## Voorblad
Versie 10-09-2024
Dealer prijslijst | DMLUX Verlichtingsarmaturen | Tel: 0031 (0)55-3003039
Ingangsdatum: 01-03-2026 | Tweelingenlaan 200 | info@dmlux.nl
7324 AT Apeldoorn
The Netherlands
Disclaimer
Prijs- en modelwijzigingen en typefouten voorbehouden.
Op al onze offertes en overeenkomsten zijn onze Algemene Leveringsvoorwaarden van toepassing. Inkoopvoorwaarden van de afnemer worden uitdrukkelijk afgewezen, tenzij schriftelijk anders overeen gekomen.

## DMLUX
Prijslijst maart 2026 DMLUX
Artikelcode | Omschrijving | Prijs
DM501101 | Bella 60×60 backlit paneel 3CCT 3000/4000/6000K 18/22/26/30W 140 Lm/W 595×595×35mm | 72.5
DM501102 | Bella 120×30 backlit paneel 3CCT 3000/4000/6000K 18/22/26/30W 140 Lm/W 1195×295×35mm | 79.5
DM740777-3 | Manto3 LED paneel - 30W - 3000K - 3600Lm - 60x60 - UGR < 22 | 82
DM740777-3-U19 | Manto3 LED paneel - 30W - 3000K - 3450Lm - 60x60 - UGR < 19 | 89.25
DM740778-3 | Manto3 LED paneel - 30W - 3000K - 3600Lm - 120x30 - UGR < 22 | 90
DM740778-3-U19 | Manto3 LED paneel - 30W - 3000K - 3450Lm - 120x30 - UGR < 19 | 97.75
DM720969-3 | Manto3 LED paneel - 30W - 4000K - 3950Lm - 60x60 - UGR < 22 | 82
DM720969-3-U19 | Manto3 LED paneel - 30W - 4000K - 3750Lm - 60x60 - UGR < 19 | 89.25
DM740779-3 | Manto3 LED paneel - 30W - 4000K - 3900Lm - 120x30 - UGR < 22 | 90
DM740779-3-U19 | Manto3 LED paneel - 30W - 4000K - 3750Lm - 120x30 - UGR < 19 | 97.75
DM900192-3 | Manto3 LED paneel - 30W - 6000K - 4000Lm - 60x60 - UGR < 22 | 82
DM900192-3-U19 | Manto3 LED paneel - 30W - 6000K - 3800Lm - 60x60 - UGR < 19 | 89.25
DM900220-3 | Manto3 LED paneel - 30W - 6000K - 4000Lm - 120x30 - UGR < 22 | 90
DM900220-3-U19 | Manto3 LED paneel - 30W - 6000K - 3800Lm - 120x30 - UGR < 19 | 97.75
DM901275 | Opbouwframe met veren 60x60cm Wit | 45
DM901276 | Opbouwframe met veren 120x30cm Wit | 49
DM9016904 | Noodunit voor Manto3 panelen 10W AC 120-240Vac DC25-50V 3 uurs LI-ION batterij eurostekker 1.5m lengte | 135
DM9016414 | Manto3 triac dimbare driver 30 Watt t.b.v. inclusive DC cable and connection | 30.5
DM9016461 | Boke 1-10V Dimmable driver for Manto3 700mA with Euro-plug and DC cable | 40.125
DM9016455 | Manto3 Dali dimmable driver 700mA with Euro-plug and DC cable | 53.5
DM900221 | Suspension set voor LED paneel 60x60 | 9.5
DM900222 | Suspension set voor LED paneel 120x30 | 13
DM900192-NTF4 | Manto3 LED foto paneel Set 4 stuks | 595
DM900192-NTF6 | Manto3 LED foto paneel Set 6 stuks | 844
DM900192-NTF8 | Manto3 LED foto paneel Set 8 stuks | 1133
DM900192-NTF9 | Manto3 LED foto paneel Set 9 stuks | 1248
DM900192-NTF12 | Manto3 LED foto paneel Set 12 stuks | 1673
DM900192-NTF16 | Manto3 LED foto paneel Set 16 stuks | 2150
DM900192-NTF24 | Manto3 LED foto paneel Set 24 stuks | 3175
DM900220-NTF4 | Manto3 LED foto paneel Set 4 stuks | 635
DM900220-NTF8 | Manto3 LED foto paneel Set 8 stuks | 1220
DM900220-NTF12 | Manto3 LED foto paneel Set 12 stuks | 1755
DM9017128 | Manto Edge Lit paneel - 36W - 60x60 - 3800Lm - 3000K / 4000K / 6000K | 64.2
DM731001 | Aansluitsnoer origineel GST/3 connector 2x 0.75mm² Male-aderhuls 0.5m zwart | 8.74
DM731002 | Aansluitsnoer origineel GST/3 connector 3x 0.75mm² Male-aderhuls 0.5m zw | 9.28
DM731004 | Koppelsnoer origineel GST/3 connector 2×1mm² Male-Europlug 0,5m zwart | 9.83
DM731006 | Koppelsnoer origineel GST/3 connector 3x1,5mm² Male-Female 2m zwart | 21.86
DM731007 | Koppelsnoer origineel GST/3 connector 3x1,5mm² Male-Female 3m zwart | 24.9
DM731008 | Koppelsnoer origineel GST/3 connector 3x1,5mm² Male-Female 5m zwart | 30.94
DM731005 | Netsnoer origineel GST/3 connector 3×1,5mm² Schuko-Female 2m | 15.34
DM731003 | T-splitter GST/3 origineel GST/3 connectoren | 14.36
DM1805072 | Adels Eca Aansluitsnoer 2x0,75 zwart male 50cm | 7.13
DM1805098 | Adels Eca Aansluitsnoeren 3x0,75 zwart male 50cm | 7.73
DM1804920 | Adels T-splitter met aansluitsnoer, 2-polig 0,75mm2, 30cm | 16.28
DM1120856-DIP-1LIN2.5 | Sumatra LED1x3850 H232 PC/PC T840 OP Dipswitch 3850/3300/2800lm met doorvoerbedrading 3x2.5mm² | 98.4
DM1120862-DIP-1LIN2.5 | Sumatra LED1x6400 H238 PC/PC T840 OP Dipswitch 6400/5500/4600lm met doorvoerbedrading 3x2.5mm² | 110.7
DM9017138 | Portico LED IP65 IK10 - 6W - 3000K/4000K/6000K | 68.5
DM9017139 | Portico LED IP65 IK10 - 6W - 3000K/4000K/6000K - MW | 99
DM9017140 | Portico LED IP65 IK10 - 6W - 3000K/4000K/6000K - EMG | 122.5
DM9017141 | Portico LED IP65 IK10 - 6W - 3000K/4000K/6000K - MW - EMG | 161.5
DM9017150 | Portico body black | 9.99
DM901179 | DMLUX HF Sensor | 25
DM9016480 | Universele Retrofit 9700lm 58W 8 aderig | 169
DM9016485 | Trunculo universele retrofit cover 1527mm inclusief 8 aders | 55
DM9016483 | Universele Retrofit Aansluitconnector | 7.5
DM901240 | Trunculo Retrofit PH TTX T5 Osram driver | 180
DM901241 | Trunculo Retrofit PH TTX T8 Osram driver | 169
DM901242 | Trunculo Retrofit VK PNR T5/T8 Osram driver | 169
DM901243 | Trunculo Retrofit TR E-line T5 Osram driver | 180
DM901244 | Trunculo Retrofit TR E-line T8 Osram driver | 180
DM901245 | Trunculo Retrofit RD VLG T8 Osram driver | 180
DM901246 | Trunculo Retrofit St D T5/T8 Osram driver | 180
DM901247 | Trunculo Retrofit RL SDT T5/T8 Osram driver | 180
DM901248 | Trunculo Retrofit Zm ZX T8 Osram driver | 180
DM901249 | Trunculo Retrofit Nr Fluor TRX T5/T8 Osram driver | 180
DM9017084 | Trunculo Led module 65W 10400Lm 1437mm - 3000K - 30º | 169
DM950001S | Trunculo lichtlijn Basisrail 1437x65x50mm 8x2.5mm² draden staal | 50
DM950003S | Trunculo lichtlijn Basisrail 2875x65x50mm 8x2.5mm² draden staal | 95
DM950006 | Blindplaat wit kunststof | 11.25
DM950010 | Aansluitterminal AC Aansluiting | 40
DM950011 | Eindkap staal | 20
DM950011S | DML TRUNCULO Eindkap staal | 20
DM950013 | Pendel ophangbeugel inclusief 2m staalkabel | 7.5
DM901804 | Antares LED tube 15W 160 LM/W 2400Lumen 120CM 3000K | 16.25
DM901805 | Antares LED tube 15W 160 LM/W 2400Lumen 120CM 4000K | 16.25
DM901806 | Antares LED tube 15W 160 LM/W 2400Lumen 120CM 6000K | 16.25
DM901807 | Antares LED tube 20W 160 LM/W 3200Lumen 150CM 3000K | 21.25
DM901808 | Antares LED tube 20W 160 LM/W 3200Lumen 150CM 4000K | 21.25
DM901809 | Antares LED tube 20W 160 LM/W 3200Lumen 150CM 6000K | 21.25
TM-S2.MXSTX060W | ONTEC S20 M1X 60/180 M/NM ST IP65 White | 55.95
TM-OS.M1ATM860W | ONTEC S M1 180 M AT | 114.75
TM-OS.M1STM860W | ONTEC S M1 180 M ST | 94.5
TM-OC.M1STN800W | ONTEC C M1 180 NM ST W | 130.5
TM-OC.C1STN800W | ONTEC C C1 180 NM ST W | 135
TM-OR.MUSTN300W | ONTEC R M1U 301 NM ST | 130.5
TM-OR.CUSTN300W | ONTEC R C1U 301 NM ST | 135
TM-OR.MUSTN300B | ONTEC R M1U 301 NM ST B | 130.5
TM-OG.EEATM800W | ONTEC G E1E 180 M AT W | 153.5
TM-OG.EESTM300W | ONTEC G E1E 301 M ST W | 123.9
TM-TL.M1STN800W | PRIMO TRL M1 180 NM ST B voor 3-fase rail wit | 221.25
TM-TL.M1STN800B | PRIMO TRL M1 180 NM ST B voor 3-fase rail zwart | 221.25
TM-AKC.OR11 | Renovatieplaat voor Ontec R | 45
TM-AKC.OS211 | Renovatieplaat voor OntecS20 | 45
DM1650349-B | Bogota LED 145 3CCT 3000/4000/5700K 12W 1720lm Dipswitch 6/8/10/13W Binnenmaat 120-130mm IP54 UGR<19 Black | 66.24
DM1650349 | Bogota LED 145 3CCT 3000/4000/5700K 12W 1720lm Dipswitch 6/8/10/13W Binnenmaat 120-130mm IP54 UGR<19 White | 53.88
DM1650360 | Bogota LED 180 3CCT 3000/4000/5700K 9W 1300lm Binnenmaat 160-170mm IP54 UGR<19 PIR-sensor White | 95.5036
DM1650351-B | Bogota LED 190 3CCT 3000/4000/5700K 12W 1700lm Dipswitch 6/8/10/13/15W Binnenmaat 160-170mm IP54 UGR<19 Black | 87.17
DM1650351 | Bogota LED 190 3CCT 3000/4000/5700K 12W 1700lm Dipswitch 6/8/10/13/15W Binnenmaat 160-170mm IP54 UGR<19 White | 70.6636
DM1650352-B | Bogota LED 228 3CCT 3000/4000/5700K 18W 2650lm Dipswitch 13/16/18/20/25W Binnenmaat 200-210mm IP54 UGR<19 Black | 106.62
DM1650352 | Bogota LED 228 3CCT 3000/4000/5700K 18W 2650lm Dipswitch 13/16/18/20/25W Binnenmaat 200-210mm IP54 UGR<19 White | 82.8
DM1650320 | Adaptor ring Bogota 190, buitenmaat 240mm met zaagmaat 160-210mm Wit | 6.9756
DM1650320-B | Adaptor ring Bogota 190, buitenmaat 240mm met zaagmaat 160-210mm Zwart | 6.9756
DM1650321 | Adaptor ring Bogota 228, buitenmaat 260mm met zaagmaat 200-240mm Wit | 8.1099
DM1650321-B | Adaptor ring Bogota 228, buitenmaat 260mm met zaagmaat 200-240mm Zwart | 8.1099
DM1650339 | Opbouwkit Bogota Ø148x93mm Wit | 35.9556
DM1650339-B | Opbouwkit Bogota Ø148x93mm Zwart | 35.9556
DM1650340 | Opbouwkit Bogota Ø193x93mm Wit | 45.7101
DM1650340-B | Opbouwkit Bogota Ø193x93mm Zwart | 45.7101
DM1650341 | Opbouwkit Bogota Ø232x100mm Wit | 57.2795
DM1650341-B | Opbouwkit Bogota Ø232x100mm Zwart | 57.2795
DM1650370 | Triac driver Bogota LED 10-24W | 28.8
DM1650371 | DALI/0-10V driver Bogota LED 8-22W | 39.15
DM1650372 | Noodunit Bogota LED 4W 3-uurs LiFePO4 | 98.01
DM901031-G | Eindkap Grijs | 2.1
DM901031-B | Eindkap Zwart | 2.1
DM901031-W | Eindkap Wit | 2.1
DM901040-W | Verstelbaar hoekstuk Wit | 33.9
DM901039-W | Verstelbaar T-stuk links Wit | 46.65
DM901025-G | 1-Meter 3-Fase spanningsrail Grijs | 37.5
DM901025-W | 1-Meter 3-Fase spanningsrail Wit | 37.5
DM901025-B | 1-Meter 3-Fase spanningsrail Zwart | 37.5
DM901026-G | 2-Meter 3-Fase spanningsrail Grijs | 74.25
DM901026-W | 2-Meter 3-Fase spanningsrail Wit | 74.25
DM901026-B | 2-Meter 3-Fase spanningsrail Zwart | 74.25
DM901027-G | 3-Meter 3-Fase spanningsrail Grijs | 111.375
DM901027-W | 3-Meter 3-Fase spanningsrail Wit | 111.375
DM901027-B | 3-Meter 3-Fase spanningsrail Zwart | 111.375
DM901028-G | Aansluitvoeding links Grijs | 15.675
DM901028-W | Aansluitvoeding links Wit | 15.675
DM901028-B | Aansluitvoeding links Zwart | 15.675
DM901033-G | Aansluitvoeding rechts Grijs | 15.675
DM901033-W | Aansluitvoeding rechts Wit | 15.675
DM901033-B | Aansluitvoeding rechts Zwart | 15.675
DM901035-G | Knikbocht Grijs | 41.25
DM901035-W | Knikbocht Wit | 41.25
DM901035-B | Knikbocht Zwart | 41.25
DM901029-G | Koppelstuk Grijs | 9.375
DM901029-W | Koppelstuk Wit | 9.375
DM901029-B | Koppelstuk Zwart | 9.375
DM901034-G | Middenvoeding Grijs | 32.03
DM901034-W | Middenvoeding Wit | 32.03
DM901034-B | Middenvoeding Zwart | 32.03
DM901037-G | Montagebeugel Grijs | 3.98
DM901037-W | Montagebeugel Wit | 3.98
DM901037-B | Montagebeugel Zwart | 3.975
DM901036-G | Pendelset 5m Grijs | 18.75
DM901036-W | Pendelset 5m Wit | 18.75
DM901036-B | Pendelset 5m Zwart | 18.75
DM901040-G | Verstelbaar hoekstuk Grijs | 33.9
DM901040-B | Verstelbaar hoekstuk Zwart | 33.9
DM901039-G | Verstelbaar T-stuk links Grijs | 46.65
DM901039-B | Verstelbaar T-stuk links Zwart | 46.65
DM901038-G | Verstelbaar T-stuk rechts Grijs | 46.65
DM901038-B | Verstelbaar T-stuk rechts Zwart | 46.65
DM501101 | Bella 60×60 backlit paneel 3CCT 3000/4000/6000K 18/22/26/30W 140 Lm/W 595×595×35mm | 72.5
DM501102 | Bella 120×30 backlit paneel 3CCT 3000/4000/6000K 18/22/26/30W 140 Lm/W 1195×295×35mm | 79.5

## Northcliffe
Prijslijst maart 2026 Northcliffe
Afbeelding | Artikelcode | Product | Omschrijving | Lengte, mm | Breedte, mm | Hoogte, mm | Inbouwmaat, mm | LB waarde | SDCM | Lumen | Wattage | Lm/W | CRI (Ra) | CCT, K | Brutoprijs EUR
SENSORS
INDEPENDENT PIR SENSORS:
| DM9030482 | Sensor R RPIR360 D8/4 W | PIR, independent, on/off, IP54/40, 360°, d<8m, h<4m, recessed, white | 76 | 76 | 69 | [8 empty] | 25.714
| DM9030479 | Sensor C SPIR360 D8/4 W | PIR, independent, on/off, IP65, 360°, d<8m, h<4m, surface, white | 110 | 110 | 27 | [8 empty] | 32.25
| DM9030481 | Sensor C SPIR360 D20/4 W | PIR, independent, on/off, IP65, 360°, d<20m, h<4m, surface, white | 115 | 115 | 48 | [8 empty] | 44.548
| DM9030477 | Sensor W SPIR180 R12/2.5 W | PIR, independent, on/off, IP65, 180°, r<12m, h<2.5m, wall/surface, white | 92 | 76 | 63 | [8 empty] | 23.908
| DM9030478 | Sensor W SPIR180 R12/2.5 B | PIR, independent, on/off, IP65, 180°, r<12m, h<2.5m, wall/surface, black | 92 | 76 | 63 | [8 empty] | 23.908
| DM9037975 | Sensor PIR R 360 D10/6 W | PIR, independent, on/off, IP20, 360°, d<10m, h<6m, recessed, white | 78 | 78 | 75 | [8 empty] | 96.105
| DM9037976 | Sensor PIR R 360 D18/6 W | PIR, independent, on/off, IP20, 360°, d<18m, h<6m, recessed, white | 78 | 78 | 75 | [8 empty] | 120.357
| DM9038097 | Sensor HBPIR R 360 D20/12 W | PIR, independent, on/off, IP20, 360°, d<20m, h<12m, recessed, white | 78 | 78 | 75 | [8 empty] | 129.645
| DM9036883 | Sensor HBPIR R 360 D28/21 W | PIR, independent, on/off, IP20, 360°, d<28m, h<21m, recessed, white | 78 | 78 | 75 | [8 empty] | 172.344
| DM9034382 | Surface MTG BOX HIR IP20 | Surface mount box, IP20 | 95 | 75 | 75 | [8 empty] | 15.695
| DM9037977 | Surface MTG BOX HIR IP54 | Surface mount box, IP54 | 95 | 75 | 75 | [8 empty] | 34.099
| DM9022195 | Remote Control HRC-11 | Remote control unit | 123 | 50 | 13 | [8 empty] | 106.253
INTEGRATED PIR SENSORS:
| DM9030483 | Sensor PIR BI 360 D6/4 W | PIR, built-in, on/off, IP65, 360°, d<6m, h<4m, white | 55.4 | 36.8 | 25.5 | [8 empty] | 36.593
| DM9031357+9031358 | Sensor PIR BI 360 D12/3 W | PIR, built-in, on/off, IP20, 360°, d<12m, h<3m, white | 120 | 30 | 21 | [8 empty] | 82.001
| DM9031357+9038763 | Sensor HBPIR BI 360 D12/8 W | PIR, built-in, on/off, IP65, 360°, d<12m, h<8m, white | 120 | 30 | 21 | [8 empty] | 106.511
| DM9031359 | Remote Control HRC-12 | Remote control unit | 123 | 50 | 13 | [8 empty] | 106.253
| DM9030428 | Sensor HBPIR Batten-fit 360 D12/12 W | PIR, batten-fit, on/off, IP65, 360°, d<12m, h<12m, white | 107 | 40 | 34 | [8 empty] | 92.45
| DM9027666 | Sensor HBPIR BI 360 D18/12 Tmin-40C W | PIR, built-in, on/off, IP65, 360°, d<18m, h<12m, upto -40°C, white | 98 | 51 | 29 | [8 empty] | 230.91
| DM9037472 | Sensor HBPIR ZHAGA 360 D12/12 DIM B | PIR, Zhaga 18, 0-10V, IP65, 360°, d<12m, h<12m, black | 55 | 55 | 43 | [8 empty] | 61.748
| DM9037473 | Remote control RC-100 | Remote control unit | 123 | 70 | 20 | [8 empty] | 90.171
INDEPENDENT TRUE PRESENCE SENSORS:
NOTE: DALI sensors have to be combined with DALI drivers
| DM9037978 | Sensor TRUEMW R 360 D8/3 W | TRUE PRESENCE, independent, on/off, IP20, 360°, d<8m, h<3m, recessed, white | 78 | 78 | 73 | [8 empty] | 157.337
| DM9038747 | Sensor TRUEMW R 360 D8/3 DALIPS W | TRUE PRESENCE, independent, DALI with PS, IP20, 360°, d<8m, h<3m, recessed, white | 78 | 78 | 73 | [8 empty] | 220.891
| DM9038751 | Sensor TRUEMW R 360 D8/3 KRBLT W | TRUE PRESENCE, independent, KRBLT on/off, IP20, 360°, d<8m, h<3m, recessed, white | 78 | 78 | 73 | [8 empty] | 232.286
| DM9038752 | Sensor TRUEMW R 360 D8/3 DALIPS KRBLT W | TRUE PRESENCE, independent, KRBLT DALI with PS, IP20, 360° , d<8m, h<3m, recessed, white | 78 | 78 | 73 | [8 empty] | 297.646
| DM9034382 | Surface MTG BOX HIR IP20 | Surface mount box, IP20, white | 95 | 75 | 75 | [8 empty] | 15.695
| DM9037977 | Surface MTG BOX HIR IP54 | Surface mount box, IP54, white | 95 | 75 | 75 | [8 empty] | 34.099
| DM9031359 | Remote Control HRC-12 | Remote control unit (on/off) | 123 | 50 | 13 | [8 empty] | 106.253
| DM9022195 | Remote Control HRC-11 | Remote control unit (Dali) | 123 | 50 | 13 | [8 empty] | 106.253
INTEGRATED MW SENSORS:
| DM9014304 | Sensor MW BI 360 D10/6 | MW, built-in, on/off, IP20, 360°, d<10m, h<6m, white | 80 | 36.5 | 23.5 | [8 empty] | 49.751
|  | Sensor MW BI 360 D10/6 (linear) | MW, built-in linear, on/off, IP20, 360°, d<10m, h<6m, white | [11 empty] | 49.751
| DM9038756 | Sensor&LED Driver MW BI 360 D6/6 eCOR | MW, built-in, eCOR, IP20, 360°, d<6m, h<6m, white | 280 | 30 | 21 | [8 empty] | 90.644
| DM9020752 | Sensor MW BI 360 D12/6 W (with head) | MW, built-in with head, on/off, IP20, 360°, d<12m, h<6m, white | 98 | 43 | 30 | [8 empty] | 101.996
NOTE: should add 65mm of blank profile when mounted into profiles
| DM9009175 | Sensor MWRF BI 360 D12/6 DIM | MW, built-in, DIM RF wireless, IP20, 360°, d<12m, h=6m, white | 114.5 | 45 | 27.5 | [8 empty] | 189.372
INDEPENDENT DALI STANDALONE SENSORS:
NOTE: DALI sensors have to be combined with DALI drivers
| DM9035184 | Sensor PIR R 360 D10/6 DALIPS W | PIR, independent, DALI + PS, IP20, 360°, d<10m, h<6m, recessed, white | 78 | 78 | 75 | [8 empty] | 166.41
| DM9038753 | Sensor PIR R 360 D18/6 DALIPS W | PIR, independent, DALI + PS, IP20, 360°, d<18m, h<6m, recessed, white | 78 | 78 | 75 | [8 empty] | 193.457
| DM9038754 | Sensor HBPIR R 360 D20/12 DALIPS W | PIR, independent, DALI + PS, IP20, 360°, d<20m, h<12m, recessed, white | 78 | 78 | 75 | [8 empty] | 209.797
| DM9038755 | Sensor HBPIR R 360 D28/21 DALIPS W | PIR, independent, DALI + PS, IP20, 360°, d<28m, h<21m, recessed, white | 78 | 78 | 75 | [8 empty] | 252.41
| DM9034382 | Surface MTG BOX HIR IP20 | Surface mount box, IP20, white | 95 | 75 | 75 | [8 empty] | 15.695
| DM9037977 | Surface MTG BOX HIR IP54 | Surface mount box, IP54, white | 95 | 75 | 75 | [8 empty] | 34.099
| DM9022195 | Remote Control HRC-11 | Remote control unit | 123 | 50 | 13 | [8 empty] | 106.253
INTEGRATED DALI STANDALONE SENSORS:
NOTE: DALI sensors have to be combined with DALI drivers
| DM9024713+9038764 | Sensor PIR BI 360 D12/3 DALIPS W | PIR, built-in, DALI + PS, IP20, 360°, d<12m, h<3m, white | 120 | 30 | 21 | [8 empty] | 148.264
| DM9024713+9038765 | Sensor HBPIR BI 360 D12/8 DALIPS W | PIR, built-in, DALI + PS, IP65, 360°, d<12m, h<8m, white | 120 | 30 | 21 | [8 empty] | 181.589
| DM9024713+9038766 | Sensor HBPIR BI 360 D16/12 DALIPS W | PIR, built-in, DALI + PS, IP54, 360°, d<16m, h<12m, white | 120 | 30 | 21 | [8 empty] | 161.637
| DM9022195 | Remote Control HRC-11 | Remote control unit | 123 | 50 | 13 | [8 empty] | 106.253
| DM9028208 | Sensor HBPIR Batten-fit 360 D12/12 DALIPS W | PIR, batten-fit, DALI + PS, IP65, 360°, d<12m, h<12m, white | 107 | 40 | 29 | [8 empty] | 188.211
| DM9038762 | Sensor MW BI 360 D10/6 DALIPS W | MW, built-in, DALI + PS, IP20, 360°, d<10m, h<6m, white | 102 | 45 | 28 | [8 empty] | 220.891
INDEPENDENT DALI SENSORS:
NOTE: DALI sensors have to be combined with DALI drivers
| DM9038757 | Sensor PIR R 360 D10/6 DALI2 W | PIR, independent, DALI2, IP20, 360°, d<10m, h<6m, recessed, white | 78 | 78 | 75 | [8 empty] | 154.198
| DM9038758 | Sensor PIR R 360 D18/6 DALI2 W | PIR, independent, DALI2, IP20, 360°, d<18m, h<6m, recessed, white | 78 | 78 | 75 | [8 empty] | 186.19
| DM9038759 | Sensor HBPIR R 360 D20/12 DALI2 W | PIR, independent, DALI2, IP20, 360°, d<20m, h<12m, recessed, white | 78 | 78 | 75 | [8 empty] | 186.19
| DM9038760 | Sensor HBPIR R 360 D28/21 DALI2 W | PIR, independent, DALI2, IP20, 360°, d<28m, h<21m, recessed, white | 78 | 78 | 75 | [8 empty] | 223.213
| DM9034382 | Surface MTG BOX HIR IP20 | Surface mount box, IP20, white | 95 | 75 | 75 | [8 empty] | 15.695
| DM9037977 | Surface MTG BOX HIR IP54 | Surface mount box, IP54, white | 95 | 75 | 75 | [8 empty] | 34.099
INTEGRATED DALI SENSORS:
NOTE: DALI sensors have to be combined with DALI drivers
| DM9038777 | Sensor MW BI 360 D10/6 DALI W | MW, built-in, DALI2, IP20, 360°, d<10m, h<6m, white | 80.5 | 36.5 | 26 | [8 empty] | 216.806
| DM9038780 | Sensor HBPIR ZHAGA 360 D20/12 DALI2 B | PIR, Zhaga18, DALI2 D4i, IP65, 360°, d<20m, h<12m, surface, black | 51 | 44 | 35 | [8 empty] | 208.851
| DM9038761 | Sensor PIR TRACK 360 D12/3 DALI2 B | PIR, in-track, DALI2, IP20, 360°, d<12m, h<3m, black | 262 | 31 | 53 | [8 empty] | 191.393
WIRELESS KRBLT SYSTEM:
NOTE: DALI sensors have to be combined with DALI drivers
| DM9037984 | KRBLT Gateway (HBGW01) | KRBLT gateway, black | 105 | 105 | 25 | [8 empty] | 705.974
| DM9037985 | KRBLT Touch panel (HBP02) | KRBLT touch panel, white | 86 | 86 | 35.6 | [8 empty] | 301.473
|  | KRBLT Self-powered Switch 2D | KRBLT switch, self-power, 2D buttom, white | [11 empty] | 205.024
| DM9037988 | KRBLT node | Built in Bluetooth transceiver node, on-off | 58 | 46 | 22 | [8 empty] | 126.248
| DM9037989 | KRBLT DALIPS node | Built in Bluetooth transceiver node, DALI+PS | 58 | 46 | 22 | [8 empty] | 162.798
| DM9037990 | KRBLT DALIPS Track node | Track mounted Bluetooth Control Unit, DALI+PS, black | 262 | 31 | 46 | [8 empty] | 134.418
| DM9037993 | LED driver KRBLT TRACK | Bluetooth Constant Current LED Driver for Track System, black | 230 | 31 | 46 | [8 empty] | 174.838
INDEPENDENT KRBLT SENSORS:
NOTE: DALI sensors have to be combined with DALI drivers
| DM9038771 | Sensor PIR R 360 D10/6 KRBLT W | PIR, independent, on/off+KRBLT, IP20, 360°, d<10m, h<6m, recessed, white | 78 | 78 | 75 | [8 empty] | 156.176
| DM9038772 | Sensor PIR R 360 D18/6 KRBLT W | PIR, independent, on/off+KRBLT, IP20, 360°, d<18m, h<6m, recessed, white | 78 | 78 | 75 | [8 empty] | 180.514
| DM9038773 | Sensor HBPIR 360 D20/12 KRBLT W | PIR, independent, on/off+KRBLT, IP20, 360°, d<20m, h<12m, recessed, white | 78 | 78 | 75 | [8 empty] | 196.123
| DM9034382 | Surface MTG BOX HIR IP20 | Surface mount box, IP20 | 95 | 75 | 75 | [8 empty] | 15.695
| DM9037977 | Surface MTG BOX HIR IP54 | Surface mount box, IP54 | 95 | 75 | 75 | [8 empty] | 34.099
| DM9037980 | Sensor PIR R 360 D10/6 DALIPS KRBLT W | PIR, independent, DALI+PS+KRBLT, IP20, 360°, d<10m, h<6m, recessed, white | 78 | 78 | 75 | [8 empty] | 197.069
| DM9037981 | Sensor PIR R 360 D18/6 DALIPS KRBLT W | PIR, independent, DALI+PS+KRBLT, IP20, 360°, d<18m, h<6m, recessed, white | 78 | 78 | 75 | [8 empty] | 233.834
| DM9037982 | Sensor HBPIR 360 D20/12 DALIPS KRBLT W | PIR, independent, DALI+PS+KRBLT, IP20, 360°, d<20m, h<12m, recessed, white | 78 | 78 | 75 | [8 empty] | 233.834
| DM9037983 | Sensor HBPIR R 360 D30/12 DALIPS KRBLT | PIR, independent, DALI+PS+KRBLT, IP20, 360°, d<30m, h<12m, recessed, white | 78 | 78 | 75 | [8 empty] | 251.765
| DM9034382 | Surface MTG BOX HIR IP20 | Surface mount box, IP20, white | 95 | 75 | 75 | [8 empty] | 15.695
| DM9037977 | Surface MTG BOX HIR IP54 | Surface mount box, IP54, white | 95 | 75 | 75 | [8 empty] | 34.099
INTEGRATED KRBLT SENSORS:
NOTE: DALI sensors have to be combined with DALI drivers
| DM9024713+9038767 | Sensor PIR BI 360 D12/3 DALIPS KRBLT W | PIR, built-in, DALI+PS+KRBLT, IP20, 360°, d<12m, h<3m, white | 120 | 30 | 21 | [8 empty] | 165.077
| DM9024713+9038768 | Sensor HBPIR BI 360 D12/8 DALIPS KRBLT W | PIR, built-in, DALI+PS+KRBLT, IP65, 360°, d<12m, h<8m, white | 120 | 30 | 21 | [8 empty] | 180.729
| DM9024713+9038769 | Sensor HBPIR BI 360 D16/12 DALIPS KRBLT W | PIR, built-in, DALI+PS+KRBLT, IP54, 360°, d<16m, h<12m, white | 120 | 30 | 21 | [8 empty] | 188.856
| DM9037972 | Sensor PIR BI 360 D12/3 DALI KRBLT W | PIR, built-in, DALI+KRBLT, IP20, 360°, d<12m, h<3m, white | 26 | 26 | 32 | [8 empty] | 199.09
| DM9038776 | Sensor HBPIR BI 360 D12/8 DALI KRBLT W | PIR, built-in, DALI + KRBLT, IP65, 360°, d<12m, h<8m, white | 37 | 37 | 44 | [8 empty] | 243.853
| DM9027642 | DALI Power Supply (PS3) | DALI-2 power supply providing 70 mA for a DALI-2 installation | 58 | 30 | 15.3 | [8 empty] | 93.138
| DM9037991 | Sensor HBPIR Batten-fit 360 D12/12 KRBLT W | PIR, batten-fit, on/off+KRBLT, IP65, 360°, d<12m, h<12m, white | 107 | 40 | 29 | [8 empty] | 231.77
| DM9038774 | Sensor HBPIR Batten-fit 360 D12/12 DALIPS KRBLT W | PIR, batten-fit, DALI+PS+KRBLT, IP65, 360°, d<126m, h<12m, white | 107 | 40 | 29 | [8 empty] | 264.966
| DM9037974 | Sensor MW BI 360 D10/6 KRBLT | MW, built-in, on/off+KRBLT, IP20, 360°, d<10m, h<6m, white | 81 | 50 | 25 | [8 empty] | 121.002
| DM9038775 | Sensor MW BI 360 D10/6 DALIPS KRBLT | MW, built-in, DALI+PS+KRBLT, IP20, 360°, d<10m, h<6m, white | 81 | 50 | 25 | [8 empty] | 199.778
| DM9038746 | Sensor HBPIR ZHAGA 360 D20/12 DIM KRBLT B | PIR, Zhaga 18, 0-10V KRBLT, IP65, 360°, d<20m, h<12m, black | 51 | 51 | 44 | [8 empty] | 219.3
WIRELESS EAIR SYSTEM:
NOTE: EAIR sensors have to be combined with EAIR drivers
| DM9038779 | Sensor PIR BI 360 6/3 EAIRB W | Bluetooth office sensor for luminaire integration, IP20, color white, grey, black | 50 | 19 | 32
| DM9026487 | Recessed MTG EAIR | Ceiling Mount Plate for remote mounting of Sensor PIR BI 360 6/3 EAIRB W | 74 | 74 | 46 | [8 empty] | 24.768
| DM9014069 | Frame SMB-50 /w | Luminarie mounted bracket for Sensor PIR BI 360 6/3 EAIRB W, color white, black, grey | 65 | 26 | 24
| DM9032407 | Sensor HBPIR Batten-fit 360 D16/16 EAIRB W | PIR, built-in, EAIR, IP65, 360°, d<16m, h<16m, white | 140 | 115 | 41.5
| DM9033955 | Sensor HBPIR S 360 D16/16 EAIRB W | PIR, independent, EAIR, IP65, 360°, d<16m, h<16m, surface, white | 158 | 137 | 41.5
| DM9026451 | Wall switch EAIRB 2B | Wireless EAIRB switch and scene selector for offices 2 buttons | 97 | 89 | 22 | [8 empty] | 315.104
| DM9020897 | Wall switch EAIRB 4B | Wireless EAIRB switch and scene selector for offices 4 buttons | 97 | 89 | 22 | [8 empty] | 315.104
| DM9026357 | EAIR Bridge | Xitanium SR Bridge built in, IP20 | 204 | 30 | 21 | [8 empty] | 103.23
WIRELESS CASAMBI SYSTEM:
NOTE: DALI sensors have to be combined with DALI drivers
| DM9028012 | BLT Node (basicDIM wireless G2) | Application controller, Casambi Ready, Bluetooth, IP20 | 80.7 | 30 | 15.3 | [8 empty] | 234.5319
| DM9037133 | BLT Switch (Xpress) | Battery powered, Casambi Ready, wireless wall switch, all types of basicDIM Wireless devices | 90 | 90 | 17.5 | [8 empty] | 498.5676
| DM9038783 | Sensor PIR R 360 D8/4 BLT W (basicDIM Wireless Sensor 5DP 38rc) | PIR, independent, BLT, IP20, 360°, d<8m, h<4m,recessed, white | 85 | 85 | 73.3 | [8 empty] | 481.514
| DM9038784 | BLT Surface MTG BOX (Sensor housing bDW rs) | Surface mounting box, IP20, white | 125 | 125 | 75 | [8 empty] | 51.1821
| DM9038782 | Sensor PIR BI 360 D12/3 DALI2 BLT W | PIR, built-in, DALI2, IP20, 360°, d<12m, h<3m, white | 26 | 26 | 32 | [8 empty] | 150.543
| DM9038786 | Sensor HBPIR BI 360 D12/8 DALI2 BLT W | PIR, built-in, DALI2, IP65, 360°, d<12m, h<8m, white | 37 | 37 | 44 | [8 empty] | 180.729
| DM9035680 | BLT Node Passive (basicDIM Wireless Passive module G2) | Application controller, Casambi Ready, Bluetooth, IP20 | 80.7 | 30 | 15.3 | [8 empty] | 286.5465
| DM9027642 | DALI Power Supply (PS3) | DALI-2 power supply providing 70 mA for a DALI-2 installation | 58 | 30 | 15.3 | [8 empty] | 93.138
| DM9038785 | LED driver DALI TRACK | In-Track driver with built-in WIRELESS LED driver, class II, Casamby ready | 234 | 32 | 43 | [8 empty] | 217.279
| DM9038109 | BLT ZHAGA18 Node (basicDIM Wireless Outdoor) | Zhaga book 18, IP66, IK09, -40 – 70 °C, Bluetooth, light sensor, | 80 | 80 | 38.5 | [8 empty] | 637.2621
OUTDOOR SENSORS:
| DM9012721 | Nightswitch | Surface mount IP55 photo sensor with on-off control | 105 | 79 | 36 | [8 empty] | 78.819
| DM9038110 | Nightswitch ZHAGA18 | IP66, Zhaga 18 photo sensor with DALI controls | 53 | 53 | 21 | [8 empty] | 107.629
| DM9011690 | Integrated PCA | Built-in photocell, IP66, 35 lux; 1:05 ratio; on/off | 54 | 32 | 43 | [8 empty] | 73.358
| DM9038109 | BLT ZHAGA18 Node (basicDIM Wireless Outdoor) | Zhaga book 18, IP66, IK09, -40 – 70 °C, Bluetooth, light sensor | 80 | 80 | 38.5 | [8 empty] | 637.2621
CEILING TILES
| DM9034087 | Metal grid ceiling tile Q8 595x595 RAL9003 | Perforated metal grid tile for modular suspended ceilings, 8mm square perforation, white | 595 | 595 | 5 | [8 empty] | 45.236
| DM9034088 | Metal grid ceiling tile Q8 595x595 RAL9005 | Perforated metal grid tile for modular suspended ceilings, 8mm square perforation, black | 595 | 595 | 5 | [8 empty] | 45.236
| DM9034089 | Metal grid ceiling tile Q8 595x595 RAL9006 | Perforated metal grid tile for modular suspended ceilings, 8mm square perforation, light grey | 595 | 595 | 5 | [8 empty] | 45.236
| DM9034090 | Metal grid ceiling tile Q8 1195x595 RAL9003 | Perforated metal grid tile for modular suspended ceilings, 8mm square perforation, white | 1195 | 595 | 5 | [8 empty] | 90.644
| DM9034091 | Metal grid ceiling tile Q8 1195x595 RAL9005 | Perforated metal grid tile for modular suspended ceilings, 8mm square perforation, black | 1195 | 595 | 5 | [8 empty] | 90.644
| DM9034092 | Metal grid ceiling tile Q8 1195x595 RAL9006 | Perforated metal grid tile for modular suspended ceilings, 8mm square perforation, light grey | 1195 | 595 | 5 | [8 empty] | 90.644
| DM9034466 | Metal grid drop ceiling tile Q8 595x595 T24 RAL9003 | Perforated metal grid tile with 8mm drop for modular suspended ceilings (600 T24), 8mm square perforation, white | 595 | 595 | 9 | [8 empty] | 49.751
| DM9034467 | Metal grid drop ceiling tile Q8 595x595 T24 RAL9005 | Perforated metal grid tile with 8mm drop for modular suspended ceilings (600 T24), 8mm square perforation, black | 595 | 595 | 9 | [8 empty] | 49.751
| DM9034468 | Metal grid drop ceiling tile Q8 595x595 T24 RAL9006 | Perforated metal grid tile with 8mm drop for modular suspended ceilings (600 T24), 8mm square perforation, light grey | 595 | 595 | 9 | [8 empty] | 49.751
| DM9034469 | Metal grid drop ceiling tile Q8 1195x595 T24 RAL9003 | Perforated metal grid tile with 8mm drop for modular suspended ceilings (600 T24), 8mm square perforation, white | 1195 | 595 | 9 | [8 empty] | 95.159
| DM9034470 | Metal grid drop ceiling tile Q8 1195x595 T24 RAL9005 | Perforated metal grid tile with 8mm drop for modular suspended ceilings (600 T24), 8mm square perforation, black | 1195 | 595 | 9 | [8 empty] | 95.159
| DM9034471 | Metal grid drop ceiling tile Q8 1195x595 T24 RAL9006 | Perforated metal grid tile with 8mm drop for modular suspended ceilings (600 T24), 8mm square perforation, light grey | 1195 | 595 | 9 | [8 empty] | 95.159
| DM9034478 | Metal grid drop ceiling tile Q8 595x595 T15 RAL9003 | Perforated metal grid tile with 8mm drop for modular suspended ceilings (600 T15), 8mm square perforation, white | 595 | 595 | 9 | [8 empty] | 49.751
| DM9034479 | Metal grid drop ceiling tile Q8 595x595 T15 RAL9005 | Perforated metal grid tile with 8mm drop for modular suspended ceilings (600 T15), 8mm square perforation, black | 595 | 595 | 9 | [8 empty] | 49.751
| DM9034480 | Metal grid drop ceiling tile Q8 595x595 T15 RAL9006 | Perforated metal grid tile with 8mm drop for modular suspended ceilings (600 T15), 8mm square perforation, light grey | 595 | 595 | 9 | [8 empty] | 49.751
| DM9034481 | Metal grid drop ceiling tile Q8 1195x595 T15 RAL9003 | Perforated metal grid tile with 8mm drop for modular suspended ceilings (600 T15), 8mm square perforation, white | 1195 | 595 | 9 | [8 empty] | 95.159
| DM9034482 | Metal grid drop ceiling tile Q8 1195x595 T15 RAL9005 | Perforated metal grid tile with 8mm drop for modular suspended ceilings (600 T15), 8mm square perforation, black | 1195 | 595 | 9 | [8 empty] | 95.159
| DM9034483 | Metal grid drop ceiling tile Q8 1195x595 T15 RAL9006 | Perforated metal grid tile with 8mm drop for modular suspended ceilings (600 T15), 8mm square perforation, light grey | 1195 | 595 | 9 | [8 empty] | 95.159
RECESSED LUMINAIRES
| DM1132202 | Eridanus R LED1x1500 G950 T830 WMC | non-dimmable, I, IP40, IK05, UGR≤19, double parabolic reflector, white steel body | 595 | 295 | 31 |  | 100000/L80B10 | 3 | 1385 | 9.2 | 164 | 80+ | 3000 | 127.9125
| DM1133214 | Eridanus R LED1x1800 G951 T830 WMC | non-dimmable, I, IP40, IK05, UGR≤19, double parabolic reflector, white steel body | 595 | 295 | 31 |  | 100000/L80B10 | 3 | 1700 | 11.1 | 153 | 80+ | 3000 | 127.9125
| DM1133215 | Eridanus R LED1x2150 G952 T830 WMC | non-dimmable, I, IP40, IK05, UGR≤19, double parabolic reflector, white steel body | 595 | 295 | 31 |  | 100000/L80B10 | 3 | 2003 | 13.4 | 149 | 80+ | 3000 | 127.9125
| DM1133219 | Eridanus R LED1x2450 G953 T830 WMC | non-dimmable, I, IP40, IK05, UGR≤19, double parabolic reflector, white steel body | 595 | 295 | 31 |  | 100000/L80B10 | 3 | 2309 | 15.7 | 147 | 80+ | 3000 | 127.9125
| DM1133220 | Eridanus R LED2x1500 G954 T830 WMC | non-dimmable, I, IP40, IK05, UGR≤16, double parabolic reflector, white steel body | 595 | 595 | 31 |  | 100000/L80B10 | 3 | 2770 | 17.6 | 157 | 80+ | 3000 | 206.325
| DM1133474 | Eridanus R LED2x1800 G955 T830 WMC | non-dimmable, I, IP40, IK05, UGR≤16, double parabolic reflector, white steel body | 595 | 595 | 31 |  | 100000/L80B10 | 3 | 3399 | 21.9 | 155 | 80+ | 3000 | 206.325
| DM1133221 | Eridanus R LED2x2150 G956 T830 WMC | non-dimmable, I, IP40, IK05, UGR≤16, double parabolic reflector, white steel body | 595 | 595 | 31 |  | 100000/L80B10 | 3 | 4006 | 26.1 | 153 | 80+ | 3000 | 206.325
| DM1123997 | Eridanus R LED2x2450 G957 T830 WMC | non-dimmable, I, IP40, IK05, UGR≤16, double parabolic reflector, white steel body | 595 | 595 | 31 |  | 100000/L80B10 | 3 | 4617 | 30.8 | 150 | 80+ | 3000 | 188.1
| DM1133222 | Eridanus R LED1x2950 G958 T830 WMC | non-dimmable, I, IP40, IK05, UGR≤19, double parabolic reflector, white steel body | 1195 | 295 | 31 |  | 100000/L80B10 | 3 | 2770 | 17.6 | 157 | 80+ | 3000 | 217.3875
| DM1123675 | Eridanus R LED1x3600 G959 T830 WMC | non-dimmable, I, IP40, IK05, UGR≤19, double parabolic reflector, white steel body | 1195 | 295 | 31 |  | 100000/L80B10 | 3 | 3399 | 21.9 | 155 | 80+ | 3000 | 217.3875
| DM1133223 | Eridanus R LED1x4250 G960 T830 WMC | non-dimmable, I, IP40, IK05, UGR≤19, double parabolic reflector, white steel body | 1195 | 295 | 31 |  | 100000/L80B10 | 3 | 4006 | 26.1 | 153 | 80+ | 3000 | 217.3875
| DM1133224 | Eridanus R LED1x4900 G961 T830 WMC | non-dimmable, I, IP40, IK05, UGR≤19, double parabolic reflector, white steel body | 1195 | 295 | 31 |  | 100000/L80B10 | 3 | 4617 | 30.8 | 150 | 80+ | 3000 | 205.725
| DM1133225 | Eridanus R LED2x2950 G962 T830 WMC | non-dimmable, I, IP40, IK05, UGR≤16, double parabolic reflector, white steel body | 1195 | 595 | 31 |  | 100000/L80B10 | 3 | 5540 | 33.6 | 165 | 80+ | 3000 | 356.325
| DM1133226 | Eridanus R LED2x3600 G963 T830 WMC | non-dimmable, I, IP40, IK05, UGR≤16, double parabolic reflector, white steel body | 1195 | 595 | 31 |  | 100000/L80B10 | 3 | 6798 | 41.9 | 162 | 80+ | 3000 | 356.325
| DM1133227 | Eridanus R LED2x4250 G964 T830 WMC | non-dimmable, I, IP40, IK05, UGR≤16, double parabolic reflector, white steel body | 1195 | 595 | 31 |  | 100000/L80B10 | 3 | 8012 | 50.6 | 158 | 80+ | 3000 | 364.0875
| DM1133228 | Eridanus R LED2x4900 G965 T830 WMC | non-dimmable, I, IP40, IK05, UGR≤16, double parabolic reflector, white steel body | 1195 | 595 | 31 |  | 100000/L80B10 | 3 | 9235 | 59 | 157 | 80+ | 3000 | 364.0875
| DM1133229 | Eridanus R LED1x1500 G950 T840 WMC | non-dimmable, I, IP40, IK05, UGR≤19, double parabolic reflector, white steel body | 595 | 295 | 31 |  | 100000/L80B10 | 3 | 1428 | 9.2 | 155 | 80+ | 4000 | 127.9125
| DM1133230 | Eridanus R LED1x1800 G951 T840 WMC | non-dimmable, I, IP40, IK05, UGR≤19, double parabolic reflector, white steel body | 595 | 295 | 31 |  | 100000/L80B10 | 3 | 1752 | 11.1 | 158 | 80+ | 4000 | 127.9125
| DM1133231 | Eridanus R LED1x2150 G952 T840 WMC | non-dimmable, I, IP40, IK05, UGR≤19, double parabolic reflector, white steel body | 595 | 295 | 31 |  | 100000/L80B10 | 3 | 2065 | 13.4 | 154 | 80+ | 4000 | 127.9125
| DM1133232 | Eridanus R LED1x2450 G953 T840 WMC | non-dimmable, I, IP40, IK05, UGR≤19, double parabolic reflector, white steel body | 595 | 295 | 31 |  | 100000/L80B10 | 3 | 2380 | 15.7 | 152 | 80+ | 4000 | 127.9125
| DM1131053 | Eridanus R LED2x1500 G954 T840 WMC | non-dimmable, I, IP40, IK05, UGR≤16, double parabolic reflector, white steel body | 595 | 595 | 31 |  | 100000/L80B10 | 3 | 2920 | 17.6 | 166 | 80+ | 4000 | 206.325
| DM1123700 | Eridanus R LED2x1800 G955 T840 WMC | non-dimmable, I, IP40, IK05, UGR≤16, double parabolic reflector, white steel body | 595 | 595 | 31 |  | 100000/L80B10 | 3 | 3583 | 21.9 | 164 | 80+ | 4000 | 206.325
| DM1130325 | Eridanus R LED2x2150 G956 T840 WMC | non-dimmable, I, IP40, IK05, UGR≤16, double parabolic reflector, white steel body | 595 | 595 | 31 |  | 100000/L80B10 | 3 | 4222 | 26.1 | 162 | 80+ | 4000 | 206.325
| DM1123443 | Eridanus R LED2x2450 G957 T840 WMC | non-dimmable, I, IP40, IK05, UGR≤16, double parabolic reflector, white steel body | 595 | 595 | 31 |  | 100000/L80B10 | 3 | 4867 | 30.8 | 158 | 80+ | 4000 | 188.1
| DM1133233 | Eridanus R LED1x2950 G958 T840 WMC | non-dimmable, I, IP40, IK05, UGR≤19, double parabolic reflector, white steel body | 1195 | 295 | 31 |  | 100000/L80B10 | 3 | 2920 | 17.6 | 166 | 80+ | 4000 | 217.3875
| DM1133234 | Eridanus R LED1x3600 G959 T840 WMC | non-dimmable, I, IP40, IK05, UGR≤19, double parabolic reflector, white steel body | 1195 | 295 | 31 |  | 100000/L80B10 | 3 | 3583 | 21.9 | 164 | 80+ | 4000 | 217.3875
| DM1130319 | Eridanus R LED1x4250 G960 T840 WMC | non-dimmable, I, IP40, IK05, UGR≤19, double parabolic reflector, white steel body | 1195 | 295 | 31 |  | 100000/L80B10 | 3 | 4222 | 26.1 | 162 | 80+ | 4000 | 217.3875
| DM1130320 | Eridanus R LED1x4900 G961 T840 WMC | non-dimmable, I, IP40, IK05, UGR≤19, double parabolic reflector, white steel body | 1195 | 295 | 31 |  | 100000/L80B10 | 3 | 4867 | 30.8 | 158 | 80+ | 4000 | 205.725
| DM1133235 | Eridanus R LED2x2950 G962 T840 WMC | non-dimmable, I, IP40, IK05, UGR≤16, double parabolic reflector, white steel body | 1195 | 595 | 31 |  | 100000/L80B10 | 3 | 5840 | 33.7 | 173 | 80+ | 4000 | 356.325
| DM1133236 | Eridanus R LED2x3600 G963 T840 WMC | non-dimmable, I, IP40, IK05, UGR≤16, double parabolic reflector, white steel body | 1195 | 595 | 31 |  | 100000/L80B10 | 3 | 7165 | 41.9 | 171 | 80+ | 4000 | 356.325
| DM1133237 | Eridanus R LED2x4250 G964 T840 WMC | non-dimmable, I, IP40, IK05, UGR≤16, double parabolic reflector, white steel body | 1195 | 595 | 31 |  | 100000/L80B10 | 3 | 8445 | 50.5 | 136 | 80+ | 4000 | 364.0875
| DM1132195 | Eridanus R LED2x4900 G965 T840 WMC | non-dimmable, I, IP40, IK05, UGR≤16, double parabolic reflector, white steel body | 1195 | 595 | 31 |  | 100000/L80B10 | 3 | 9733 | 58.9 | 165 | 80+ | 4000 | 364.0875
| DM1133238 | Eridanus R LED1x1350 G950 T830 BMC | non-dimmable, I, IP40, IK05, UGR≤19, double parabolic reflector, white steel body | 595 | 295 | 31 |  | 100000/L80B10 | 3 | 1248 | 9.2 | 136 | 80+ | 3000 | 125.55
| DM1133239 | Eridanus R LED1x1700 G951 T830 BMC | non-dimmable, I, IP40, IK05, UGR≤19, double parabolic reflector, white steel body | 595 | 295 | 31 |  | 100000/L80B10 | 3 | 1532 | 11.1 | 138 | 80+ | 3000 | 129.4875
| DM1133240 | Eridanus R LED1x1950 G952 T830 BMC | non-dimmable, I, IP40, IK05, UGR≤19, double parabolic reflector, white steel body | 595 | 295 | 31 |  | 100000/L80B10 | 3 | 1805 | 13.4 | 135 | 80+ | 3000 | 129.4875
| DM1133241 | Eridanus R LED1x2250 G953 T830 BMC | non-dimmable, I, IP40, IK05, UGR≤19, double parabolic reflector, white steel body | 595 | 295 | 31 |  | 100000/L80B10 | 3 | 2080 | 15.7 | 132 | 80+ | 3000 | 129.4875
| DM1123059 | Eridanus R LED2x1350 G954 T830 BMC | non-dimmable, I, IP40, IK05, UGR≤16, double parabolic reflector, white steel body | 595 | 595 | 31 |  | 100000/L80B10 | 3 | 2496 | 17.6 | 142 | 80+ | 3000 | 207.3375
| DM1123060 | Eridanus R LED2x1700 G955 T830 BMC | non-dimmable, I, IP40, IK05, UGR≤16, double parabolic reflector, white steel body | 595 | 595 | 31 |  | 100000/L80B10 | 3 | 3063 | 21.9 | 140 | 80+ | 3000 | 207.075
| DM1123061 | Eridanus R LED2x1950 G956 T830 BMC | non-dimmable, I, IP40, IK05, UGR≤16, double parabolic reflector, white steel body | 595 | 595 | 31 |  | 100000/L80B10 | 3 | 3610 | 26.1 | 138 | 80+ | 3000 | 207.075
| DM1134035 | Eridanus R LED2x2250 G957 T830 BMC | non-dimmable, I, IP40, IK05, UGR≤16, double parabolic reflector, white steel body | 595 | 595 | 31 |  | 100000/L80B10 | 3 | 4161 | 30.8 | 135 | 80+ | 3000 | 188.8875
| DM1133242 | Eridanus R LED1x2700 G958 T830 BMC | non-dimmable, I, IP40, IK05, UGR≤19, double parabolic reflector, white steel body | 1195 | 295 | 31 |  | 100000/L80B10 | 3 | 2496 | 17.6 | 142 | 80+ | 3000 | 218.55
| DM1133243 | Eridanus R LED1x3350 G959 T830 BMC | non-dimmable, I, IP40, IK05, UGR≤19, double parabolic reflector, white steel body | 1195 | 295 | 31 |  | 100000/L80B10 | 3 | 3063 | 21.9 | 140 | 80+ | 3000 | 218.55
| DM1133244 | Eridanus R LED1x3900 G960 T830 BMC | non-dimmable, I, IP40, IK05, UGR≤19, double parabolic reflector, white steel body | 1195 | 295 | 31 |  | 100000/L80B10 | 3 | 3610 | 26.1 | 138 | 80+ | 3000 | 218.55
| DM1133245 | Eridanus R LED1x4500 G961 T830 BMC | non-dimmable, I, IP40, IK05, UGR≤19, double parabolic reflector, white steel body | 1195 | 295 | 31 |  | 100000/L80B10 | 3 | 4161 | 30.8 | 135 | 80+ | 3000 | 207.075
| DM1133246 | Eridanus R LED2x2700 G962 T830 BMC | non-dimmable, I, IP40, IK05, UGR≤16, double parabolic reflector, white steel body | 1195 | 595 | 31 |  | 100000/L80B10 | 3 | 4993 | 33.6 | 149 | 80+ | 3000 | 359.1
| DM1133247 | Eridanus R LED2x3350 G963 T830 BMC | non-dimmable, I, IP40, IK05, UGR≤16, double parabolic reflector, white steel body | 1195 | 595 | 31 |  | 100000/L80B10 | 3 | 6126 | 41.9 | 146 | 80+ | 3000 | 359.1
| DM1133248 | Eridanus R LED2x3900 G964 T830 BMC | non-dimmable, I, IP40, IK05, UGR≤16, double parabolic reflector, white steel body | 1195 | 595 | 31 |  | 100000/L80B10 | 3 | 7220 | 50.6 | 143 | 80+ | 3000 | 367.05
| DM1133249 | Eridanus R LED2x4500 G965 T830 BMC | non-dimmable, I, IP40, IK05, UGR≤16, double parabolic reflector, white steel body | 1195 | 595 | 31 |  | 100000/L80B10 | 3 | 8321 | 59 | 141 | 80+ | 3000 | 367.05
| DM1133250 | Eridanus R LED1x1350 G950 T840 BMC | non-dimmable, I, IP40, IK05, UGR≤19, double parabolic reflector, white steel body | 595 | 295 | 31 |  | 100000/L80B10 | 3 | 1316 | 9.2 | 143 | 80+ | 4000 | 129.4875
| DM1133251 | Eridanus R LED1x1700 G951 T840 BMC | non-dimmable, I, IP40, IK05, UGR≤19, double parabolic reflector, white steel body | 595 | 295 | 31 |  | 100000/L80B10 | 3 | 1614 | 11.1 | 145 | 80+ | 4000 | 129.4875
| DM1133252 | Eridanus R LED1x1950 G952 T840 BMC | non-dimmable, I, IP40, IK05, UGR≤19, double parabolic reflector, white steel body | 595 | 295 | 31 |  | 100000/L80B10 | 3 | 1903 | 13.4 | 142 | 80+ | 4000 | 129.4875
| DM1133253 | Eridanus R LED1x2250 G953 T840 BMC | non-dimmable, I, IP40, IK05, UGR≤19, double parabolic reflector, white steel body | 595 | 295 | 31 |  | 100000/L80B10 | 3 | 2193 | 15.7 | 140 | 80+ | 4000 | 129.4875
| DM1133254 | Eridanus R LED2x1350 G954 T840 BMC | non-dimmable, I, IP40, IK05, UGR≤16, double parabolic reflector, white steel body | 595 | 595 | 31 |  | 100000/L80B10 | 3 | 2631 | 17.6 | 149 | 80+ | 4000 | 207.075
| DM1133255 | Eridanus R LED2x1700 G955 T840 BMC | non-dimmable, I, IP40, IK05, UGR≤16, double parabolic reflector, white steel body | 595 | 595 | 31 |  | 100000/L80B10 | 3 | 3228 | 21.9 | 147 | 80+ | 4000 | 207.075
| DM1123062 | Eridanus R LED2x1950 G956 T840 BMC | non-dimmable, I, IP40, IK05, UGR≤16, double parabolic reflector, white steel body | 595 | 595 | 31 |  | 100000/L80B10 | 3 | 3805 | 26.1 | 146 | 80+ | 4000 | 207.075
| DM1124012 | Eridanus R LED2x2250 G957 T840 BMC | non-dimmable, I, IP40, IK05, UGR≤16, double parabolic reflector, white steel body | 595 | 595 | 31 |  | 100000/L80B10 | 3 | 4385 | 30.8 | 142 | 80+ | 4000 | 188.8875
| DM1133256 | Eridanus R LED1x2700 G958 T840 BMC | non-dimmable, I, IP40, IK05, UGR≤19, double parabolic reflector, white steel body | 1195 | 295 | 31 |  | 100000/L80B10 | 3 | 2631 | 17.6 | 149 | 80+ | 4000 | 218.55
| DM1133257 | Eridanus R LED1x3350 G959 T840 BMC | non-dimmable, I, IP40, IK05, UGR≤19, double parabolic reflector, white steel body | 1195 | 295 | 31 |  | 100000/L80B10 | 3 | 3228 | 21.9 | 147 | 80+ | 4000 | 218.55
| DM1123625 | Eridanus R LED1x3900 G960 T840 BMC | non-dimmable, I, IP40, IK05, UGR≤19, double parabolic reflector, white steel body | 1195 | 295 | 31 |  | 100000/L80B10 | 3 | 3805 | 26.1 | 146 | 80+ | 4000 | 218.55
| DM1133258 | Eridanus R LED1x4500 G961 T840 BMC | non-dimmable, I, IP40, IK05, UGR≤19, double parabolic reflector, white steel body | 1195 | 295 | 31 |  | 100000/L80B10 | 3 | 4385 | 30.8 | 142 | 80+ | 4000 | 207.075
| DM1133259 | Eridanus R LED2x2700 G962 T840 BMC | non-dimmable, I, IP40, IK05, UGR≤16, double parabolic reflector, white steel body | 1195 | 595 | 31 |  | 100000/L80B10 | 3 | 5263 | 33.7 | 156 | 80+ | 4000 | 359.1
| DM1133260 | Eridanus R LED2x3350 G963 T840 BMC | non-dimmable, I, IP40, IK05, UGR≤16, double parabolic reflector, white steel body | 1195 | 595 | 31 |  | 100000/L80B10 | 3 | 6457 | 41.9 | 154 | 80+ | 4000 | 359.1
| DM1133261 | Eridanus R LED2x3900 G964 T840 BMC | non-dimmable, I, IP40, IK05, UGR≤16, double parabolic reflector, white steel body | 1195 | 595 | 31 |  | 100000/L80B10 | 3 | 7610 | 50.5 | 151 | 80+ | 4000 | 367.05
| DM1133262 | Eridanus R LED2x4500 G965 T840 BMC | non-dimmable, I, IP40, IK05, UGR≤16, double parabolic reflector, white steel body | 1195 | 595 | 31 |  | 100000/L80B10 | 3 | 8771 | 58.9 | 149 | 80+ | 4000 | 367.05
| DM1116623 | Eridanus R LED1x1500 G950 T830 MGC | non-dimmable, I, IP40, IK05, UGR≤16, double parabolic reflector, white steel body | 595 | 295 | 31 |  | 100000/L80B10 | 3 | 1446 | 9.2 | 157 | 80+ | 3000 | 149.2875
| DM1116624 | Eridanus R LED1x1800 G951 T830 MGC | non-dimmable, I, IP40, IK05, UGR≤16, double parabolic reflector, white steel body | 595 | 295 | 31 |  | 100000/L80B10 | 3 | 1774 | 11.1 | 160 | 80+ | 3000 | 149.2875
| DM1116625 | Eridanus R LED1x2150 G952 T830 MGC | non-dimmable, I, IP40, IK05, UGR≤19, double parabolic reflector, white steel body | 595 | 295 | 31 |  | 100000/L80B10 | 3 | 2091 | 13.4 | 156 | 80+ | 3000 | 149.2875
| DM1116626 | Eridanus R LED1x2450 G953 T830 MGC | non-dimmable, I, IP40, IK05, UGR≤19, double parabolic reflector, white steel body | 595 | 295 | 31 |  | 100000/L80B10 | 3 | 2410 | 15.7 | 154 | 80+ | 3000 | 149.2875
| DM1116627 | Eridanus R LED2x1500 G954 T830 MGC | non-dimmable, I, IP40, IK05, UGR≤16, double parabolic reflector, white steel body | 595 | 595 | 31 |  | 100000/L80B10 | 3 | 2892 | 17.6 | 164 | 80+ | 3000 | 255
| DM1116628 | Eridanus R LED2x1800 G955 T830 MGC | non-dimmable, I, IP40, IK05, UGR≤19, double parabolic reflector, white steel body | 595 | 595 | 31 |  | 100000/L80B10 | 3 | 3549 | 21.9 | 162 | 80+ | 3000 | 255
| DM1116629 | Eridanus R LED2x2150 G956 T830 MGC | non-dimmable, I, IP40, IK05, UGR≤19, double parabolic reflector, white steel body | 595 | 595 | 31 |  | 100000/L80B10 | 3 | 4182 | 26.1 | 160 | 80+ | 3000 | 255
| DM1116630 | Eridanus R LED2x2450 G957 T830 MGC | non-dimmable, I, IP40, IK05, UGR≤19, double parabolic reflector, white steel body | 595 | 595 | 31 |  | 100000/L80B10 | 3 | 4820 | 30.8 | 156 | 80+ | 3000 | 241.9125
| DM1116631 | Eridanus R LED1x2950 G958 T830 MGC | non-dimmable, I, IP40, IK05, UGR≤16, double parabolic reflector, white steel body | 1195 | 295 | 31 |  | 100000/L80B10 | 3 | 2892 | 17.6 | 164 | 80+ | 3000 | 262.9125
| DM1116632 | Eridanus R LED1x3600 G959 T830 MGC | non-dimmable, I, IP40, IK05, UGR≤16, double parabolic reflector, white steel body | 1195 | 295 | 31 |  | 100000/L80B10 | 3 | 3549 | 21.9 | 162 | 80+ | 3000 | 262.9125
| DM1116633 | Eridanus R LED1x4250 G960 T830 MGC | non-dimmable, I, IP40, IK05, UGR≤19, double parabolic reflector, white steel body | 1195 | 295 | 31 |  | 100000/L80B10 | 3 | 4182 | 26.1 | 160 | 80+ | 3000 | 262.9125
| DM1116634 | Eridanus R LED1x4900 G961 T830 MGC | non-dimmable, I, IP40, IK05, UGR≤19, double parabolic reflector, white steel body | 1195 | 295 | 31 |  | 100000/L80B10 | 3 | 4820 | 30.8 | 156 | 80+ | 3000 | 250.65
| DM1116635 | Eridanus R LED2x2950 G962 T830 MGC | non-dimmable, I, IP40, IK05, UGR≤16, double parabolic reflector, white steel body | 1195 | 595 | 31 |  | 100000/L80B10 | 3 | 5784 | 33.6 | 172 | 80+ | 3000 | 429.975
| DM1116636 | Eridanus R LED2x3600 G963 T830 MGC | non-dimmable, I, IP40, IK05, UGR≤19, double parabolic reflector, white steel body | 1195 | 595 | 31 |  | 100000/L80B10 | 3 | 7097 | 41.9 | 169 | 80+ | 3000 | 429.975
| DM1116637 | Eridanus R LED2x4250 G964 T830 MGC | non-dimmable, I, IP40, IK05, UGR≤19, double parabolic reflector, white steel body | 1195 | 595 | 31 |  | 100000/L80B10 | 3 | 8365 | 50.6 | 165 | 80+ | 3000 | 438.1125
| DM1116638 | Eridanus R LED2x4900 G965 T830 MGC | non-dimmable, I, IP40, IK05, UGR≤19, double parabolic reflector, white steel body | 1195 | 595 | 31 |  | 100000/L80B10 | 3 | 9640 | 59 | 163 | 80+ | 3000 | 438.1125
| DM1116639 | Eridanus R LED1x1500 G950 T840 MGC | non-dimmable, I, IP40, IK05, UGR≤16, double parabolic reflector, white steel body | 595 | 295 | 31 |  | 100000/L80B10 | 3 | 1524 | 9.2 | 166 | 80+ | 4000 | 149.2875
| DM1116640 | Eridanus R LED1x1800 G951 T840 MGC | non-dimmable, I, IP40, IK05, UGR≤19, double parabolic reflector, white steel body | 595 | 295 | 31 |  | 100000/L80B10 | 3 | 1870 | 11.1 | 168 | 80+ | 4000 | 149.2875
| DM1116641 | Eridanus R LED1x2150 G952 T840 MGC | non-dimmable, I, IP40, IK05, UGR≤19, double parabolic reflector, white steel body | 595 | 295 | 31 |  | 100000/L80B10 | 3 | 2204 | 13.4 | 164 | 80+ | 4000 | 149.2875
| DM1116642 | Eridanus R LED1x2450 G953 T840 MGC | non-dimmable, I, IP40, IK05, UGR≤19, double parabolic reflector, white steel body | 595 | 295 | 31 |  | 100000/L80B10 | 3 | 2540 | 15.7 | 162 | 80+ | 4000 | 149.2875
| DM1116643 | Eridanus R LED2x1500 G954 T840 MGC | non-dimmable, I, IP40, IK05, UGR≤16, double parabolic reflector, white steel body | 595 | 595 | 31 |  | 100000/L80B10 | 3 | 3049 | 17.6 | 173 | 80+ | 4000 | 255
| DM1116644 | Eridanus R LED2x1800 G955 T840 MGC | non-dimmable, I, IP40, IK05, UGR≤19, double parabolic reflector, white steel body | 595 | 595 | 31 |  | 100000/L80B10 | 3 | 3740 | 21.9 | 171 | 80+ | 4000 | 255
| DM1116645 | Eridanus R LED2x2150 G956 T840 MGC | non-dimmable, I, IP40, IK05, UGR≤19, double parabolic reflector, white steel body | 595 | 595 | 31 |  | 100000/L80B10 | 3 | 4408 | 26.1 | 169 | 80+ | 4000 | 255
| DM1116646 | Eridanus R LED2x2450 G957 T840 MGC | non-dimmable, I, IP40, IK05, UGR≤19, double parabolic reflector, white steel body | 595 | 595 | 31 |  | 100000/L80B10 | 3 | 5081 | 30.8 | 165 | 80+ | 4000 | 241.9125
| DM1116647 | Eridanus R LED1x2950 G958 T840 MGC | non-dimmable, I, IP40, IK05, UGR≤16, double parabolic reflector, white steel body | 1195 | 295 | 31 |  | 100000/L80B10 | 3 | 3049 | 17.6 | 173 | 80+ | 4000 | 262.9125
| DM1116648 | Eridanus R LED1x3600 G959 T840 MGC | non-dimmable, I, IP40, IK05, UGR≤19, double parabolic reflector, white steel body | 1195 | 295 | 31 |  | 100000/L80B10 | 3 | 3740 | 21.9 | 171 | 80+ | 4000 | 262.9125
| DM1116649 | Eridanus R LED1x4250 G960 T840 MGC | non-dimmable, I, IP40, IK05, UGR≤19, double parabolic reflector, white steel body | 1195 | 295 | 31 |  | 100000/L80B10 | 3 | 4408 | 26.1 | 169 | 80+ | 4000 | 262.9125
| DM1116650 | Eridanus R LED1x4900 G961 T840 MGC | non-dimmable, I, IP40, IK05, UGR≤19, double parabolic reflector, white steel body | 1195 | 295 | 31 |  | 100000/L80B10 | 3 | 5081 | 30.8 | 165 | 80+ | 4000 | 250.65
| DM1116651 | Eridanus R LED2x2950 G962 T840 MGC | non-dimmable, I, IP40, IK05, UGR≤16, double parabolic reflector, white steel body | 1195 | 595 | 31 |  | 100000/L80B10 | 3 | 6097 | 33.7 | 181 | 80+ | 4000 | 429.975
| DM1116652 | Eridanus R LED2x3600 G963 T840 MGC | non-dimmable, I, IP40, IK05, UGR≤19, double parabolic reflector, white steel body | 1195 | 595 | 31 |  | 100000/L80B10 | 3 | 7480 | 41.9 | 179 | 80+ | 4000 | 429.975
| DM1116653 | Eridanus R LED2x4250 G964 T840 MGC | non-dimmable, I, IP40, IK05, UGR≤19, double parabolic reflector, white steel body | 1195 | 595 | 31 |  | 100000/L80B10 | 3 | 8816 | 50.5 | 175 | 80+ | 4000 | 438.1125
| DM1116654 | Eridanus R LED2x4900 G965 T840 MGC | non-dimmable, I, IP40, IK05, UGR≤19, double parabolic reflector, white steel body | 1195 | 595 | 31 |  | 100000/L80B10 | 3 | 10161 | 58.9 | 173 | 80+ | 4000 | 438.1125
| DM1116655 | Eridanus R LED1x1500 G950 T830 MMC | non-dimmable, I, IP40, IK05, UGR≤16, double parabolic reflector, white steel body | 595 | 295 | 31 |  | 100000/L80B10 | 3 | 1416 | 9.2 | 154 | 80+ | 3000 | 138.975
| DM1116656 | Eridanus R LED1x1800 G951 T830 MMC | non-dimmable, I, IP40, IK05, UGR≤16, double parabolic reflector, white steel body | 595 | 295 | 31 |  | 100000/L80B10 | 3 | 1737 | 11.1 | 156 | 80+ | 3000 | 138.975
| DM1116657 | Eridanus R LED1x2150 G952 T830 MMC | non-dimmable, I, IP40, IK05, UGR≤19, double parabolic reflector, white steel body | 595 | 295 | 31 |  | 100000/L80B10 | 3 | 2047 | 13.4 | 153 | 80+ | 3000 | 138.975
| DM1116658 | Eridanus R LED1x2450 G953 T830 MMC | non-dimmable, I, IP40, IK05, UGR≤19, double parabolic reflector, white steel body | 595 | 295 | 31 |  | 100000/L80B10 | 3 | 2359 | 15.7 | 150 | 80+ | 3000 | 138.975
| DM1116659 | Eridanus R LED2x1500 G954 T830 MMC | non-dimmable, I, IP40, IK05, UGR≤16, double parabolic reflector, white steel body | 595 | 595 | 31 |  | 100000/L80B10 | 3 | 2831 | 17.6 | 161 | 80+ | 3000 | 243.3
| DM1116660 | Eridanus R LED2x1800 G955 T830 MMC | non-dimmable, I, IP40, IK05, UGR≤19, double parabolic reflector, white steel body | 595 | 595 | 31 |  | 100000/L80B10 | 3 | 3474 | 21.9 | 159 | 80+ | 3000 | 243.3
| DM1116661 | Eridanus R LED2x2150 G956 T830 MMC | non-dimmable, I, IP40, IK05, UGR≤19, double parabolic reflector, white steel body | 595 | 595 | 31 |  | 100000/L80B10 | 3 | 4094 | 26.1 | 157 | 80+ | 3000 | 243.3
| DM1116662 | Eridanus R LED2x2450 G957 T830 MMC | non-dimmable, I, IP40, IK05, UGR≤19, double parabolic reflector, white steel body | 595 | 595 | 31 |  | 100000/L80B10 | 3 | 4719 | 30.8 | 153 | 80+ | 3000 | 230.25
| DM1116663 | Eridanus R LED1x2950 G958 T830 MMC | non-dimmable, I, IP40, IK05, UGR≤16, double parabolic reflector, white steel body | 1195 | 295 | 31 |  | 100000/L80B10 | 3 | 2831 | 17.6 | 161 | 80+ | 3000 | 251.25
| DM1116664 | Eridanus R LED1x3600 G959 T830 MMC | non-dimmable, I, IP40, IK05, UGR≤16, double parabolic reflector, white steel body | 1195 | 295 | 31 |  | 100000/L80B10 | 3 | 3474 | 21.9 | 159 | 80+ | 3000 | 251.25
| DM1116665 | Eridanus R LED1x4250 G960 T830 MMC | non-dimmable, I, IP40, IK05, UGR≤19, double parabolic reflector, white steel body | 1195 | 295 | 31 |  | 100000/L80B10 | 3 | 4094 | 26.1 | 157 | 80+ | 3000 | 251.25
| DM1116666 | Eridanus R LED1x4900 G961 T830 MMC | non-dimmable, I, IP40, IK05, UGR≤19, double parabolic reflector, white steel body | 1195 | 295 | 31 |  | 100000/L80B10 | 3 | 4719 | 30.8 | 153 | 80+ | 3000 | 238.9875
| DM1116667 | Eridanus R LED2x2950 G962 T830 MMC | non-dimmable, I, IP40, IK05, UGR≤16, double parabolic reflector, white steel body | 1195 | 595 | 31 |  | 100000/L80B10 | 3 | 5662 | 33.6 | 169 | 80+ | 3000 | 406.6125
| DM1116668 | Eridanus R LED2x3600 G963 T830 MMC | non-dimmable, I, IP40, IK05, UGR≤19, double parabolic reflector, white steel body | 1195 | 595 | 31 |  | 100000/L80B10 | 3 | 6948 | 41.9 | 166 | 80+ | 3000 | 406.6125
| DM1116669 | Eridanus R LED2x4250 G964 T830 MMC | non-dimmable, I, IP40, IK05, UGR≤19, double parabolic reflector, white steel body | 1195 | 595 | 31 |  | 100000/L80B10 | 3 | 8189 | 50.6 | 162 | 80+ | 3000 | 414.7875
| DM1116670 | Eridanus R LED2x4900 G965 T830 MMC | non-dimmable, I, IP40, IK05, UGR≤19, double parabolic reflector, white steel body | 1195 | 595 | 31 |  | 100000/L80B10 | 3 | 9437 | 59 | 160 | 80+ | 3000 | 414.7875
| DM1116671 | Eridanus R LED1x1500 G950 T840 MMC | non-dimmable, I, IP40, IK05, UGR≤16, double parabolic reflector, white steel body | 595 | 295 | 31 |  | 100000/L80B10 | 3 | 1492 | 9.2 | 162 | 80+ | 4000 | 138.975
| DM1116672 | Eridanus R LED1x1800 G951 T840 MMC | non-dimmable, I, IP40, IK05, UGR≤19, double parabolic reflector, white steel body | 595 | 295 | 31 |  | 100000/L80B10 | 3 | 1831 | 11.1 | 165 | 80+ | 4000 | 138.975
| DM1116673 | Eridanus R LED1x2150 G952 T840 MMC | non-dimmable, I, IP40, IK05, UGR≤19, double parabolic reflector, white steel body | 595 | 295 | 31 |  | 100000/L80B10 | 3 | 2158 | 13.4 | 161 | 80+ | 4000 | 138.975
| DM1116674 | Eridanus R LED1x2450 G953 T840 MMC | non-dimmable, I, IP40, IK05, UGR≤19, double parabolic reflector, white steel body | 595 | 295 | 31 |  | 100000/L80B10 | 3 | 2487 | 15.7 | 158 | 80+ | 4000 | 138.975
| DM1116675 | Eridanus R LED2x1500 G954 T840 MMC | non-dimmable, I, IP40, IK05, UGR≤16, double parabolic reflector, white steel body | 595 | 595 | 31 |  | 100000/L80B10 | 3 | 2984 | 17.6 | 170 | 80+ | 4000 | 243.3
| DM1116676 | Eridanus R LED2x1800 G955 T840 MMC | non-dimmable, I, IP40, IK05, UGR≤19, double parabolic reflector, white steel body | 595 | 595 | 31 |  | 100000/L80B10 | 3 | 3661 | 21.9 | 167 | 80+ | 4000 | 243.3
| DM1116677 | Eridanus R LED2x2150 G956 T840 MMC | non-dimmable, I, IP40, IK05, UGR≤19, double parabolic reflector, white steel body | 595 | 595 | 31 |  | 100000/L80B10 | 3 | 4315 | 26.1 | 165 | 80+ | 4000 | 243.3
| DM1116678 | Eridanus R LED2x2450 G957 T840 MMC | non-dimmable, I, IP40, IK05, UGR≤19, double parabolic reflector, white steel body | 595 | 595 | 31 |  | 100000/L80B10 | 3 | 4974 | 30.8 | 161 | 80+ | 4000 | 230.25
| DM1116679 | Eridanus R LED1x2950 G958 T840 MMC | non-dimmable, I, IP40, IK05, UGR≤16, double parabolic reflector, white steel body | 1195 | 295 | 31 |  | 100000/L80B10 | 3 | 2984 | 17.6 | 170 | 80+ | 4000 | 251.25
| DM1116680 | Eridanus R LED1x3600 G959 T840 MMC | non-dimmable, I, IP40, IK05, UGR≤19, double parabolic reflector, white steel body | 1195 | 295 | 31 |  | 100000/L80B10 | 3 | 3661 | 21.9 | 167 | 80+ | 4000 | 251.25
| DM1116681 | Eridanus R LED1x4250 G960 T840 MMC | non-dimmable, I, IP40, IK05, UGR≤19, double parabolic reflector, white steel body | 1195 | 295 | 31 |  | 100000/L80B10 | 3 | 4315 | 26.1 | 165 | 80+ | 4000 | 251.25
| DM1116682 | Eridanus R LED1x4900 G961 T840 MMC | non-dimmable, I, IP40, IK05, UGR≤19, double parabolic reflector, white steel body | 1195 | 295 | 31 |  | 100000/L80B10 | 3 | 4974 | 30.8 | 161 | 80+ | 4000 | 238.9875
| DM1116683 | Eridanus R LED2x2950 G962 T840 MMC | non-dimmable, I, IP40, IK05, UGR≤16, double parabolic reflector, white steel body | 1195 | 595 | 31 |  | 100000/L80B10 | 3 | 5969 | 33.7 | 177 | 80+ | 4000 | 406.6125
| DM1116684 | Eridanus R LED2x3600 G963 T840 MMC | non-dimmable, I, IP40, IK05, UGR≤19, double parabolic reflector, white steel body | 1195 | 595 | 31 |  | 100000/L80B10 | 3 | 7323 | 41.9 | 175 | 80+ | 4000 | 406.6125
| DM1116685 | Eridanus R LED2x4250 G964 T840 MMC | non-dimmable, I, IP40, IK05, UGR≤19, double parabolic reflector, white steel body | 1195 | 595 | 31 |  | 100000/L80B10 | 3 | 8630 | 50.5 | 171 | 80+ | 4000 | 414.7875
| DM1116686 | Eridanus R LED2x4900 G965 T840 MMC | non-dimmable, I, IP40, IK05, UGR≤19, double parabolic reflector, white steel body | 1195 | 595 | 31 |  | 100000/L80B10 | 3 | 9947 | 58.9 | 169 | 80+ | 4000 | 414.7875
| DM1116687 | Eridanus R LED1x1500 G950 T830 WAC | non-dimmable, I, IP40, IK05, double parabolic reflector, white steel body | 595 | 295 | 31 |  | 100000/L80B10 | 3 | 1142 | 9.2 | 124 | 80+ | 3000 | 200.55
| DM1116688 | Eridanus R LED1x1800 G951 T830 WAC | non-dimmable, I, IP40, IK05, double parabolic reflector, white steel body | 595 | 295 | 31 |  | 100000/L80B10 | 3 | 1401 | 11.1 | 126 | 80+ | 3000 | 200.55
| DM1116689 | Eridanus R LED1x2150 G952 T830 WAC | non-dimmable, I, IP40, IK05, double parabolic reflector, white steel body | 595 | 295 | 31 |  | 100000/L80B10 | 3 | 1651 | 13.4 | 123 | 80+ | 3000 | 200.55
| DM1116690 | Eridanus R LED1x2450 G953 T830 WAC | non-dimmable, I, IP40, IK05, double parabolic reflector, white steel body | 595 | 295 | 31 |  | 100000/L80B10 | 3 | 1903 | 15.7 | 121 | 80+ | 3000 | 200.55
| DM1116691 | Eridanus R LED2x1500 G954 T830 WAC | non-dimmable, I, IP40, IK05, double parabolic reflector, white steel body | 595 | 595 | 31 |  | 100000/L80B10 | 3 | 2283 | 17.6 | 130 | 80+ | 3000 | 357.525
| DM1116692 | Eridanus R LED2x1800 G955 T830 WAC | non-dimmable, I, IP40, IK05, double parabolic reflector, white steel body | 595 | 595 | 31 |  | 100000/L80B10 | 3 | 2802 | 21.9 | 128 | 80+ | 3000 | 357.525
| DM1116693 | Eridanus R LED2x2150 G956 T830 WAC | non-dimmable, I, IP40, IK05, double parabolic reflector, white steel body | 595 | 595 | 31 |  | 100000/L80B10 | 3 | 3302 | 26.1 | 127 | 80+ | 3000 | 357.525
| DM1116694 | Eridanus R LED2x2450 G957 T830 WAC | non-dimmable, I, IP40, IK05, double parabolic reflector, white steel body | 595 | 595 | 31 |  | 100000/L80B10 | 3 | 3805 | 30.8 | 124 | 80+ | 3000 | 338.5125
| DM1116695 | Eridanus R LED1x2950 G958 T830 WAC | non-dimmable, I, IP40, IK05, double parabolic reflector, white steel body | 1195 | 295 | 31 |  | 100000/L80B10 | 3 | 2283 | 17.6 | 130 | 80+ | 3000 | 370.575
| DM1116696 | Eridanus R LED1x3600 G959 T830 WAC | non-dimmable, I, IP40, IK05, double parabolic reflector, white steel body | 1195 | 295 | 31 |  | 100000/L80B10 | 3 | 2802 | 21.9 | 128 | 80+ | 3000 | 370.575
| DM1116697 | Eridanus R LED1x4250 G960 T830 WAC | non-dimmable, I, IP40, IK05, double parabolic reflector, white steel body | 1195 | 295 | 31 |  | 100000/L80B10 | 3 | 3302 | 26.1 | 127 | 80+ | 3000 | 370.575
| DM1116698 | Eridanus R LED1x4900 G961 T830 WAC | non-dimmable, I, IP40, IK05, double parabolic reflector, white steel body | 1195 | 295 | 31 |  | 100000/L80B10 | 3 | 3805 | 30.8 | 124 | 80+ | 3000 | 351.6
| DM1116699 | Eridanus R LED2x2950 G962 T830 WAC | non-dimmable, I, IP40, IK05, double parabolic reflector, white steel body | 1195 | 595 | 31 |  | 100000/L80B10 | 3 | 4566 | 33.6 | 136 | 80+ | 3000 | 664.7625
| DM1116700 | Eridanus R LED2x3600 G963 T830 WAC | non-dimmable, I, IP40, IK05, double parabolic reflector, white steel body | 1195 | 595 | 31 |  | 100000/L80B10 | 3 | 5603 | 41.9 | 134 | 80+ | 3000 | 664.7625
| DM1116701 | Eridanus R LED2x4250 G964 T830 WAC | non-dimmable, I, IP40, IK05, double parabolic reflector, white steel body | 1195 | 595 | 31 |  | 100000/L80B10 | 3 | 6604 | 50.6 | 131 | 80+ | 3000 | 670.5
| DM1116702 | Eridanus R LED2x4900 G965 T830 WAC | non-dimmable, I, IP40, IK05, double parabolic reflector, white steel body | 1195 | 595 | 31 |  | 100000/L80B10 | 3 | 7611 | 59 | 129 | 80+ | 3000 | 670.5
| DM1116703 | Eridanus R LED1x1500 G950 T840 WAC | non-dimmable, I, IP40, IK05, double parabolic reflector, white steel body | 595 | 295 | 31 |  | 100000/L80B10 | 3 | 1203 | 9.2 | 131 | 80+ | 4000 | 200.55
| DM1116704 | Eridanus R LED1x1800 G951 T840 WAC | non-dimmable, I, IP40, IK05, double parabolic reflector, white steel body | 595 | 295 | 31 |  | 100000/L80B10 | 3 | 1476 | 11.1 | 133 | 80+ | 4000 | 200.55
| DM1116705 | Eridanus R LED1x2150 G952 T840 WAC | non-dimmable, I, IP40, IK05, double parabolic reflector, white steel body | 595 | 295 | 31 |  | 100000/L80B10 | 3 | 1740 | 13.4 | 130 | 80+ | 4000 | 200.55
| DM1116706 | Eridanus R LED1x2450 G953 T840 WAC | non-dimmable, I, IP40, IK05, double parabolic reflector, white steel body | 595 | 295 | 31 |  | 100000/L80B10 | 3 | 2006 | 15.7 | 128 | 80+ | 4000 | 200.55
| DM1116707 | Eridanus R LED2x1500 G954 T840 WAC | non-dimmable, I, IP40, IK05, double parabolic reflector, white steel body | 595 | 595 | 31 |  | 100000/L80B10 | 3 | 2407 | 17.6 | 137 | 80+ | 4000 | 357.525
| DM1116708 | Eridanus R LED2x1800 G955 T840 WAC | non-dimmable, I, IP40, IK05, double parabolic reflector, white steel body | 595 | 595 | 31 |  | 100000/L80B10 | 3 | 2953 | 21.9 | 135 | 80+ | 4000 | 357.525
| DM1116709 | Eridanus R LED2x2150 G956 T840 WAC | non-dimmable, I, IP40, IK05, double parabolic reflector, white steel body | 595 | 595 | 31 |  | 100000/L80B10 | 3 | 3480 | 26.1 | 133 | 80+ | 4000 | 357.525
| DM1116710 | Eridanus R LED2x2450 G957 T840 WAC | non-dimmable, I, IP40, IK05, double parabolic reflector, white steel body | 595 | 595 | 31 |  | 100000/L80B10 | 3 | 4011 | 30.8 | 130 | 80+ | 4000 | 338.5125
| DM1116711 | Eridanus R LED1x2950 G958 T840 WAC | non-dimmable, I, IP40, IK05, double parabolic reflector, white steel body | 1195 | 295 | 31 |  | 100000/L80B10 | 3 | 2407 | 17.6 | 137 | 80+ | 4000 | 370.575
| DM1116712 | Eridanus R LED1x3600 G959 T840 WAC | non-dimmable, I, IP40, IK05, double parabolic reflector, white steel body | 1195 | 295 | 31 |  | 100000/L80B10 | 3 | 2953 | 21.9 | 135 | 80+ | 4000 | 370.575
| DM1116713 | Eridanus R LED1x4250 G960 T840 WAC | non-dimmable, I, IP40, IK05, double parabolic reflector, white steel body | 1195 | 295 | 31 |  | 100000/L80B10 | 3 | 3480 | 26.1 | 133 | 80+ | 4000 | 370.575
| DM1116714 | Eridanus R LED1x4900 G961 T840 WAC | non-dimmable, I, IP40, IK05, double parabolic reflector, white steel body | 1195 | 295 | 31 |  | 100000/L80B10 | 3 | 4011 | 30.8 | 130 | 80+ | 4000 | 351.6
| DM1116715 | Eridanus R LED2x2950 G962 T840 WAC | non-dimmable, I, IP40, IK05, double parabolic reflector, white steel body | 1195 | 595 | 31 |  | 100000/L80B10 | 3 | 4814 | 33.7 | 143 | 80+ | 4000 | 664.7625
| DM1116716 | Eridanus R LED2x3600 G963 T840 WAC | non-dimmable, I, IP40, IK05, double parabolic reflector, white steel body | 1195 | 595 | 31 |  | 100000/L80B10 | 3 | 5906 | 41.9 | 141 | 80+ | 4000 | 664.7625
| DM1116717 | Eridanus R LED2x4250 G964 T840 WAC | non-dimmable, I, IP40, IK05, double parabolic reflector, white steel body | 1195 | 595 | 31 |  | 100000/L80B10 | 3 | 6960 | 50.5 | 138 | 80+ | 4000 | 670.5
| DM1116718 | Eridanus R LED2x4900 G965 T840 WAC | non-dimmable, I, IP40, IK05, double parabolic reflector, white steel body | 1195 | 595 | 31 |  | 100000/L80B10 | 3 | 8022 | 58.9 | 136 | 80+ | 4000 | 670.5
Available options:
|  | T830 | Colour temperature 3000K, CRI 80+
|  | T840 | Colour temperature 4000K, CRI 80+
|  | WMC | White matt reflector with clear lens
|  | BMC | Black matt reflector with clear lens
|  | MGC | Metallic mirror finish reflector with clear lens
|  | MMC | Metallic matt reflector with clear lens
|  | WAC | Metallic mirror finish asymmetrical reflector with white shade and clear lens
|  | BAC | Metallic mirror finish asymmetrical reflector with black shade and clear lens
|  | DALI | Driver with DALI interface and switch-control dimming | [11 empty] | 55
|  | EAIRB-M | Master luminaire with integrated smart sensor and driver with Bluetooth communication and grouping possibilities for lighting control | [11 empty] | 178.6212
*note - ingress protection IP20
|  | EAIRB-S | Slave luminaire with integrated EAIR type driver for lighting control | [11 empty] | 84.9483
*note - max system size 1x EAIRB-M + 3x EAIRB-S
*note - max wire lenght from EAIRB-M to last EAIRB-S - 11 meters
*note - EAIRB options are not applicable for models: G950; G951
|  | BLT | Integrated wireless control unit and driver for lighting control via mobile device (via Bluetooth), with integrated DALI PS | [11 empty] | 321.5448
|  | KRBLT | Integrated wireless control unit and driver for lighting control via mobile device (KR system app), on/off | [11 empty] | 126.248
|  | KRBLT DALI | Integrated wireless control unit and driver for lighting control via mobile device (KR system app), DALI with integrated PS | [11 empty] | 236.07
|  | COR | Driver with Corridor function (never off) | [11 empty] | 76.6899
|  | COR1min | Driver with Corridor function 1min (switch off after 1 min.) | [11 empty] | 76.6899
|  | COR30min | Driver with Corridor function 30min (switch off after 30 min.) | [11 empty] | 76.6899
|  | PIR(BASIC) | Integrated PIR sensor with on-off control, basic version | [11 empty] | 23.435
|  | PIR | Integrated PIR sensor with on-off control | [11 empty] | 98.556
|  | PIR DALI | Integrated PIR sensor with DALI control and power supply | [11 empty] | 199.606
|  | PIR BLT DALI2 | Integrated wireless PIR sensor with CASAMBI app control. Requires DALI power supply. | [11 empty] | 211.603
|  | PIR KRBLT DALI | Integrated wireless PIR sensor with KR system app control and DALI power supply. | [11 empty] | 263.805
|  | EM3 | Emergency version 3 hours | [11 empty] | 90
|  | EM3A | Emergency version equipped with an autonomous testing system, 3 hours | [11 empty] | 162.798
|  | EM3D | Emergency version 3 hours with DALI interface | [11 empty] | 268.578
|  | EM3LER | Emergency version 3 hours, lens - escape route | [11 empty] | 102.426
|  | EM3LOA | Emergency version 3 hours, lens - open areas | [11 empty] | 102.426
*note - luminaire EM versions are supplied with higher external gearbox
|  | WIE3-0.5m | 3-pole "Wieland - gesis classic" type or compatible connector with 0.5m cable | [11 empty] | 9.374
|  | WIE5D-0.5m | 5-pole DALI "Wieland - gesis classic" type or compatible connector with 0.5m cable | [11 empty] | 22.962
|  | Schuko-1.5m | 3-pole "Schuko" type plug with 3x1.0mm² 1.5m cable | [11 empty] | 15.265
|  | Schuko-3.0m | 3-pole "Schuko" type plug with 3x1.0mm² 3.0m cable | [11 empty] | 25.456
|  | W625 | Designed for the German market to fit 625x625 suspended ceiling | [11 empty] | 13.889
|  | SB | Support brackets for installation into a plasterboard ceiling | [11 empty] | 9.116
|  | DROP T24 | Luminaire version for drop tile style suspended ceilings (600 T24) | [11 empty] | 8.213
|  | DROP T15 | Luminaire version for drop tile style suspended ceilings (600 T15) | [11 empty] | 8.213
|  | RAL (>10 pcs) | RAL colour | [11 empty] | 18.662
|  | RAL (<10 pcs) | RAL colour | [11 empty] | 37.281
| DM9026073 | Recessed MTG FRAME S626x626 RAL9003 | Frame for LED luminaire 595x595mm installation into plasterboard ceiling (1pcs), white steel | [11 empty] | 93.783
| DM9026072 | Recessed MTG FRAME S326x1226 RAL9003 | Frame for LED luminaire 1195x295mm installation into plasterboard ceiling (1pcs), white steel | [11 empty] | 100.362
Available accessories:
| DM9031359 | Remote Control HRC-12 | Remote control unit, for ON/OFF applications | 123 | 50 | 13 | [8 empty] | 102.211
*note - compatible with options: PIR
| DM9022195 | Remote Control HRC-11 | Remote control unit, for DALI applications | 123 | 50 | 13 | [8 empty] | 102.211
*note - compatible with options: PIR; PIR DALI
| DM1133263 | Eridanus I LED1x1500 J221 T830 WMC | non-dimmable, I, IP40, IK05, UGR ≤19, double parabolic reflector, white steel body | 600 | 80 | 62 | 570x70 | 100000/L80B10 | 3 | 1385 | 9.7 | 143 | 80+ | 3000 | 140.997
| DM1133264 | Eridanus I LED1x1800 J222 T830 WMC | non-dimmable, I, IP40, IK05, UGR ≤19, double parabolic reflector, white steel body | 600 | 80 | 62 | 570x70 | 100000/L80B10 | 3 | 1700 | 11.3 | 150 | 80+ | 3000 | 111.714
| DM1133265 | Eridanus I LED1x2150 J223 T830 WMC | non-dimmable, I, IP40, IK05, UGR ≤19, double parabolic reflector, white steel body | 600 | 80 | 62 | 570x70 | 100000/L80B10 | 3 | 2003 | 13.8 | 145 | 80+ | 3000 | 111.714
| DM1133266 | Eridanus I LED1x2450 J224 T830 WMC | non-dimmable, I, IP40, IK05, UGR ≤19, double parabolic reflector, white steel body | 600 | 80 | 62 | 570x70 | 100000/L80B10 | 3 | 2309 | 16.3 | 142 | 80+ | 3000 | 121.002
| DM1133840 | Eridanus I LED1x2950 J225 T830 WMC | non-dimmable, I, IP40, IK05, UGR ≤19, double parabolic reflector, white steel body | 1156 | 80 | 62 | 1128x70 | 100000/L80B10 | 3 | 2770 | 17.6 | 157 | 80+ | 3000 | 183.438
| DM1133267 | Eridanus I LED1x3600 J226 T830 WMC | non-dimmable, I, IP40, IK05, UGR ≤19, double parabolic reflector, white steel body | 1156 | 80 | 62 | 1128x70 | 100000/L80B10 | 3 | 3399 | 21.9 | 155 | 80+ | 3000 | 183.438
| DM1133268 | Eridanus I LED1x4250 J227 T830 WMC | non-dimmable, I, IP40, IK05, UGR ≤19, double parabolic reflector, white steel body | 1156 | 80 | 62 | 1128x70 | 100000/L80B10 | 3 | 4006 | 25.9 | 155 | 80+ | 3000 | 183.438
| DM1133269 | Eridanus I LED1x4900 J228 T830 WMC | non-dimmable, I, IP40, IK05, UGR ≤19, double parabolic reflector, white steel body | 1156 | 80 | 62 | 1128x70 | 100000/L80B10 | 3 | 4617 | 30.8 | 150 | 80+ | 3000 | 161.637
| DM1133270 | Eridanus I LED1x1500 J221 T840 WMC | non-dimmable, I, IP40, IK05, UGR ≤19, double parabolic reflector, white steel body | 600 | 80 | 62 | 570x70 | 100000/L80B10 | 3 | 1460 | 9.7 | 151 | 80+ | 4000 | 140.997
| DM1133271 | Eridanus I LED1x1800 J222 T840 WMC | non-dimmable, I, IP40, IK05, UGR ≤19, double parabolic reflector, white steel body | 600 | 80 | 62 | 570x70 | 100000/L80B10 | 3 | 1791 | 11.3 | 158 | 80+ | 4000 | 111.714
| DM1133272 | Eridanus I LED1x2150 J223 T840 WMC | non-dimmable, I, IP40, IK05, UGR ≤19, double parabolic reflector, white steel body | 600 | 80 | 62 | 570x70 | 100000/L80B10 | 3 | 2111 | 13.8 | 153 | 80+ | 4000 | 111.714
| DM1133273 | Eridanus I LED1x2450 J224 T840 WMC | non-dimmable, I, IP40, IK05, UGR ≤19, double parabolic reflector, white steel body | 600 | 80 | 62 | 570x70 | 100000/L80B10 | 3 | 2433 | 16.3 | 149 | 80+ | 4000 | 121.002
| DM1133274 | Eridanus I LED1x2950 J225 T840 WMC | non-dimmable, I, IP40, IK05, UGR ≤19, double parabolic reflector, white steel body | 1156 | 80 | 62 | 1128x70 | 100000/L80B10 | 3 | 2920 | 17.6 | 166 | 80+ | 4000 | 183.438
| DM1133275 | Eridanus I LED1x3600 J226 T840 WMC | non-dimmable, I, IP40, IK05, UGR ≤19, double parabolic reflector, white steel body | 1156 | 80 | 62 | 1128x70 | 100000/L80B10 | 3 | 3583 | 21.9 | 164 | 80+ | 4000 | 183.438
| DM1133276 | Eridanus I LED1x4250 J227 T840 WMC | non-dimmable, I, IP40, IK05, UGR ≤19, double parabolic reflector, white steel body | 1156 | 80 | 62 | 1128x70 | 100000/L80B10 | 3 | 4223 | 26.1 | 162 | 80+ | 4000 | 183.438
| DM1133277 | Eridanus I LED1x4900 J228 T840 WMC | non-dimmable, I, IP40, IK05, UGR ≤19, double parabolic reflector, white steel body | 1156 | 80 | 62 | 1128x70 | 100000/L80B10 | 3 | 4867 | 30.8 | 158 | 80+ | 4000 | 161.637
| DM1133278 | Eridanus I LED1x1350 J221 T830 BMC | non-dimmable, I, IP40, IK05, UGR ≤19, double parabolic reflector, white steel body | 600 | 80 | 62 | 570x70 | 100000/L80B10 | 3 | 1248 | 9.6 | 130 | 80+ | 3000 | 140.997
| DM1133279 | Eridanus I LED1x1700 J222 T830 BMC | non-dimmable, I, IP40, IK05, UGR ≤19, double parabolic reflector, white steel body | 600 | 80 | 62 | 570x70 | 100000/L80B10 | 3 | 1532 | 11.3 | 136 | 80+ | 3000 | 111.714
| DM1133280 | Eridanus I LED1x1950 J223 T830 BMC | non-dimmable, I, IP40, IK05, UGR ≤19, double parabolic reflector, white steel body | 600 | 80 | 62 | 570x70 | 100000/L80B10 | 3 | 1805 | 13.9 | 130 | 80+ | 3000 | 111.714
| DM1133281 | Eridanus I LED1x2250 J224 T830 BMC | non-dimmable, I, IP40, IK05, UGR ≤19, double parabolic reflector, white steel body | 600 | 80 | 62 | 570x70 | 100000/L80B10 | 3 | 2080 | 16.4 | 127 | 80+ | 3000 | 121.002
| DM1133282 | Eridanus I LED1x2700 J225 T830 BMC | non-dimmable, I, IP40, IK05, UGR ≤19, double parabolic reflector, white steel body | 1156 | 80 | 62 | 1128x70 | 100000/L80B10 | 3 | 2496 | 17.6 | 142 | 80+ | 3000 | 183.438
| DM1133283 | Eridanus I LED1x3350 J226 T830 BMC | non-dimmable, I, IP40, IK05, UGR ≤19, double parabolic reflector, white steel body | 1156 | 80 | 62 | 1128x70 | 100000/L80B10 | 3 | 3063 | 21.9 | 140 | 80+ | 3000 | 183.438
| DM1133284 | Eridanus I LED1x3900 J227 T830 BMC | non-dimmable, I, IP40, IK05, UGR ≤19, double parabolic reflector, white steel body | 1156 | 80 | 62 | 1128x70 | 100000/L80B10 | 3 | 3610 | 25.8 | 140 | 80+ | 3000 | 183.438
| DM1133285 | Eridanus I LED1x4500 J228 T830 BMC | non-dimmable, I, IP40, IK05, UGR ≤19, double parabolic reflector, white steel body | 1156 | 80 | 62 | 1128x70 | 100000/L80B10 | 3 | 4161 | 30.8 | 135 | 80+ | 3000 | 161.637
| DM1133286 | Eridanus I LED1x1350 J221 T840 BMC | non-dimmable, I, IP40, IK05, UGR ≤19, double parabolic reflector, white steel body | 600 | 80 | 62 | 570x70 | 100000/L80B10 | 3 | 1315 | 9.6 | 137 | 80+ | 4000 | 140.997
| DM1133287 | Eridanus I LED1x1700 J222 T840 BMC | non-dimmable, I, IP40, IK05, UGR ≤19, double parabolic reflector, white steel body | 600 | 80 | 62 | 570x70 | 100000/L80B10 | 3 | 1615 | 11.3 | 143 | 80+ | 4000 | 111.714
| DM1133288 | Eridanus I LED1x1950 J223 T840 BMC | non-dimmable, I, IP40, IK05, UGR ≤19, double parabolic reflector, white steel body | 600 | 80 | 62 | 570x70 | 100000/L80B10 | 3 | 1902 | 13.9 | 137 | 80+ | 4000 | 111.714
| DM1134111 | Eridanus I LED1x2250 J224 T840 BMC | non-dimmable, I, IP40, IK05, UGR ≤16, double parabolic reflector, white steel body | 600 | 80 | 62 | 570x70 | 100000/L80B10 | 3 | 2193 | 16.4 | 134 | 80+ | 4000 | 121.002
| DM1134112 | Eridanus I LED1x2700 J225 T840 BMC | non-dimmable, I, IP40, IK05, UGR ≤19, double parabolic reflector, white steel body | 1156 | 80 | 62 | 1128x70 | 100000/L80B10 | 3 | 2631 | 17.6 | 149 | 80+ | 4000 | 183.438
| DM1134113 | Eridanus I LED1x3350 J226 T840 BMC | non-dimmable, I, IP40, IK05, UGR ≤19, double parabolic reflector, white steel body | 1156 | 80 | 62 | 1128x70 | 100000/L80B10 | 3 | 3228 | 21.9 | 147 | 80+ | 4000 | 183.438
| DM1134114 | Eridanus I LED1x3900 J227 T840 BMC | non-dimmable, I, IP40, IK05, UGR ≤19, double parabolic reflector, white steel body | 1156 | 80 | 62 | 1128x70 | 100000/L80B10 | 3 | 3805 | 25.8 | 147 | 80+ | 4000 | 183.438
| DM1134115 | Eridanus I LED1x4500 J228 T840 BMC | non-dimmable, I, IP40, IK05, UGR ≤19, double parabolic reflector, white steel body | 1156 | 80 | 62 | 1128x70 | 100000/L80B10 | 3 | 4385 | 30.8 | 142 | 80+ | 4000 | 161.637
Available options:
|  | T830 | Colour temperature 3000K, CRI 80+
|  | T840 | Colour temperature 4000K, CRI 80+
|  | WMC | White matt reflector with clear lens
|  | BMC | Black matt reflector with clear lens
|  | MGC (price/module) | Metallic mirror finish reflector with clear lens | [11 empty] | 22.059
|  | MMC (price/module) | Metallic matt reflector with clear lens | [11 empty] | 22.962
|  | WAC (price/module) | Metallic mirror finish asymmetrical reflector with white shade and clear lens | [11 empty] | 40.893
|  | BAC (price/module) | Metallic mirror finish asymmetrical reflector with black shade and clear lens | [11 empty] | 40.893
*note - module quantities per model: J221...J224 - 2; J225...J228 - 4
|  | DALI | Driver with DALI interface and switch-control dimming
|  | EAIRB-S | Slave luminaire with integrated EAIR type driver for lighting control | [11 empty] | 84.9483
*note - max system size 1x EAIRB-M + 3x EAIRB-S.
*note - max wire length from EAIRB-M to last EAIRB-S - 11m.
|  | COR | Driver with Corridor function (never off)
|  | COR1min | Driver with Corridor function 1min (switch off after 1 min.)
|  | COR30min | Driver with Corridor function 30min (switch off after 30 min.)
|  | EM3 | Emergency version 3 hours | [11 empty] | 90
|  | EM3A | Emergency version equipped with an autonomous testing system, 3 hours | [11 empty] | 162.798
|  | EM3D | Emergency version 3 hours with DALI interface | [11 empty] | 268.578
|  | WIE3 | 3-pole "Wieland - gesis classic" type or compatible connector | [11 empty] | 7.783
|  | WIE5 | 5-pole "Wieland - gesis classic" type or compatible connector | [11 empty] | 13.889
|  | WIE5D | 5-pole DALI "Wieland - gesis classic" type or compatible connector | [11 empty] | 22.059
|  | 2WIE3 | Two 3-pole "Wieland - gesis classic" type or compatible connectors. Through wired, 3x1.5mm2. | [11 empty] | 16.383
|  | Schuko-1.5m | 3-pole "Schuko" type plug with 3x1.0mm² 1.5m cable | [11 empty] | 15.265
|  | Schuko-3.0m | 3-pole "Schuko" type plug with 3x1.0mm² 3.0m cable | [11 empty] | 25.456
|  | RAL | RAL colour
| DM1134116 | Eridanus G LED1x750 J838 T840 WMC | non-dimmable, II, IP40, IK05, UGR ≤19, double parabolic reflector, white steel body | 305 | 45 | 31 | 296x46 | 100000/L80B10 | 3 | 730 | 4.9 | 148.9796 | 80+ | 4000 | 78.088
| DM1134117 | Eridanus G LED1x900 J839 T840 WMC | non-dimmable, II, IP40, IK05, UGR ≤19, double parabolic reflector, white steel body | 305 | 45 | 31 | 296x46 | 100000/L80B10 | 3 | 896 | 6.1 | 146.8852 | 80+ | 4000 | 78.088
| DM1134118 | Eridanus G LED1x1100 J840 T840 WMC | non-dimmable, II, IP40, IK05, UGR ≤22, double parabolic reflector, white steel body | 305 | 45 | 31 | 296x46 | 100000/L80B10 | 3 | 1056 | 7.4 | 142.7027 | 80+ | 4000 | 78.088
| DM1134119 | Eridanus G LED1x2400 J886 T840 WMC | non-dimmable, II, IP40, IK05, double parabolic reflector, white steel body | 305 | 45 | 31 | 296x46 | 100000/L80B10 | 3 | 2393 | 19.5 | 122.7179 | 80+ | 4000 | 91.289
| DM1134120 | Eridanus G LED2x1x750 J841 T840 WMC | non-dimmable, II, IP40, IK05, UGR ≤22, double parabolic reflector, white steel body | 305 | 45 | 31 | 2x296x46 | 100000/L80B10 | 3 | 1460 | 9 | 162.2222 | 80+ | 4000 | 121.518
| DM1134121 | Eridanus G LED2x1x900 J842 T840 WMC | non-dimmable, II, IP40, IK05, UGR ≤22, double parabolic reflector, white steel body | 305 | 45 | 31 | 2x296x46 | 100000/L80B10 | 3 | 1792 | 11.1 | 161.4414 | 80+ | 4000 | 121.518
| DM1134122 | Eridanus G LED2x1x1100 J843 T840 WMC | non-dimmable, II, IP40, IK05, UGR ≤22, double parabolic reflector, white steel body | 305 | 45 | 31 | 2x296x46 | 100000/L80B10 | 3 | 2111 | 13.4 | 157.5373 | 80+ | 4000 | 121.518
| DM1134123 | Eridanus G LED2x1x2400 J887 T840 WMC | non-dimmable, II, IP40, IK05, double parabolic reflector, white steel body | 305 | 45 | 31 | 2x296x46 | 100000/L80B10 | 3 | 4787 | 37 | 129.3784 | 80+ | 4000 | 147.576
Available options:
T830
|  | T840 | Colour temperature 4000K, CRI 80+
|  | WMC | White matt reflector with clear lens
|  | BMC | Black matt reflector with clear lens
|  | MGC (price/module) | Metallic mirror finish reflector with clear lens | [11 empty] | 22.747
|  | MMC (price/module) | Metallic matt reflector with clear lens | [11 empty] | 23.435
|  | WAC (price/module) | Metallic mirror finish asymmetrical reflector with white shade and clear lens | [11 empty] | 41.796
|  | BAC (price/module) | Metallic mirror finish asymmetrical reflector with black shade and clear lens | [11 empty] | 41.796
*note - mudule quontities per model: J838...J840; J886 - 1; J841...J843; J887 - 2
|  | DALI | Driver with DALI interface and switch-control dimming | [11 empty] | 55
|  | EM3 | Emergency version 3 hours | [11 empty] | 90
|  | EM3A | Emergency version equipped with an autonomous testing system, 3 hours | [11 empty] | 162.798
|  | EM3D | Emergency version 3 hours with DALI interface | [11 empty] | 268.578
|  | WIE3-0.5m | 3-pole "Wieland - gesis classic" type or compatible connector with 0.5m cable | [11 empty] | 9.374
|  | WIE5D-0.5m | 5-pole DALI "Wieland - gesis classic" type or compatible connector with 0.5m cable | [11 empty] | 22.059
|  | Europlug-1.5m | 2-pole "Europlug" type plug with 1.5m cable | [11 empty] | 18.017
|  | Europlug-3.0m | 2-pole "Europlug" type plug with 3.0m cable | [11 empty] | 29.584
|  | QBX2-0.1m | 2-pole quick connection box on 0.1m cable, Push-in terminal, 2x2x2.5mm2 | [11 empty] | 8.643
|  | CONCB/4 | Longer connecting cable for installing luminaires into every fourth ceiling tile | [11 empty] | 7.783
*note - CONCB/4 option is only available for models: J841...J843
| DM1105335 | Jetta R LED1x2900 G359 T830 | non-dimmable, I, IP20, IK02, indirect, white perforated diffuser&body | 595 | 595 | 125 |  | 100000/L80B50 | 3 | 2746 | 26.5 | 104 | 80+ | 3000 | 296.485
| DM1105336 | Jetta R LED1x3700 G360 T830 | non-dimmable, I, IP20, IK02, indirect, white perforated diffuser&body | 595 | 595 | 125 |  | 100000/L80B50 | 3 | 3471 | 34.5 | 101 | 80+ | 3000 | 296.485
| DM1105337 | Jetta R LED1x4200 G361 T830 | non-dimmable, I, IP20, IK02, indirect, white perforated diffuser&body | 595 | 595 | 125 |  | 100000/L80B50 | 3 | 3980 | 41 | 97 | 80+ | 3000 | 304.225
| DM1105338 | Jetta R LED1x2900 G359 T840 | non-dimmable, I, IP20, IK02, indirect, white perforated diffuser&body | 595 | 595 | 125 |  | 100000/L80B50 | 3 | 2895 | 26.5 | 109 | 80+ | 4000 | 296.485
| DM1105339 | Jetta R LED1x3700 G360 T840 | non-dimmable, I, IP20, IK02, indirect, white perforated diffuser&body | 595 | 595 | 125 |  | 100000/L80B50 | 3 | 3658 | 34.5 | 106 | 80+ | 4000 | 296.485
| DM1105340 | Jetta R LED1x4200 G361 T840 | non-dimmable, I, IP20, IK02, indirect, white perforated diffuser&body | 595 | 595 | 125 |  | 100000/L80B50 | 3 | 4194 | 41 | 102 | 80+ | 4000 | 304.225
Available options:
|  | DALI (G359) | Driver with DALI interface and switch-control dimming | [11 empty] | 55
|  | DALI (G360..361) | Driver with DALI interface and switch-control dimming | [11 empty] | 55
|  | BLT | Integrated wireless control unit and driver for lighting control via mobile device (via Bluetooth) | [11 empty] | 321.5448
|  | KRBLT | Integrated wireless control unit and driver for lighting control via mobile device (KR system app), on/off | [11 empty] | 126.248
|  | KRBLT DALI | Integrated wireless control unit and driver for lighting control via mobile device (KR system app), DALI with integrated PS | [11 empty] | 236.07
|  | COR | Driver with Corridor function (never off) | [11 empty] | 76.6899
|  | COR1min | Driver with Corridor function 1min (switch off after 1 min.) | [11 empty] | 76.6899
|  | COR30min | Driver with Corridor function 30min (switch off after 30 min.) | [11 empty] | 76.6899
|  | EM3 | Emergency version 3 hours | [11 empty] | 90
|  | EM3A | Emergency version equipped with an autonomous testing system, 3 hours | [11 empty] | 162.798
|  | EM3D | Emergency version 3 hours with DALI interface | [11 empty] | 268.578
|  | WIE3 | 3-pole "Wieland - gesis classic" type or compatible connector | [11 empty] | 7.783
|  | WIE5 | 5-pole "Wieland - gesis classic" type or compatible connector | [11 empty] | 14.534
|  | WIE5D | 5-pole DALI "Wieland - gesis classic" type or compatible connector | [11 empty] | 22.962
|  | Schuko-1.5m | 3-pole "Schuko" type plug with 3x1.0mm² 1.5m cable | [11 empty] | 15.265
|  | Schuko-3.0m | 3-pole "Schuko" type plug with 3x1.0mm² 3.0m cable | [11 empty] | 25.456
|  | T830 | Colour temperature 3000K, CRI 80+
|  | T840 | Colour temperature 4000K, CRI 80+
Available accessories:
| DM9026073 | Recessed MTG FRAME S626x626 RAL9003 | Frame for LED luminaire 595x595mm installation into plasterboard ceiling (1pcs), white steel | [11 empty] | 93.783
| DM1105327 | Wing D LED2x1750 G362 T830 MPRZ LT92 | non-dimmable, I, IP40, IK05, direct/indirect, translucent micro-prismatic diffuser, white steel body | 595 | 595 | 96 |  | 100000/L80B10 | 3 | 3244 | 24.5 | 132 | 80+ | 3000 | 259.978
| DM1105328 | Wing D LED2x2350 G363 T830 MPRZ LT92 | non-dimmable, I, IP40, IK05, direct/indirect, translucent micro-prismatic diffuser, white steel body | 595 | 595 | 96 |  | 100000/L80B10 | 3 | 4415 | 34.5 | 128 | 80+ | 3000 | 264.966
| DM1105329 | Wing D LED2x1750 G362 T840 MPRZ LT92 | non-dimmable, I, IP40, IK05, direct/indirect, translucent micro-prismatic diffuser, white steel body | 595 | 595 | 96 |  | 100000/L80B10 | 3 | 3419 | 24.5 | 140 | 80+ | 4000 | 259.978
| DM1105330 | Wing D LED2x2350 G363 T840 MPRZ LT92 | non-dimmable, I, IP40, IK05, direct/indirect, translucent micro-prismatic diffuser, white steel body | 595 | 595 | 96 |  | 100000/L80B10 | 3 | 4678 | 34.5 | 136 | 80+ | 4000 | 264.966
| DM1105331 | Wing D LED2x1750 G364 T830 MPRZ LT92 W625 | non-dimmable, I, IP40, IK05, direct/indirect, translucent micro-prismatic diffuser, white steel body, 625x625 module | 622 | 622 | 96 |  | 100000/L80B10 | 3 | 3244 | 24.5 | 132 | 80+ | 3000 | 271.76
| DM1105332 | Wing D LED2x2350 G365 T830 MPRZ LT92 W625 | non-dimmable, I, IP40, IK05, direct/indirect, translucent micro-prismatic diffuser, white steel body, 625x625 module | 622 | 622 | 96 |  | 100000/L80B10 | 3 | 4415 | 33 | 134 | 80+ | 3000 | 277.393
| DM1105333 | Wing D LED2x1750 G364 T840 MPRZ LT92 W625 | non-dimmable, I, IP40, IK05, direct/indirect, translucent micro-prismatic diffuser, white steel body, 625x625 module | 622 | 622 | 96 |  | 100000/L80B10 | 3 | 3419 | 24.5 | 140 | 80+ | 4000 | 271.76
| DM1105334 | Wing D LED2x2350 G365 T840 MPRZ LT92 W625 | non-dimmable, I, IP40, IK05, direct/indirect, translucent micro-prismatic diffuser, white steel body, 625x625 module | 622 | 622 | 96 |  | 100000/L80B10 | 3 | 4678 | 33 | 142 | 80+ | 4000 | 277.393
Available options:
|  | DALI | Driver with DALI interface and switch-control dimming | [11 empty] | 55
|  | BLT | Integrated wireless control unit and driver for lighting control via mobile device (via Bluetooth) | [11 empty] | 321.5448
|  | TW | Integrated light source and driver for Tuneable white control 2700-6500 K
|  | BLT TW | Integrated light source, wireless control unit and driver for Tuneable white control 2700-6500 K via mobile device (via Bluetooth)
|  | COR | Driver with Corridor function (never off) | [11 empty] | 76.6899
|  | COR1min | Driver with Corridor function 1min (switch off after 1 min) | [11 empty] | 76.6899
|  | COR30min | Driver with Corridor function 30min (switch off after 30 min) | [11 empty] | 76.6899
|  | EM3 | Emergency version 3 hours | [11 empty] | 90
|  | EM3A | Emergency version equipped with an autonomous testing system, 3 hours | [11 empty] | 162.798
|  | EM3D | Emergency version 3 hours with DALI interface | [11 empty] | 268.578
|  | WIE3 | 3-pole "Wieland - gesis classic" type or compatible connector | [11 empty] | 7.783
|  | WIE5 | 5-pole "Wieland - gesis classic" type or compatible connector | [11 empty] | 14.534
|  | WIE5D | 5-pole DALI "Wieland - gesis classic" type or compatible connector | [11 empty] | 22.962
|  | Schuko-1.5m | 3-pole "Schuko" type plug with 3x1.0mm² 1.5m cable | [11 empty] | 15.265
|  | Schuko-3.0m | 3-pole "Schuko" type plug with 3x1.0mm² 3.0m cable | [11 empty] | 25.456
|  | RAL (>10 pcs) | RAL colour | [11 empty] | 18.662
|  | RAL (1-9 pcs) | RAL colour | [11 empty] | 37.281
|  | MPRZ LT92 | translucent micro-prismatic diffuser with high light transmittance
|  | OP TP(a) | TP(a) rated termoplastic opal diffuser | [11 empty] | 18.662
|  | T830 | Colour temperature 3000K, CRI 80+
|  | T840 | Colour temperature 4000K, CRI 80+
Available accessories:
| DM9026073 | Recessed MTG FRAME S626x626 RAL9003 | Frame for LED luminaire 595x595mm installation into plasterboard ceiling (1pcs), white steel | [11 empty] | 93.783
| DM1109135 | Wing R LED1x3300 G882 T830 DPRZ LT80 | non-dimmable, I, IP40, IK02, direct/indirect, UGR≤19, matt micro-prismatic diffuser, white steel body | 595 | 595 | 75 |  | 100000/L80B10 | 3 | 3119 | 25.9 | 120 | 80+ | 3000 | 269.051
| DM1109136 | Wing R LED1x4500 G883 T830 DPRZ LT80 | non-dimmable, I, IP40, IK02, direct/indirect, UGR≤19, matt micro-prismatic diffuser, white steel body | 595 | 595 | 75 |  | 100000/L80B10 | 3 | 4245 | 33.7 | 126 | 80+ | 3000 | 264.708
| DM1109137 | Wing R LED1x3300 G882 T840 DPRZ LT80 | non-dimmable, I, IP40, IK02, direct/indirect, UGR≤19, matt micro-prismatic diffuser, white steel body | 595 | 595 | 75 |  | 100000/L80B10 | 3 | 3288 | 25.9 | 127 | 80+ | 4000 | 269.051
| DM1109138 | Wing R LED1x4500 G883 T840 DPRZ LT80 | non-dimmable, I, IP40, IK02, direct/indirect, UGR≤19, matt micro-prismatic diffuser, white steel body | 595 | 595 | 75 |  | 100000/L80B10 | 3 | 4498 | 33.7 | 133 | 80+ | 4000 | 264.708
Available options:
|  | DALI | Driver with DALI interface and switch-control dimming | [11 empty] | 55
|  | EAIRB-S | Slave luminaire with integrated EAIR type driver for lighting control | [11 empty] | 84.9483
|  | EAIRB-M | Master luminaire with integrated smart sensor and driver with Bluetooth communication and grouping possibilities for lighting control | [11 empty] | 178.6212
*note - ingress protection IP20
|  | BLT | Integrated wireless control unit and driver for lighting control via mobile device (via Bluetooth) | [11 empty] | 321.5448
|  | KRBLT | Integrated wireless control unit and driver for lighting control via mobile device (KR system app), on/off | [11 empty] | 126.248
|  | KRBLT DALI | Integrated wireless control unit and driver for lighting control via mobile device (KR system app), DALI with integrated PS | [11 empty] | 236.07
|  | TW | Integrated light source and driver for Tuneable white control 2700-6500 K
|  | BLT TW | Integrated light source, wireless control unit and driver for Tuneable white control 2700-6500 K via mobile device (via Bluetooth)
|  | COR | Driver with Corridor function (never off) | [11 empty] | 76.6899
|  | COR1min | Driver with Corridor function 1min (switch off after 1 min) | [11 empty] | 76.6899
|  | COR30min | Driver with Corridor function 30min (switch off after 30 min) | [11 empty] | 76.6899
|  | EM3 | Emergency version 3 hours | [11 empty] | 90
|  | EM3A | Emergency version equipped with an autonomous testing system, 3 hours | [11 empty] | 162.798
|  | EM3D | Emergency version 3 hours with DALI interface | [11 empty] | 268.578
|  | WIE3 | 3-pole "Wieland - gesis classic" type or compatible connector | [11 empty] | 7.783
|  | WIE5 | 5-pole "Wieland - gesis classic" type or compatible connector | [11 empty] | 14.534
|  | WIE5D | 5-pole DALI "Wieland - gesis classic" type or compatible connector | [11 empty] | 22.962
|  | Schuko-1.5m | 3-pole "Schuko" type plug with 3x1.0mm² 1.5m cable | [11 empty] | 15.265
|  | Schuko-3.0m | 3-pole "Schuko" type plug with 3x1.0mm² 3.0m cable | [11 empty] | 25.456
|  | RAL (>10 pcs) | RAL colour | [11 empty] | 18.662
|  | RAL (1-9 pcs) | RAL colour | [11 empty] | 37.281
|  | MPRZ LT92 | translucent micro-prismatic diffuser with high light transmittance
|  | OP TP(a) | TP(a) rated termoplastic opal diffuser | [11 empty] | 5.031
|  | T830 | Colour temperature 3000K, CRI 80+
|  | T840 | Colour temperature 4000K, CRI 80+
Available accessories:
| DM9026073 | Recessed MTG FRAME S626x626 RAL9003 | Frame for LED luminaire 595x595mm installation into plasterboard ceiling (1pcs), white steel | [11 empty] | 93.783
| DM1107949 | Calima R LED2x1800 H131 T830 DPRZ LT80 | non-dimmable, I, IP44, IK05, UGR≤19, matt micro-prismatic diffuser, white steel body, basic version | 595 | 595 | 40 |  | 50000/L80B10 | 3 | 3376 | 26.1 | 129 | 80+ | 3000 | 178.95
| DM1107950 | Calima R LED2x2150 H132 T830 DPRZ LT80 | non-dimmable, I, IP44, IK05, UGR≤19, matt micro-prismatic diffuser, white steel body, basic version | 595 | 595 | 40 |  | 50000/L80B10 | 3 | 4092 | 29.3 | 140 | 80+ | 3000 | 186.1125
| DM1107951 | Calima R LED2x2550 H133 T830 DPRZ LT80 | non-dimmable, I, IP44, IK05, low UGR, matt micro-prismatic diffuser, white steel body, basic version | 595 | 595 | 40 |  | 50000/L80B10 | 3 | 4824 | 35.5 | 136 | 80+ | 3000 | 186.1125
| DM1107952 | Calima R LED1x3550 H134 T830 DPRZ LT80 | non-dimmable, I, IP44, IK05, UGR≤19, matt micro-prismatic diffuser, white steel body, basic version | 1195 | 295 | 40 |  | 50000/L80B10 | 3 | 3376 | 26.1 | 129 | 80+ | 3000 | 182.55
| DM1107953 | Calima R LED1x4300 H135 T830 DPRZ LT80 | non-dimmable, I, IP44, IK05, UGR≤19, matt micro-prismatic diffuser, white steel body, basic version | 1195 | 295 | 40 |  | 50000/L80B10 | 3 | 4092 | 29.3 | 140 | 80+ | 3000 | 189.675
| DM1108759 | Calima R LED1x5100 H136 T830 DPRZ LT80 | non-dimmable, I, IP44, IK05, low UGR, matt micro-prismatic diffuser, white steel body, basic version | 1195 | 295 | 40 |  | 50000/L80B10 | 3 | 4824 | 35.5 | 136 | 80+ | 3000 | 189.675
| DM1107687 | Calima R LED2x1800 H131 T840 DPRZ LT80 1G | non-dimmable, I, IP44, IK05, UGR≤19, matt micro-prismatic diffuser, white steel body, basic version | 595 | 595 | 40 |  | 50000/L80B10 | 3 | 3534 | 26.1 | 135 | 80+ | 4000 | 178.95
| DM1107954 | Calima R LED2x2150 H132 T840 DPRZ LT80 | non-dimmable, I, IP44, IK05, UGR≤19, matt micro-prismatic diffuser, white steel body, basic version | 595 | 595 | 40 |  | 50000/L80B10 | 3 | 4285 | 29.3 | 146 | 80+ | 4000 | 186.1125
| DM1107955 | Calima R LED2x2550 H133 T840 DPRZ LT80 | non-dimmable, I, IP44, IK05, low UGR, matt micro-prismatic diffuser, white steel body, basic version | 595 | 595 | 40 |  | 50000/L80B10 | 3 | 5051 | 35.5 | 142 | 80+ | 4000 | 186.1125
| DM1107688 | Calima R LED1x3550 H134 T840 DPRZ LT80 1G | non-dimmable, I, IP44, IK05, UGR≤19, matt micro-prismatic diffuser, white steel body, basic version | 1195 | 295 | 40 |  | 50000/L80B10 | 3 | 3534 | 26.1 | 135 | 80+ | 4000 | 182.55
| DM1107956 | Calima R LED1x4300 H135 T840 DPRZ LT80 | non-dimmable, I, IP44, IK05, UGR≤19, matt micro-prismatic diffuser, white steel body, basic version | 1195 | 295 | 40 |  | 50000/L80B10 | 3 | 4285 | 29.3 | 146 | 80+ | 4000 | 189.675
| DM1107957 | Calima R LED1x5100 H136 T840 DPRZ LT80 | non-dimmable, I, IP44, IK05, low UGR, matt micro-prismatic diffuser, white steel body, basic version | 1195 | 295 | 40 |  | 50000/L80B10 | 3 | 5051 | 35.5 | 142 | 80+ | 4000 | 189.675
| DM1107929 | Calima R LED2x1900 H131 T830 MPRZ LT92 | non-dimmable, I, IP44, IK05, translucent micro-prismatic diffuser, white steel body, basic version | 595 | 595 | 40 |  | 50000/L80B10 | 3 | 3614 | 26.1 | 138 | 80+ | 3000 | 177.6
| DM1107930 | Calima R LED2x2300 H132 T830 MPRZ LT92 | non-dimmable, I, IP44, IK05, translucent micro-prismatic diffuser, white steel body, basic version | 595 | 595 | 40 |  | 50000/L80B10 | 3 | 4381 | 29.3 | 150 | 80+ | 3000 | 184.5375
| DM1107931 | Calima R LED2x2750 H133 T830 MPRZ LT92 | non-dimmable, I, IP44, IK05, translucent micro-prismatic diffuser, white steel body, basic version | 595 | 595 | 40 |  | 50000/L80B10 | 3 | 5164 | 35.5 | 145 | 80+ | 3000 | 184.5375
| DM1107932 | Calima R LED1x3800 H134 T830 MPRZ LT92 | non-dimmable, I, IP44, IK05, translucent micro-prismatic diffuser, white steel body, basic version | 1195 | 295 | 40 |  | 50000/L80B10 | 3 | 3614 | 26.1 | 138 | 80+ | 3000 | 186.1125
| DM1107933 | Calima R LED1x4600 H135 T830 MPRZ LT92 | non-dimmable, I, IP44, IK05, translucent micro-prismatic diffuser, white steel body, basic version | 1195 | 295 | 40 |  | 50000/L80B10 | 3 | 3614 | 25.2 | 143 | 80+ | 3000 | 193.05
| DM1107934 | Calima R LED1x5450 H136 T830 MPRZ LT92 | non-dimmable, I, IP44, IK05, translucent micro-prismatic diffuser, white steel body, basic version | 1195 | 295 | 40 |  | 50000/L80B10 | 3 | 5164 | 35.5 | 145 | 80+ | 3000 | 193.05
| DM1107689 | Calima R LED2x1900 H131 T840 MPRZ LT92 | non-dimmable, I, IP44, IK05, translucent micro-prismatic diffuser, white steel body, basic version | 595 | 595 | 40 |  | 50000/L80B10 | 3 | 3784 | 26.1 | 145 | 80+ | 4000 | 177.6
| DM1107935 | Calima R LED2x2300 H132 T840 MPRZ LT92 | non-dimmable, I, IP44, IK05, translucent micro-prismatic diffuser, white steel body, basic version | 595 | 595 | 40 |  | 50000/L80B10 | 3 | 4587 | 29.3 | 157 | 80+ | 4000 | 184.5375
| DM1107936 | Calima R LED2x2750 H133 T840 MPRZ LT92 | non-dimmable, I, IP44, IK05, translucent micro-prismatic diffuser, white steel body, basic version | 595 | 595 | 40 |  | 50000/L80B10 | 3 | 5407 | 35.5 | 152 | 80+ | 4000 | 184.5375
| DM1107690 | Calima R LED1x3800 H134 T840 MPRZ LT92 | non-dimmable, I, IP44, IK05, translucent micro-prismatic diffuser, white steel body, basic version | 1195 | 295 | 40 |  | 50000/L80B10 | 3 | 3784 | 26.1 | 145 | 80+ | 4000 | 186.1125
| DM1107937 | Calima R LED1x4600 H135 T840 MPRZ LT92 | non-dimmable, I, IP44, IK05, translucent micro-prismatic diffuser, white steel body, basic version | 1195 | 295 | 40 |  | 50000/L80B10 | 3 | 4587 | 29.3 | 157 | 80+ | 4000 | 193.05
| DM1107938 | Calima R LED1x5450 H136 T840 MPRZ LT92 | non-dimmable, I, IP44, IK05, translucent micro-prismatic diffuser, white steel body, basic version | 1195 | 295 | 40 |  | 50000/L80B10 | 3 | 5407 | 35.5 | 152 | 80+ | 4000 | 193.05
| DM1107958 | Calima R LED2x1800 H131 T830 DPRZ LT80 W625 | non-dimmable, I, IP44, IK05, UGR≤19, matt micro-prismatic diffuser, white steel body, W625, basic version | 622 | 622 | 40 |  | 50000/L80B10 | 3 | 3376 | 26.1 | 129 | 80+ | 3000 | 186.75
| DM1107959 | Calima R LED2x2150 H132 T830 DPRZ LT80 W625 | non-dimmable, I, IP44, IK05, UGR≤19, matt micro-prismatic diffuser, white steel body, W625, basic version | 622 | 622 | 40 |  | 50000/L80B10 | 3 | 4092 | 29.3 | 140 | 80+ | 3000 | 194.6625
| DM1107960 | Calima R LED2x2550 H133 T830 DPRZ LT80 W625 | non-dimmable, I, IP44, IK05, low UGR, matt micro-prismatic diffuser, white steel body, W625, basic version | 622 | 622 | 40 |  | 50000/L80B10 | 3 | 4824 | 35.5 | 136 | 80+ | 3000 | 194.6625
| DM1107961 | Calima R LED1x3550 H134 T830 DPRZ LT80 W625 | non-dimmable, I, IP44, IK05, UGR≤19, matt micro-prismatic diffuser, white steel body, W625, basic version | 1246 | 310 | 40 |  | 50000/L80B10 | 3 | 3376 | 26.1 | 129 | 80+ | 3000 | 191.0625
| DM1107962 | Calima R LED1x4300 H135 T830 DPRZ LT80 W625 | non-dimmable, I, IP44, IK05, UGR≤19, matt micro-prismatic diffuser, white steel body, W625, basic version | 1246 | 310 | 40 |  | 50000/L80B10 | 3 | 4092 | 29.3 | 140 | 80+ | 3000 | 198.1875
| DM1107963 | Calima R LED1x5100 H136 T830 DPRZ LT80 W625 | non-dimmable, I, IP44, IK05, low UGR, matt micro-prismatic diffuser, white steel body, W625, basic version | 1246 | 310 | 40 |  | 50000/L80B10 | 3 | 4824 | 35.5 | 136 | 80+ | 3000 | 198.1875
| DM1107691 | Calima R LED2x1800 H131 T840 DPRZ LT80 W625 | non-dimmable, I, IP44, IK05, UGR≤19, matt micro-prismatic diffuser, white steel body, W625, basic version | 622 | 622 | 40 |  | 50000/L80B10 | 3 | 3534 | 26.1 | 135 | 80+ | 4000 | 186.75
| DM1107964 | Calima R LED2x2150 H132 T840 DPRZ LT80 W625 | non-dimmable, I, IP44, IK05, UGR≤19, matt micro-prismatic diffuser, white steel body, W625, basic version | 622 | 622 | 40 |  | 50000/L80B10 | 3 | 4285 | 29.3 | 146 | 80+ | 4000 | 194.6625
| DM1107965 | Calima R LED2x2550 H133 T840 DPRZ LT80 W625 | non-dimmable, I, IP44, IK05, low UGR, matt micro-prismatic diffuser, white steel body, W625, basic version | 622 | 622 | 40 |  | 50000/L80B10 | 3 | 5051 | 35.5 | 142 | 80+ | 4000 | 194.6625
| DM1107692 | Calima R LED1x3550 H134 T840 DPRZ LT80 W625 | non-dimmable, I, IP44, IK05, UGR≤19, matt micro-prismatic diffuser, white steel body, W625, basic version | 1246 | 310 | 40 |  | 50000/L80B10 | 3 | 3534 | 26.1 | 135 | 80+ | 4000 | 191.0625
| DM1107966 | Calima R LED1x4300 H135 T840 DPRZ LT80 W625 | non-dimmable, I, IP44, IK05, UGR≤19, matt micro-prismatic diffuser, white steel body, W625, basic version | 1246 | 310 | 40 |  | 50000/L80B10 | 3 | 4285 | 29.3 | 146 | 80+ | 4000 | 198.1875
| DM1107967 | Calima R LED1x5100 H136 T840 DPRZ LT80 W625 | non-dimmable, I, IP44, IK05, low UGR, matt micro-prismatic diffuser, white steel body, W625, basic version | 1246 | 310 | 40 |  | 50000/L80B10 | 3 | 5051 | 35.5 | 142 | 80+ | 4000 | 198.1875
| DM1107939 | Calima R LED2x1900 H131 T830 MPRZ LT92 W625 | non-dimmable, I, IP44, IK05, translucent micro-prismatic diffuser, white steel body, W625, basic version | 622 | 622 | 40 |  | 50000/L80B10 | 3 | 3614 | 26.1 | 138 | 80+ | 3000 | 185.2875
| DM1107940 | Calima R LED2x2300 H132 T830 MPRZ LT92 W625 | non-dimmable, I, IP44, IK05, translucent micro-prismatic diffuser, white steel body, W625, basic version | 622 | 622 | 40 |  | 50000/L80B10 | 3 | 4381 | 29.3 | 150 | 80+ | 3000 | 193.05
| DM1107941 | Calima R LED2x2750 H133 T830 MPRZ LT92 W625 | non-dimmable, I, IP44, IK05, translucent micro-prismatic diffuser, white steel body, W625, basic version | 622 | 622 | 40 |  | 50000/L80B10 | 3 | 5164 | 35.5 | 145 | 80+ | 3000 | 193.05
| DM1107942 | Calima R LED1x3800 H134 T830 MPRZ LT92 W625 | non-dimmable, I, IP44, IK05, translucent micro-prismatic diffuser, white steel body, W625, basic version | 1246 | 310 | 40 |  | 50000/L80B10 | 3 | 3614 | 26.1 | 138 | 80+ | 3000 | 194.6625
| DM1107943 | Calima R LED1x4600 H135 T830 MPRZ LT92 W625 | non-dimmable, I, IP44, IK05, translucent micro-prismatic diffuser, white steel body, W625, basic version | 1246 | 310 | 40 |  | 50000/L80B10 | 3 | 4381 | 29.3 | 150 | 80+ | 3000 | 201.5625
| DM1107944 | Calima R LED1x5450 H136 T830 MPRZ LT92 W625 | non-dimmable, I, IP44, IK05, translucent micro-prismatic diffuser, white steel body, W625, basic version | 1246 | 310 | 40 |  | 50000/L80B10 | 3 | 5164 | 35.5 | 145 | 80+ | 3000 | 201.5625
| DM1107693 | Calima R LED2x1900 H131 T840 MPRZ LT92 W625 | non-dimmable, I, IP44, IK05, translucent micro-prismatic diffuser, white steel body, W625, basic version | 622 | 622 | 40 |  | 50000/L80B10 | 3 | 3784 | 26.1 | 145 | 80+ | 4000 | 185.2875
| DM1107945 | Calima R LED2x2300 H132 T840 MPRZ LT92 W625 | non-dimmable, I, IP44, IK05, translucent micro-prismatic diffuser, white steel body, W625, basic version | 622 | 622 | 40 |  | 50000/L80B10 | 3 | 4587 | 29.3 | 157 | 80+ | 4000 | 193.05
| DM1107946 | Calima R LED2x2750 H133 T840 MPRZ LT92 W625 | non-dimmable, I, IP44, IK05, translucent micro-prismatic diffuser, white steel body, W625, basic version | 622 | 622 | 40 |  | 50000/L80B10 | 3 | 5407 | 35.5 | 152 | 80+ | 4000 | 193.05
| DM1107694 | Calima R LED1x3800 H134 T840 MPRZ LT92 W625 | non-dimmable, I, IP44, IK05, translucent micro-prismatic diffuser, white steel body, W625, basic version | 1246 | 310 | 40 |  | 50000/L80B10 | 3 | 3784 | 26.1 | 145 | 80+ | 4000 | 194.6625
| DM1107947 | Calima R LED1x4600 H135 T840 MPRZ LT92 W625 | non-dimmable, I, IP44, IK05, translucent micro-prismatic diffuser, white steel body, W625, basic version | 1246 | 310 | 40 |  | 50000/L80B10 | 3 | 4587 | 29.3 | 157 | 80+ | 4000 | 201.5625
| DM1107948 | Calima R LED1x5450 H136 T840 MPRZ LT92 W625 | non-dimmable, I, IP44, IK05, translucent micro-prismatic diffuser, white steel body, W625, basic version | 1246 | 310 | 40 |  | 50000/L80B10 | 3 | 5407 | 35.5 | 152 | 80+ | 4000 | 201.5625
| DM1105341 | Calima R LED1x1350 G135 T830 DPRZ LT80 | non-dimmable, I, IP44, IK05, UGR≤19, matt micro-prismatic diffuser, white steel body | 595 | 295 | 40 |  | 100000/L80B10 | 3 | 1276 | 9.1 | 140 | 80+ | 3000 | 127.9125
| DM1105342 | Calima R LED1x1900 G136 T830 DPRZ LT80 | non-dimmable, I, IP44, IK05, UGR≤19, matt micro-prismatic diffuser, white steel body | 595 | 295 | 40 |  | 100000/L80B10 | 3 | 1767 | 13.3 | 133 | 80+ | 3000 | 127.9125
| DM1105343 | Calima R LED1x2800 G137 T830 DPRZ LT80 | non-dimmable, I, IP44, IK05, low glare, matt micro-prismatic diffuser, white steel body | 595 | 295 | 40 |  | 100000/L80B10 | 3 | 2651 | 19.9 | 133 | 80+ | 3000 | 132.075
| DM1105344 | Calima R LED2x1350 G138 T830 DPRZ LT80 | non-dimmable, I, IP44, IK05, UGR≤19, matt micro-prismatic diffuser, white steel body | 595 | 595 | 40 |  | 100000/L80B10 | 3 | 2551 | 17.7 | 144 | 80+ | 3000 | 192.45
| DM1105345 | Calima R LED2x1950 G139 T830 DPRZ LT80 | non-dimmable, I, IP44, IK05, UGR≤19, matt micro-prismatic diffuser, white steel body | 595 | 595 | 40 |  | 100000/L80B10 | 3 | 3697 | 27.9 | 133 | 80+ | 3000 | 197.4
| DM1105346 | Calima R LED2x2550 G140 T830 DPRZ LT80 | non-dimmable, I, IP44, IK05, low glare, matt micro-prismatic diffuser, white steel body | 595 | 595 | 40 |  | 100000/L80B10 | 3 | 4811 | 33.7 | 143 | 80+ | 3000 | 215.8125
| DM1105347 | Calima R LED3x1350 G141 T830 DPRZ LT80 | non-dimmable, I, IP44, IK05, UGR≤19, matt micro-prismatic diffuser, white steel body | 595 | 595 | 40 |  | 100000/L80B10 | 3 | 3827 | 25.9 | 148 | 80+ | 3000 | 256.9875
| DM1105348 | Calima R LED3x1900 G142 T830 DPRZ LT80 | non-dimmable, I, IP44, IK05, UGR≤19, matt micro-prismatic diffuser, white steel body | 595 | 595 | 40 |  | 100000/L80B10 | 3 | 5302 | 38.4 | 138 | 80+ | 3000 | 264.7125
| DM1105349 | Calima R LED3x2550 G143 T830 DPRZ LT80 | non-dimmable, I, IP44, IK05, low glare, matt micro-prismatic diffuser, white steel body | 595 | 595 | 40 |  | 100000/L80B10 | 3 | 7217 | 50.6 | 143 | 80+ | 3000 | 276.1875
| DM1105350 | Calima R LED1x2700 G144 T830 DPRZ LT80 | non-dimmable, I, IP44, IK05, UGR≤19, matt micro-prismatic diffuser, white steel body | 1195 | 295 | 40 |  | 100000/L80B10 | 3 | 2551 | 17.7 | 144 | 80+ | 3000 | 195.225
| DM1105351 | Calima R LED1x3900 G145 T830 DPRZ LT80 | non-dimmable, I, IP44, IK05, UGR≤19, matt micro-prismatic diffuser, white steel body | 1195 | 295 | 40 |  | 100000/L80B10 | 3 | 3697 | 27.9 | 133 | 80+ | 3000 | 201
| DM1105352 | Calima R LED1x5100 G146 T830 DPRZ LT80 | non-dimmable, I, IP44, IK05, low glare, matt micro-prismatic diffuser, white steel body | 1195 | 295 | 40 |  | 100000/L80B10 | 3 | 4811 | 33.7 | 143 | 80+ | 3000 | 219.375
| DM1105353 | Calima R LED2x2700 G147 T830 DPRZ LT80 | non-dimmable, I, IP44, IK05, UGR≤19, matt micro-prismatic diffuser, white steel body | 1195 | 595 | 40 |  | 100000/L80B10 | 3 | 5103 | 34.5 | 148 | 80+ | 3000 | 354.975
| DM1105354 | Calima R LED2x3750 G148 T830 DPRZ LT80 | non-dimmable, I, IP44, IK05, UGR≤19, matt micro-prismatic diffuser, white steel body | 1195 | 595 | 40 |  | 100000/L80B10 | 3 | 7070 | 50.7 | 139 | 80+ | 3000 | 360.4875
| DM1105355 | Calima R LED2x5100 G149 T830 DPRZ LT80 | non-dimmable, I, IP44, IK05, low glare, matt micro-prismatic diffuser, white steel body | 1195 | 595 | 40 |  | 100000/L80B10 | 3 | 9623 | 65.1 | 148 | 80+ | 3000 | 377.55
| DM1105356 | Calima R LED1x1350 G135 T840 DPRZ LT80 | non-dimmable, I, IP44, IK05, UGR≤19, matt micro-prismatic diffuser, white steel body | 595 | 295 | 40 |  | 100000/L80B10 | 3 | 1345 | 9.1 | 148 | 80+ | 4000 | 127.9125
| DM1105357 | Calima R LED1x1900 G136 T840 DPRZ LT80 | non-dimmable, I, IP44, IK05, UGR≤19, matt micro-prismatic diffuser, white steel body | 595 | 295 | 40 |  | 100000/L80B10 | 3 | 1863 | 13.3 | 140 | 80+ | 4000 | 127.9125
| DM1105358 | Calima R LED1x2800 G137 T840 DPRZ LT80 | non-dimmable, I, IP44, IK05, low glare, matt micro-prismatic diffuser, white steel body | 595 | 295 | 40 |  | 100000/L80B10 | 3 | 2794 | 19.9 | 140 | 80+ | 4000 | 132.075
| DM1105359 | Calima R LED2x1350 G138 T840 DPRZ LT80 | non-dimmable, I, IP44, IK05, UGR≤19, matt micro-prismatic diffuser, white steel body | 595 | 595 | 40 |  | 100000/L80B10 | 3 | 2689 | 17.7 | 152 | 80+ | 4000 | 192.45
| DM1105360 | Calima R LED2x1950 G139 T840 DPRZ LT80 | non-dimmable, I, IP44, IK05, UGR≤19, matt micro-prismatic diffuser, white steel body | 595 | 595 | 40 |  | 100000/L80B10 | 3 | 3897 | 27.9 | 140 | 80+ | 4000 | 197.4
| DM1105361 | Calima R LED2x2550 G140 T840 DPRZ LT80 | non-dimmable, I, IP44, IK05, low glare, matt micro-prismatic diffuser, white steel body | 595 | 595 | 40 |  | 100000/L80B10 | 3 | 5098 | 33.7 | 151 | 80+ | 4000 | 215.8125
| DM1105362 | Calima R LED3x1350 G141 T840 DPRZ LT80 | non-dimmable, I, IP44, IK05, UGR≤19, matt micro-prismatic diffuser, white steel body | 595 | 595 | 40 |  | 100000/L80B10 | 3 | 4034 | 25.9 | 156 | 80+ | 4000 | 256.9875
| DM1105363 | Calima R LED3x1900 G142 T840 DPRZ LT80 | non-dimmable, I, IP44, IK05, UGR≤19, matt micro-prismatic diffuser, white steel body | 595 | 595 | 40 |  | 100000/L80B10 | 3 | 5589 | 38.4 | 146 | 80+ | 4000 | 264.7125
| DM1105364 | Calima R LED3x2550 G143 T840 DPRZ LT80 | non-dimmable, I, IP44, IK05, low glare, matt micro-prismatic diffuser, white steel body | 595 | 595 | 40 |  | 100000/L80B10 | 3 | 7646 | 50.6 | 151 | 80+ | 4000 | 276.1875
| DM1105365 | Calima R LED1x2700 G144 T840 DPRZ LT80 | non-dimmable, I, IP44, IK05, UGR≤19, matt micro-prismatic diffuser, white steel body | 1195 | 295 | 40 |  | 100000/L80B10 | 3 | 2689 | 17.7 | 152 | 80+ | 4000 | 195.225
| DM1105366 | Calima R LED1x3900 G145 T840 DPRZ LT80 | non-dimmable, I, IP44, IK05, UGR≤19, matt micro-prismatic diffuser, white steel body | 1195 | 295 | 40 |  | 100000/L80B10 | 3 | 3897 | 27.9 | 140 | 80+ | 4000 | 201
| DM1105367 | Calima R LED1x5100 G146 T840 DPRZ LT80 | non-dimmable, I, IP44, IK05, low glare, matt micro-prismatic diffuser, white steel body | 1195 | 295 | 40 |  | 100000/L80B10 | 3 | 5098 | 33.7 | 151 | 80+ | 4000 | 219.375
| DM1105368 | Calima R LED2x2700 G147 T840 DPRZ LT80 | non-dimmable, I, IP44, IK05, UGR≤19, matt micro-prismatic diffuser, white steel body | 1195 | 595 | 40 |  | 100000/L80B10 | 3 | 5379 | 34.5 | 156 | 80+ | 4000 | 354.975
| DM1105369 | Calima R LED2x3750 G148 T840 DPRZ LT80 | non-dimmable, I, IP44, IK05, UGR≤19, matt micro-prismatic diffuser, white steel body | 1195 | 595 | 40 |  | 100000/L80B10 | 3 | 7452 | 50.7 | 147 | 80+ | 4000 | 360.4875
| DM1105370 | Calima R LED2x5100 G149 T840 DPRZ LT80 | non-dimmable, I, IP44, IK05, low glare, matt micro-prismatic diffuser, white steel body | 1195 | 595 | 40 |  | 100000/L80B10 | 3 | 10143 | 65.1 | 156 | 80+ | 4000 | 377.55
| DM1105371 | Calima R LED1x1450 G135 T830 MPRZ LT92 | non-dimmable, I, IP44, IK05, translucent micro-prismatic diffuser, white steel body | 595 | 295 | 40 |  | 100000/L80B10 | 3 | 1366 | 9.1 | 150 | 80+ | 3000 | 127.125
| DM1105372 | Calima R LED1x2000 G136 T830 MPRZ LT92 | non-dimmable, I, IP44, IK05, translucent micro-prismatic diffuser, white steel body | 595 | 295 | 40 |  | 100000/L80B10 | 3 | 1892 | 13.3 | 142 | 80+ | 3000 | 127.125
| DM1105373 | Calima R LED1x3000 G137 T830 MPRZ LT92 | non-dimmable, I, IP44, IK05, translucent micro-prismatic diffuser, white steel body | 595 | 295 | 40 |  | 100000/L80B10 | 3 | 2838 | 19.9 | 143 | 80+ | 3000 | 131.475
| DM1105374 | Calima R LED2x1450 G138 T830 MPRZ LT92 | non-dimmable, I, IP44, IK05, translucent micro-prismatic diffuser, white steel body | 595 | 595 | 40 |  | 100000/L80B10 | 3 | 2731 | 17.7 | 154 | 80+ | 3000 | 191.0625
| DM1105375 | Calima R LED2x2100 G139 T830 MPRZ LT92 | non-dimmable, I, IP44, IK05, translucent micro-prismatic diffuser, white steel body | 595 | 595 | 40 |  | 100000/L80B10 | 3 | 3958 | 27.9 | 142 | 80+ | 3000 | 196.6125
| DM1105376 | Calima R LED2x2750 G140 T830 MPRZ LT92 | non-dimmable, I, IP44, IK05, translucent micro-prismatic diffuser, white steel body | 595 | 595 | 40 |  | 100000/L80B10 | 3 | 5151 | 33.7 | 153 | 80+ | 3000 | 214.425
| DM1105377 | Calima R LED3x1450 G141 T830 MPRZ LT92 | non-dimmable, I, IP44, IK05, translucent micro-prismatic diffuser, white steel body | 595 | 595 | 40 |  | 100000/L80B10 | 3 | 4097 | 25.9 | 158 | 80+ | 3000 | 255.6
| DM1105378 | Calima R LED3x2000 G142 T830 MPRZ LT92 | non-dimmable, I, IP44, IK05, translucent micro-prismatic diffuser, white steel body | 595 | 595 | 40 |  | 100000/L80B10 | 3 | 5676 | 38.4 | 148 | 80+ | 3000 | 262.7625
| DM1105379 | Calima R LED3x2750 G143 T830 MPRZ LT92 | non-dimmable, I, IP44, IK05, translucent micro-prismatic diffuser, white steel body | 595 | 595 | 40 |  | 100000/L80B10 | 3 | 7726 | 50.6 | 153 | 80+ | 3000 | 273.975
| DM1105479 | Calima R LED1x2900 G144 T830 MPRZ LT92 | non-dimmable, I, IP44, IK05, translucent micro-prismatic diffuser, white steel body | 1195 | 295 | 40 |  | 100000/L80B10 | 3 | 2731 | 17.7 | 154 | 80+ | 3000 | 199.5375
| DM1105480 | Calima R LED1x4200 G145 T830 MPRZ LT92 | non-dimmable, I, IP44, IK05, translucent micro-prismatic diffuser, white steel body | 1195 | 295 | 40 |  | 100000/L80B10 | 3 | 3958 | 27.9 | 142 | 80+ | 3000 | 204.525
| DM1105481 | Calima R LED1x5500 G146 T830 MPRZ LT92 | non-dimmable, I, IP44, IK05, translucent micro-prismatic diffuser, white steel body | 1195 | 295 | 40 |  | 100000/L80B10 | 3 | 5151 | 33.7 | 153 | 80+ | 3000 | 222.9375
| DM1105482 | Calima R LED2x2900 G147 T830 MPRZ LT92 | non-dimmable, I, IP44, IK05, translucent micro-prismatic diffuser, white steel body | 1195 | 595 | 40 |  | 100000/L80B10 | 3 | 5463 | 34.5 | 158 | 80+ | 3000 | 362.6625
| DM1105483 | Calima R LED2x4000 G148 T830 MPRZ LT92 | non-dimmable, I, IP44, IK05, translucent micro-prismatic diffuser, white steel body | 1195 | 595 | 40 |  | 100000/L80B10 | 3 | 7569 | 50.7 | 149 | 80+ | 3000 | 368.4375
| DM1105484 | Calima R LED2x5450 G149 T830 MPRZ LT92 | non-dimmable, I, IP44, IK05, translucent micro-prismatic diffuser, white steel body | 1195 | 595 | 40 |  | 100000/L80B10 | 3 | 10302 | 65.1 | 158 | 80+ | 3000 | 385.4625
| DM1105485 | Calima R LED1x1450 G135 T840 MPRZ LT92 | non-dimmable, I, IP44, IK05, translucent micro-prismatic diffuser, white steel body | 595 | 295 | 40 |  | 100000/L80B10 | 3 | 1440 | 9.1 | 158 | 80+ | 4000 | 127.125
| DM1105486 | Calima R LED1x2000 G136 T840 MPRZ LT92 | non-dimmable, I, IP44, IK05, translucent micro-prismatic diffuser, white steel body | 595 | 295 | 40 |  | 100000/L80B10 | 3 | 1994 | 13.3 | 150 | 80+ | 4000 | 127.125
| DM1105487 | Calima R LED1x3000 G137 T840 MPRZ LT92 | non-dimmable, I, IP44, IK05, translucent micro-prismatic diffuser, white steel body | 595 | 295 | 40 |  | 100000/L80B10 | 3 | 2992 | 19.9 | 150 | 80+ | 4000 | 131.475
| DM1105488 | Calima R LED2x1450 G138 T840 MPRZ LT92 | non-dimmable, I, IP44, IK05, translucent micro-prismatic diffuser, white steel body | 595 | 595 | 40 |  | 100000/L80B10 | 3 | 2879 | 17.7 | 163 | 80+ | 4000 | 191.0625
| DM1105489 | Calima R LED2x2100 G139 T840 MPRZ LT92 | non-dimmable, I, IP44, IK05, translucent micro-prismatic diffuser, white steel body | 595 | 595 | 40 |  | 100000/L80B10 | 3 | 4172 | 27.9 | 150 | 80+ | 4000 | 196.6125
| DM1105490 | Calima R LED2x2750 G140 T840 MPRZ LT92 | non-dimmable, I, IP44, IK05, translucent micro-prismatic diffuser, white steel body | 595 | 595 | 40 |  | 100000/L80B10 | 3 | 5457 | 33.7 | 162 | 80+ | 4000 | 214.425
| DM1105491 | Calima R LED3x1450 G141 T840 MPRZ LT92 | non-dimmable, I, IP44, IK05, translucent micro-prismatic diffuser, white steel body | 595 | 595 | 40 |  | 100000/L80B10 | 3 | 4319 | 25.9 | 167 | 80+ | 4000 | 255.6
| DM1105492 | Calima R LED3x2000 G142 T840 MPRZ LT92 | non-dimmable, I, IP44, IK05, translucent micro-prismatic diffuser, white steel body | 595 | 595 | 40 |  | 100000/L80B10 | 3 | 5983 | 38.4 | 156 | 80+ | 4000 | 262.7625
| DM1105493 | Calima R LED3x2750 G143 T840 MPRZ LT92 | non-dimmable, I, IP44, IK05, translucent micro-prismatic diffuser, white steel body | 595 | 595 | 40 |  | 100000/L80B10 | 3 | 8186 | 50.6 | 162 | 80+ | 4000 | 273.975
| DM1105494 | Calima R LED1x2900 G144 T840 MPRZ LT92 | non-dimmable, I, IP44, IK05, translucent micro-prismatic diffuser, white steel body | 1195 | 295 | 40 |  | 100000/L80B10 | 3 | 2879 | 17.7 | 163 | 80+ | 4000 | 199.5375
| DM1105495 | Calima R LED1x4200 G145 T840 MPRZ LT92 | non-dimmable, I, IP44, IK05, translucent micro-prismatic diffuser, white steel body | 1195 | 295 | 40 |  | 100000/L80B10 | 3 | 4172 | 27.9 | 150 | 80+ | 4000 | 204.525
| DM1105496 | Calima R LED1x5500 G146 T840 MPRZ LT92 | non-dimmable, I, IP44, IK05, translucent micro-prismatic diffuser, white steel body | 1195 | 295 | 40 |  | 100000/L80B10 | 3 | 5457 | 33.7 | 162 | 80+ | 4000 | 222.9375
| DM1105497 | Calima R LED2x2900 G147 T840 MPRZ LT92 | non-dimmable, I, IP44, IK05, translucent micro-prismatic diffuser, white steel body | 1195 | 595 | 40 |  | 100000/L80B10 | 3 | 5758 | 34.5 | 167 | 80+ | 4000 | 362.6625
| DM1105498 | Calima R LED2x4000 G148 T840 MPRZ LT92 | non-dimmable, I, IP44, IK05, translucent micro-prismatic diffuser, white steel body | 1195 | 595 | 40 |  | 100000/L80B10 | 3 | 7978 | 50.7 | 157 | 80+ | 4000 | 368.4375
| DM1105499 | Calima R LED2x5450 G149 T840 MPRZ LT92 | non-dimmable, I, IP44, IK05, translucent micro-prismatic diffuser, white steel body | 1195 | 595 | 40 |  | 100000/L80B10 | 3 | 10859 | 65.1 | 167 | 80+ | 4000 | 385.4625
| DM1105500 | Calima R LED2x1350 G138 T830 DPRZ LT80 W625 | non-dimmable, I, IP44, IK05, UGR≤19, matt micro-prismatic diffuser, white steel body, W625 | 622 | 622 | 40 |  | 100000/L80B10 | 3 | 2551 | 17.1 | 149 | 80+ | 3000 | 201
| DM1105501 | Calima R LED2x1950 G139 T830 DPRZ LT80 W625 | non-dimmable, I, IP44, IK05, UGR≤19, matt micro-prismatic diffuser, white steel body, W625 | 622 | 622 | 40 |  | 100000/L80B10 | 3 | 3697 | 28.6 | 129 | 80+ | 3000 | 205.875
| DM1105502 | Calima R LED2x2550 G140 T830 DPRZ LT80 W625 | non-dimmable, I, IP44, IK05, low glare, matt micro-prismatic diffuser, white steel body, W625 | 622 | 622 | 40 |  | 100000/L80B10 | 3 | 4811 | 32.6 | 148 | 80+ | 3000 | 225.1125
| DM1105503 | Calima R LED1x2700 G144 T830 DPRZ LT80 W625 | non-dimmable, I, IP44, IK05, UGR≤19, matt micro-prismatic diffuser, white steel body, W625 | 1246 | 310 | 40 |  | 100000/L80B10 | 3 | 2551 | 17.3 | 147 | 80+ | 3000 | 203.7375
| DM1105504 | Calima R LED1x3900 G145 T830 DPRZ LT80 W625 | non-dimmable, I, IP44, IK05, UGR≤19, matt micro-prismatic diffuser, white steel body, W625 | 1246 | 310 | 40 |  | 100000/L80B10 | 3 | 3697 | 25.8 | 143 | 80+ | 3000 | 210.075
| DM1105505 | Calima R LED1x5100 G146 T830 DPRZ LT80 W625 | non-dimmable, I, IP44, IK05, low glare, matt micro-prismatic diffuser, white steel body, W625 | 1246 | 310 | 40 |  | 100000/L80B10 | 3 | 4811 | 32.6 | 148 | 80+ | 3000 | 229.275
| DM1105506 | Calima R LED2x1350 G138 T840 DPRZ LT80 W625 | non-dimmable, I, IP44, IK05, UGR≤19, matt micro-prismatic diffuser, white steel body, W625 | 622 | 622 | 40 |  | 100000/L80B10 | 3 | 2689 | 17.3 | 155 | 80+ | 4000 | 201
| DM1105507 | Calima R LED2x1950 G139 T840 DPRZ LT80 W625 | non-dimmable, I, IP44, IK05, UGR≤19, matt micro-prismatic diffuser, white steel body, W625 | 622 | 622 | 40 |  | 100000/L80B10 | 3 | 3897 | 25.8 | 151 | 80+ | 4000 | 205.875
| DM1105508 | Calima R LED2x2550 G140 T840 DPRZ LT80 W625 | non-dimmable, I, IP44, IK05, low glare, matt micro-prismatic diffuser, white steel body, W625 | 622 | 622 | 40 |  | 100000/L80B10 | 3 | 5098 | 32.6 | 156 | 80+ | 4000 | 225.1125
| DM1105509 | Calima R LED1x2700 G144 T840 DPRZ LT80 W625 | non-dimmable, I, IP44, IK05, UGR≤19, matt micro-prismatic diffuser, white steel body, W625 | 1246 | 310 | 40 |  | 100000/L80B10 | 3 | 2689 | 17.1 | 157 | 80+ | 4000 | 203.7375
| DM1105510 | Calima R LED1x3900 G145 T840 DPRZ LT80 W625 | non-dimmable, I, IP44, IK05, UGR≤19, matt micro-prismatic diffuser, white steel body, W625 | 1246 | 310 | 40 |  | 100000/L80B10 | 3 | 3897 | 28.6 | 136 | 80+ | 4000 | 210.075
| DM1105511 | Calima R LED1x5100 G146 T840 DPRZ LT80 W625 | non-dimmable, I, IP44, IK05, low glare, matt micro-prismatic diffuser, white steel body, W625 | 1246 | 310 | 40 |  | 100000/L80B10 | 3 | 5098 | 32.6 | 156 | 80+ | 4000 | 229.275
| DM1105512 | Calima R LED2x1450 G138 T830 MPRZ LT92 W625 | non-dimmable, I, IP44, IK05, translucent micro-prismatic diffuser, white steel body, W625 | 622 | 622 | 40 |  | 100000/L80B10 | 3 | 2731 | 17.1 | 160 | 80+ | 3000 | 199.5375
| DM1105513 | Calima R LED2x2100 G139 T830 MPRZ LT92 W625 | non-dimmable, I, IP44, IK05, translucent micro-prismatic diffuser, white steel body, W625 | 622 | 622 | 40 |  | 100000/L80B10 | 3 | 3958 | 28.6 | 138 | 80+ | 3000 | 205.125
| DM1105514 | Calima R LED2x2750 G140 T830 MPRZ LT92 W625 | non-dimmable, I, IP44, IK05, translucent micro-prismatic diffuser, white steel body, W625 | 622 | 622 | 40 |  | 100000/L80B10 | 3 | 5151 | 32.6 | 158 | 80+ | 3000 | 223.725
| DM1105515 | Calima R LED1x2900 G144 T830 MPRZ LT92 W625 | non-dimmable, I, IP44, IK05, translucent micro-prismatic diffuser, white steel body, W625 | 1246 | 310 | 40 |  | 100000/L80B10 | 3 | 2731 | 17.3 | 158 | 80+ | 3000 | 208.6875
| DM1105516 | Calima R LED1x4200 G145 T830 MPRZ LT92 W625 | non-dimmable, I, IP44, IK05, translucent micro-prismatic diffuser, white steel body, W625 | 1246 | 310 | 40 |  | 100000/L80B10 | 3 | 3958 | 25.8 | 153 | 80+ | 3000 | 213.6375
| DM1105517 | Calima R LED1x5500 G146 T830 MPRZ LT92 W625 | non-dimmable, I, IP44, IK05, translucent micro-prismatic diffuser, white steel body, W625 | 1246 | 310 | 40 |  | 100000/L80B10 | 3 | 5151 | 32.6 | 158 | 80+ | 3000 | 232.8
| DM1105518 | Calima R LED2x1450 G138 T840 MPRZ LT92 W625 | non-dimmable, I, IP44, IK05, translucent micro-prismatic diffuser, white steel body, W625 | 622 | 622 | 40 |  | 100000/L80B10 | 3 | 2879 | 17.3 | 166 | 80+ | 4000 | 199.5375
| DM1105519 | Calima R LED2x2100 G139 T840 MPRZ LT92 W625 | non-dimmable, I, IP44, IK05, translucent micro-prismatic diffuser, white steel body, W625 | 622 | 622 | 40 |  | 100000/L80B10 | 3 | 4172 | 25.8 | 162 | 80+ | 4000 | 205.125
| DM1105520 | Calima R LED2x2750 G140 T840 MPRZ LT92 W625 | non-dimmable, I, IP44, IK05, translucent micro-prismatic diffuser, white steel body, W625 | 622 | 622 | 40 |  | 100000/L80B10 | 3 | 5457 | 32.6 | 167 | 80+ | 4000 | 223.725
| DM1105521 | Calima R LED1x2900 G144 T840 MPRZ LT92 W625 | non-dimmable, I, IP44, IK05, translucent micro-prismatic diffuser, white steel body, W625 | 1246 | 310 | 40 |  | 100000/L80B10 | 3 | 2879 | 17.1 | 168 | 80+ | 4000 | 208.6875
| DM1105522 | Calima R LED1x4200 G145 T840 MPRZ LT92 W625 | non-dimmable, I, IP44, IK05, translucent micro-prismatic diffuser, white steel body, W625 | 1246 | 310 | 40 |  | 100000/L80B10 | 3 | 4172 | 28.6 | 146 | 80+ | 4000 | 213.6375
| DM1105523 | Calima R LED1x5500 G146 T840 MPRZ LT92 W625 | non-dimmable, I, IP44, IK05, translucent micro-prismatic diffuser, white steel body, W625 | 1246 | 310 | 40 |  | 100000/L80B10 | 3 | 5457 | 32.6 | 167 | 80+ | 4000 | 232.8
Available options :
|  | DALI | Driver with DALI interface and switch-control dimming | [11 empty] | 55
|  | EAIRB-M | Master luminaire with integrated smart sensor and driver with wireless communication and grouping possibilities for lighting control | [11 empty] | 178.6212
*note - ingress protection IP20
|  | EAIRB-S | Slave luminaire with integrated EAIRB type driver for lighting control | [11 empty] | 84.9483
*note - max system size 1x EAIRB-M + 3x EAIRB-S
*note - max wire lenght from EAIRB-M to last EAIRB-S - 11 meters
*note - EAIRB option not applicable for models: G135, G136
*note - EAIRB options not applicable for H series models
|  | BLT | Integrated wireless control unit and driver for lighting control via mobile device (via Bluetooth) | [11 empty] | 321.5448
|  | KRBLT | Integrated wireless control unit and driver for lighting control via mobile device (KR system app), on/off | [11 empty] | 126.248
|  | KRBLT DALI | Integrated wireless control unit and driver for lighting control via mobile device (KR system app), DALI with integrated PS | [11 empty] | 236.07
|  | TW | Integrated light source and driver for Tuneable white control 2700-6500 K
|  | BLT TW | Integrated light source, wireless control unit and driver for Tuneable white control 2700-6500 K via mobile device (via Bluetooth)
|  | COR | Driver with Corridor function (never off) | [11 empty] | 76.6899
|  | COR1min | Driver with Corridor function 1min (switch off after 1 min.) | [11 empty] | 76.6899
|  | COR30min | Driver with Corridor function 30min (switch off after 30 min.) | [11 empty] | 76.6899
|  | PIR(BASIC) | Integrated PIR sensor with on-off control, basic version | [11 empty] | 23.435
|  | PIR | Integrated PIR sensor with on-off control | [11 empty] | 98.556
|  | PIR DALI | Integrated PIR sensor with DALI control and power supply | [11 empty] | 199.606
|  | PIR BLT DALI2 | Integrated wireless PIR sensor with CASAMBI app control. Requires DALI power supply. | [11 empty] | 211.603
|  | PIR KRBLT DALI | Integrated wireless PIR sensor with KR system app control and DALI power supply. | [11 empty] | 263.805
*note - PIR sensor options are not applicable for models G135...G137
|  | MPRZ LT92 | Translucent micro-prismatic diffuser with high light transmittance
|  | DPRZ LT80 | De-glaring micro-prismatic diffuser, matt
|  | W625 | Designed for the German market to fit 625x625 suspended ceiling
|  | 1G | Strain relief for power supply cable | [11 empty] | 1.849
|  | WIE3 | 3-pole "Wieland - gesis classic" type or compatible connector | [11 empty] | 7.783
|  | WIE5 | 5-pole "Wieland - gesis classic" type or compatible connector | [11 empty] | 14.534
|  | WIE5D | 5-pole DALI "Wieland - gesis classic" type or compatible connector | [11 empty] | 22.962
|  | RAL (>10 pcs) | RAL colour | [11 empty] | 9.589
|  | RAL (1-9 pcs) | RAL colour | [11 empty] | 19.092
|  | OP TP(a) | TP(a) rated termoplastic opal diffuser | [11 empty] | 20.468
|  | T830 | Colour temperature 3000K, CRI 80+
|  | T840 | Colour temperature 4000K, CRI 80+
|  | BLT | Integrated wireless control unit and driver for lighting control via mobile device (via Bluetooth) | [11 empty] | 321.5448
|  | TW | Integrated light source and driver for Tuneable white control 2700-6500 K
|  | BLT TW | Integrated light source, wireless control unit and driver for Tuneable white control 2700-6500 K via mobile device (via Bluetooth)
|  | EM3 | Emergency version 3 hours | [11 empty] | 90
|  | EM3A | Emergency version equipped with an autonomous testing system, 3 hours | [11 empty] | 162.798
|  | EM3D | Emergency version 3 hours with DALI interface | [11 empty] | 268.578
|  | EM3LER | Emergency version 3 hours, lens - escape route | [11 empty] | 102.426
|  | EM3LOA | Emergency version 3 hours, lens - open areas | [11 empty] | 102.426
|  | Schuko-1.5m | 3-pole "Schuko" type plug with 3x1.0mm² 1.5m cable | [11 empty] | 15.265
|  | Schuko-3.0m | 3-pole "Schuko" type plug with 3x1.0mm² 3.0m cable | [11 empty] | 25.456
|  | DROP T24 | Luminaire version for drop tile style suspended ceilings (600 T24) | [11 empty] | 8.643
|  | DROP T15 | Luminaire version for drop tile style suspended ceilings (600 T15) | [11 empty] | 8.643
Available accessories:
| DM9026073 | Recessed MTG FRAME S626x626 RAL9003 | Frame for LED luminaire 595x595mm installation into plasterboard ceiling (1pcs), white steel | [11 empty] | 93.783
| DM9026072 | Recessed MTG FRAME S326x1226 RAL9003 | Frame for LED luminaire 1195x295mm installation into plasterboard ceiling (1pcs), white steel | [11 empty] | 100.362
| DM9031359 | Remote Control HRC-12 | Remote control unit, for ON/OFF applications | 123 | 50 | 13 | [8 empty] | 102.211
*note - compatible with options: PIR
| DM9022195 | Remote Control HRC-11 | Remote control unit, for DALI applications | 123 | 50 | 13 | [8 empty] | 102.211
*note - compatible with options: PIR; PIR DALI
| DM1020031 | Corona C LED1x3400 D067 T830 OP LT80 | non-dimmable, II, IP40, IK05, opal diffuser, white steel body | 595 | 595 | 70 |  | 100000/L80B50 | 3 | 3237 | 26.5 | 122 | 80+ | 3000 | 545.068
| DM1020032 | Corona C LED1x4800 D068 T830 OP LT80 | non-dimmable, II, IP40, IK05, opal diffuser, white steel body | 595 | 595 | 70 |  | 100000/L80B50 | 3 | 4554 | 38.5 | 118 | 80+ | 3000 | 552.034
| DM1020033 | Corona C LED1x6650 D069 T830 OP LT80 | non-dimmable, II, IP40, IK05, opal diffuser, white steel body | 595 | 595 | 70 |  | 100000/L80B50 | 3 | 6312 | 54.8 | 115 | 80+ | 3000 | 597.012
| DM1020034 | Corona C LED1x3400 D067 T840 OP LT80 | non-dimmable, II, IP40, IK05, opal diffuser, white steel body | 595 | 595 | 70 |  | 100000/L80B50 | 3 | 3392 | 26.5 | 128 | 80+ | 4000 | 545.068
| DM1020035 | Corona C LED1x4800 D068 T840 OP LT80 | non-dimmable, II, IP40, IK05, opal diffuser, white steel body | 595 | 595 | 70 |  | 100000/L80B50 | 3 | 4770 | 38.5 | 124 | 80+ | 4000 | 552.034
| DM1020036 | Corona C LED1x6650 D069 T840 OP LT80 | non-dimmable, II, IP40, IK05, opal diffuser, white steel body | 595 | 595 | 70 |  | 100000/L80B50 | 3 | 6612 | 54.8 | 121 | 80+ | 4000 | 597.012
| DM1102637 | Corona C LED1x3150 D067 T830 DPRZ LT80 | non-dimmable, II, IP40, IK05, UGR≤19, matt micro-prismatic diffuser, white steel body | 595 | 595 | 70 |  | 100000/L80B50 | 3 | 2992 | 26.5 | 113 | 80+ | 3000 | 552.765
| DM1102638 | Corona C LED1x4450 D068 T830 DPRZ LT80 | non-dimmable, II, IP40, IK05, UGR≤19, matt micro-prismatic diffuser, white steel body | 595 | 595 | 70 |  | 100000/L80B50 | 3 | 4208 | 38.5 | 109 | 80+ | 3000 | 559.817
| DM1102639 | Corona C LED1x6150 D069 T830 DPRZ LT80 | non-dimmable, II, IP40, IK05, low glare, matt micro-prismatic diffuser, white steel body | 595 | 595 | 70 |  | 100000/L80B50 | 3 | 5833 | 54.8 | 106 | 80+ | 3000 | 604.709
| DM1102640 | Corona C LED1x3150 D067 T840 DPRZ LT80 | non-dimmable, II, IP40, IK05, UGR≤19, matt micro-prismatic diffuser, white steel body | 595 | 595 | 70 |  | 100000/L80B50 | 3 | 3135 | 26.5 | 118 | 80+ | 4000 | 552.765
| DM1102641 | Corona C LED1x4450 D068 T840 DPRZ LT80 | non-dimmable, II, IP40, IK05, UGR≤19, matt micro-prismatic diffuser, white steel body | 595 | 595 | 70 |  | 100000/L80B50 | 3 | 4408 | 38.5 | 114 | 80+ | 4000 | 559.817
| DM1102642 | Corona C LED1x6150 D069 T840 DPRZ LT80 | non-dimmable, II, IP40, IK05, low glare, matt micro-prismatic diffuser, white steel body | 595 | 595 | 70 |  | 100000/L80B50 | 3 | 6110 | 54.8 | 111 | 80+ | 4000 | 604.709
| DM1101786 | Corona C LED1x3400 E907 T830 OP LT80 W625 | non-dimmable, II, IP40, IK05, opal diffuser, white steel body, 625x625 module | 622 | 622 | 70 |  | 100000/L80B50 | 3 | 3237 | 26.5 | 122 | 80+ | 3000 | 555.001
| DM1101787 | Corona C LED1x4800 E908 T830 OP LT80 W625 | non-dimmable, II, IP40, IK05, opal diffuser, white steel body, 625x625 module | 622 | 622 | 70 |  | 100000/L80B50 | 3 | 4554 | 38.5 | 118 | 80+ | 3000 | 562.053
| DM1101788 | Corona C LED1x6650 E909 T830 OP LT80 W625 | non-dimmable, II, IP40, IK05, opal diffuser, white steel body, 625x625 module | 622 | 622 | 70 |  | 100000/L80B50 | 3 | 6312 | 54.8 | 115 | 80+ | 3000 | 607.461
| DM1101789 | Corona C LED1x3400 E907 T840 OP LT80 W625 | non-dimmable, II, IP40, IK05, opal diffuser, white steel body, 625x625 module | 622 | 622 | 70 |  | 100000/L80B50 | 3 | 3392 | 26.5 | 128 | 80+ | 4000 | 555.001
| DM1101790 | Corona C LED1x4800 E908 T840 OP LT80 W625 | non-dimmable, II, IP40, IK05, opal diffuser, white steel body, 625x625 module | 622 | 622 | 70 |  | 100000/L80B50 | 3 | 4770 | 38.5 | 124 | 80+ | 4000 | 562.053
| DM1101791 | Corona C LED1x6650 E909 T840 OP LT80 W625 | non-dimmable, II, IP40, IK05, opal diffuser, white steel body, 625x625 module | 622 | 622 | 70 |  | 100000/L80B50 | 3 | 6612 | 54.8 | 121 | 80+ | 4000 | 607.461
| DM1102643 | Corona C LED1x3150 E907 T830 DPRZ LT80 W625 | non-dimmable, II, IP40, IK05, UGR≤19, matt micro-prismatic diffuser, white steel body, 625x625 module | 622 | 622 | 70 |  | 100000/L80B50 | 3 | 2992 | 26.5 | 113 | 80+ | 3000 | 562.053
| DM1102644 | Corona C LED1x4450 E908 T830 DPRZ LT80 W625 | non-dimmable, II, IP40, IK05, UGR≤19, matt micro-prismatic diffuser, white steel body, 625x625 module | 622 | 622 | 70 |  | 100000/L80B50 | 3 | 4208 | 38.5 | 109 | 80+ | 3000 | 568.89
| DM1102645 | Corona C LED1x6150 E909 T830 DPRZ LT80 W625 | non-dimmable, II, IP40, IK05, low glare, matt micro-prismatic diffuser, white steel body, 625x625 module | 622 | 622 | 70 |  | 100000/L80B50 | 3 | 5833 | 54.8 | 106 | 80+ | 3000 | 615.158
| DM1102646 | Corona C LED1x3150 E907 T840 DPRZ LT80 W625 | non-dimmable, II, IP40, IK05, UGR≤19, matt micro-prismatic diffuser, white steel body, 625x625 module | 622 | 622 | 70 |  | 100000/L80B50 | 3 | 3135 | 26.5 | 118 | 80+ | 4000 | 562.053
| DM1102647 | Corona C LED1x4450 E908 T840 DPRZ LT80 W625 | non-dimmable, II, IP40, IK05, UGR≤19, matt micro-prismatic diffuser, white steel body, 625x625 module | 622 | 622 | 70 |  | 100000/L80B50 | 3 | 4408 | 38.5 | 114 | 80+ | 4000 | 568.89
| DM1102648 | Corona C LED1x6150 E909 T840 DPRZ LT80 W625 | non-dimmable, II, IP40, IK05, low glare, matt micro-prismatic diffuser, white steel body, 625x625 module | 622 | 622 | 70 |  | 100000/L80B50 | 3 | 6110 | 54.8 | 111 | 80+ | 4000 | 615.158
Available options:
|  | DALI (D067...D068; E907...E908) | Driver with DALI interface and switch-control dimming | [11 empty] | 55
|  | DALI (D069; E909) | Driver with DALI interface and switch-control dimming | [11 empty] | 55
|  | EAIRB-M | Master luminaire with integrated smart sensor and driver with wireless communication and grouping possibilities for lighting control | [11 empty] | 178.6212
*note - ingress protection IP20
|  | EAIRB-S | Slave luminaire with integrated EAIRB type driver for lighting control | [11 empty] | 84.9483
*note - max system size 1x EAIRB-M + 3x EAIRB-S
*note - max wire lenght from EAIRB-M to last EAIRB-S - 11 meters
|  | BLT | Integrated wireless control unit and driver for lighting control via mobile device (via Bluetooth) | [11 empty] | 321.5448
|  | KRBLT | Integrated wireless control unit and driver for lighting control via mobile device (KR system app), on/off | [11 empty] | 126.248
|  | KRBLT DALI | Integrated wireless control unit and driver for lighting control via mobile device (KR system app), DALI with integrated PS | [11 empty] | 236.07
|  | TW | Integrated light source and driver for Tuneable white control 2700-6500 K
|  | BLT TW | Integrated light source, wireless control unit and driver for Tuneable white control 2700-6500 K via mobile device (via Bluetooth)
|  | COR | Driver with Corridor function (never off) | [11 empty] | 76.6899
|  | COR1min | Driver with Corridor function 1min (switch off after 1 min.) | [11 empty] | 76.6899
|  | COR30min | Driver with Corridor function 30min (switch off after 30 min.) | [11 empty] | 76.6899
|  | PIR(BASIC) | Integrated PIR sensor with on-off control, basic version | [11 empty] | 23.435
|  | PIR | Integrated PIR sensor with on-off control | [11 empty] | 98.556
|  | PIR DALI | Integrated PIR sensor with DALI control and power supply | [11 empty] | 199.606
|  | PIR BLT DALI2 | Integrated wireless PIR sensor with CASAMBI app control. Requires DALI power supply. | [11 empty] | 211.603
|  | PIR KRBLT DALI | Integrated wireless PIR sensor with KR system app control and DALI power supply. | [11 empty] | 263.805
|  | EM3 | Emergency version 3 hours | [11 empty] | 90
|  | EM3A | Emergency version equipped with an autonomous testing system, 3 hours | [11 empty] | 162.798
|  | EM3D | Emergency version 3 hours with DALI interface | [11 empty] | 268.578
|  | EM3LER | Emergency version 3 hours, lens - escape route | [11 empty] | 102.426
|  | EM3LOA | Emergency version 3 hours, lens - open areas | [11 empty] | 102.426
|  | WIE3-0.5m | 3-pole "Wieland - gesis classic" type or compatible connector with 0.5m cable | [11 empty] | 9.374
|  | WIE5D-0.5m | 5-pole DALI "Wieland - gesis classic" type or compatible connector with 0.5m cable | [11 empty] | 22.962
|  | Europlug-1.5m | 2-pole "Europlug" type plug with 2x1.0mm² 1.5m cable | [11 empty] | 15.265
|  | Europlug-3.0m | 2-pole "Europlug" type plug with 2x1.0mm² 3.0m cable | [11 empty] | 25.456
|  | W625 | Designed for the German market to fit 625x625 suspended ceiling
|  | RAL (>10 pcs) | RAL colour | [11 empty] | 18.662
|  | RAL (1-9 pcs) | RAL colour | [11 empty] | 37.281
|  | OP TP(a) | TP(a) rated termoplastic opal diffuser | [11 empty] | 20.468
|  | T830 | Colour temperature 3000K, CRI 80+
|  | T840 | Colour temperature 4000K, CRI 80+
Available accessories:
| DM9026073 | Recessed MTG FRAME S626x626 RAL9003 | Frame for LED luminaire 595x595mm installation into plasterboard ceiling (1pcs), white steel | [11 empty] | 93.783
| DM9031359 | Remote Control HRC-12 | Remote control unit, for ON/OFF applications | 123 | 50 | 13 | [8 empty] | 102.211
*note - compatible with options: PIR
| DM9022195 | Remote Control HRC-11 | Remote control unit, for DALI applications | 123 | 50 | 13 | [8 empty] | 102.211
*note - compatible with options: PIR; PIR DALI
| DM1120742 | Corona Q LED1x2350 J229 T830 DPRZ LT80 | non-dimmable, I, IP44, IK05, UGR ≤16, matt micro-prismatic diffuser, white steel body | 595 | 595 | 82 |  | 50000/L80B10 | 3 | 2221 | 17.1 | 130 | 80+ | 3000 | 317.34
| DM1120743 | Corona Q LED1x2900 J230 T830 DPRZ LT80 | non-dimmable, I, IP44, IK05, UGR ≤16, matt micro-prismatic diffuser, white steel body | 595 | 595 | 82 |  | 50000/L80B10 | 3 | 2754 | 21.2 | 130 | 80+ | 3000 | 317.34
| DM1120744 | Corona Q LED1x3450 J231 T830 DPRZ LT80 | non-dimmable, I, IP44, IK05, UGR ≤16, matt micro-prismatic diffuser, white steel body | 595 | 595 | 82 |  | 50000/L80B10 | 3 | 3276 | 25.4 | 129 | 80+ | 3000 | 317.34
| DM1120745 | Corona Q LED1x3950 J232 T830 DPRZ LT80 | non-dimmable, I, IP44, IK05, UGR ≤19, matt micro-prismatic diffuser, white steel body | 595 | 595 | 82 |  | 50000/L80B10 | 3 | 3753 | 29.7 | 126 | 80+ | 3000 | 317.34
| DM1120746 | Corona Q LED1x4950 J233 T830 DPRZ LT80 | non-dimmable, I, IP44, IK05, UGR ≤19, matt micro-prismatic diffuser, white steel body | 595 | 595 | 82 |  | 50000/L80B10 | 3 | 4690 | 38.9 | 121 | 80+ | 3000 | 325.553
| DM1120747 | Corona Q LED1x2350 J229 T840 DPRZ LT80 | non-dimmable, I, IP44, IK05, UGR ≤16, matt micro-prismatic diffuser, white steel body | 595 | 595 | 82 |  | 50000/L80B10 | 3 | 2326 | 17.1 | 136 | 80+ | 4000 | 317.34
| DM1120748 | Corona Q LED1x2900 J230 T840 DPRZ LT80 | non-dimmable, I, IP44, IK05, UGR ≤16, matt micro-prismatic diffuser, white steel body | 595 | 595 | 82 |  | 50000/L80B10 | 3 | 2884 | 21.2 | 136 | 80+ | 4000 | 317.34
| DM1120749 | Corona Q LED1x3450 J231 T840 DPRZ LT80 | non-dimmable, I, IP44, IK05, UGR ≤16, matt micro-prismatic diffuser, white steel body | 595 | 595 | 82 |  | 50000/L80B10 | 3 | 3430 | 25.4 | 135 | 80+ | 4000 | 317.34
| DM1120750 | Corona Q LED1x3950 J232 T840 DPRZ LT80 | non-dimmable, I, IP44, IK05, UGR ≤19, matt micro-prismatic diffuser, white steel body | 595 | 595 | 82 |  | 50000/L80B10 | 3 | 3929 | 29.7 | 132 | 80+ | 4000 | 317.34
| DM1120751 | Corona Q LED1x4950 J233 T840 DPRZ LT80 | non-dimmable, I, IP44, IK05, UGR ≤19, matt micro-prismatic diffuser, white steel body | 595 | 595 | 82 |  | 50000/L80B10 | 3 | 4910 | 38.9 | 126 | 80+ | 4000 | 325.553
| DM1120752 | Corona Q LED1x2600 J229 T830 MPRZ LT92 | non-dimmable, I, IP44, IK05, UGR ≤19, matt micro-prismatic diffuser, white steel body | 595 | 595 | 82 |  | 50000/L80B10 | 3 | 2468 | 17.1 | 144 | 80+ | 3000 | 323.231
| DM1120753 | Corona Q LED1x3250 J230 T830 MPRZ LT92 | non-dimmable, I, IP44, IK05, UGR ≤19, matt micro-prismatic diffuser, white steel body | 595 | 595 | 82 |  | 50000/L80B10 | 3 | 3060 | 21.2 | 144 | 80+ | 3000 | 323.231
| DM1120754 | Corona Q LED1x3850 J231 T830 MPRZ LT92 | non-dimmable, I, IP44, IK05, UGR ≤19, matt micro-prismatic diffuser, white steel body | 595 | 595 | 82 |  | 50000/L80B10 | 3 | 3640 | 25.4 | 143 | 80+ | 3000 | 323.231
| DM1120755 | Corona Q LED1x4400 J232 T830 MPRZ LT92 | non-dimmable, I, IP44, IK05, UGR ≤22, matt micro-prismatic diffuser, white steel body | 595 | 595 | 82 |  | 50000/L80B10 | 3 | 4170 | 29.7 | 140 | 80+ | 3000 | 323.231
| DM1120756 | Corona Q LED1x5500 J233 T830 MPRZ LT92 | non-dimmable, I, IP44, IK05, UGR ≤22, matt micro-prismatic diffuser, white steel body | 595 | 595 | 82 |  | 50000/L80B10 | 3 | 5211 | 38.9 | 134 | 80+ | 3000 | 332.132
| DM1120757 | Corona Q LED1x2600 J229 T840 MPRZ LT92 | non-dimmable, I, IP44, IK05, UGR ≤19, matt micro-prismatic diffuser, white steel body | 595 | 595 | 82 |  | 50000/L80B10 | 3 | 2584 | 17.1 | 151 | 80+ | 4000 | 323.231
| DM1120758 | Corona Q LED1x3250 J230 T840 MPRZ LT92 | non-dimmable, I, IP44, IK05, UGR ≤19, matt micro-prismatic diffuser, white steel body | 595 | 595 | 82 |  | 50000/L80B10 | 3 | 3204 | 21.2 | 151 | 80+ | 4000 | 323.231
| DM1120759 | Corona Q LED1x3850 J231 T840 MPRZ LT92 | non-dimmable, I, IP44, IK05, UGR ≤19, matt micro-prismatic diffuser, white steel body | 595 | 595 | 82 |  | 50000/L80B10 | 3 | 3811 | 25.4 | 150 | 80+ | 4000 | 323.231
| DM1120760 | Corona Q LED1x4400 J232 T840 MPRZ LT92 | non-dimmable, I, IP44, IK05, UGR ≤22, matt micro-prismatic diffuser, white steel body | 595 | 595 | 82 |  | 50000/L80B10 | 3 | 4366 | 29.7 | 147 | 80+ | 4000 | 323.231
| DM1120761 | Corona Q LED1x5500 J233 T840 MPRZ LT92 | non-dimmable, I, IP44, IK05, UGR ≤22, matt micro-prismatic diffuser, white steel body | 595 | 595 | 82 |  | 50000/L80B10 | 3 | 5456 | 38.9 | 140 | 80+ | 4000 | 332.132
Available options:
|  | T830 | Colour temperature 3000K, CRI 80+
|  | T840 | Colour temperature 4000K, CRI 80+
|  | OP TP(a) | TP(a) rated termoplastic opal diffuser | [11 empty] | 10.234
|  | DALI | Driver with DALI interface and switch-control dimming | [11 empty] | 55
|  | EAIRB-M | Master luminaire with integrated smart sensor and driver with wireless communication and grouping possibilities for lighting control | [11 empty] | 184.2489
*note - EAIRB and EAIRB-M options are only available with option INSERT
*note - for EAIRB, EAIRB-M options ingress protection IP20
|  | EAIRB-S | Slave luminaire with integrated EAIR type driver for lighting control | [11 empty] | 84.9483
*note - max system size 1x EAIRB-M + 3x EAIRB-S.
*note - max wire length from EAIRB-M to last EAIRB-S - 11m.
|  | BLT | Integrated wireless control unit and driver for lighting control via mobile device (via Bluetooth) | [11 empty] | 321.5448
|  | COR | Driver with Corridor function (never off)
|  | COR1min | Driver with Corridor function 1min (switch off after 1 min.)
|  | COR30min | Driver with Corridor function 30min (switch off after 30 min.)
|  | PIR | Integrated PIR sensor with on-off control | [11 empty] | 35.432
*note - PIR option is only available with option INSERT
|  | EM3 | Emergency version 3 hours | [11 empty] | 90
|  | EM3A | Emergency version equipped with an autonomous testing system, 3 hours | [11 empty] | 162.798
|  | EM3D | Emergency version 3 hours with DALI interface | [11 empty] | 268.578
|  | WIE3 | 3-pole "Wieland - gesis classic" type or compatible connector | [11 empty] | 7.783
|  | WIE5 | 5-pole "Wieland - gesis classic" type or compatible connector | [11 empty] | 14.534
|  | WIE5D | 5-pole DALI "Wieland - gesis classic" type or compatible connector | [11 empty] | 22.962
|  | 2WIE3 | Two 3-pole "Wieland - gesis classic" type or compatible connectors. Through wired, 3x1.5mm2. | [11 empty] | 16.383
|  | Schuko-1.5m | 3-pole "Schuko" type plug with 3x1.0mm² 1.5m cable | [11 empty] | 15.265
|  | Schuko-3.0m | 3-pole "Schuko" type plug with 3x1.0mm² 3.0m cable | [11 empty] | 25.456
|  | INSERT | Fully covered internal part of the luminaire | [11 empty] | 32.981
|  | RAL | RAL colour
| DM1025894 | Lyra R LED1x1800 D083 T830 OP LT80 | non-dimmable, I, IP20, opal diffuser, white steel body, for plasterboard ceiling | 326 | 326 | 143 | 310 | 50000/L80B10 | 3 | 1684 | 15.7 | 107 | 80+ | 3000 | 288.315
| DM1025164 | Lyra R LED1x2450 D084 T830 OP LT80 | non-dimmable, I, IP20, opal diffuser, white steel body, for plasterboard ceiling | 326 | 326 | 143 | 310 | 50000/L80B10 | 3 | 2315 | 23 | 101 | 80+ | 3000 | 288.315
| DM1025162 | Lyra R LED1x3600 D085 T830 OP LT80 | non-dimmable, I, IP20, opal diffuser, white steel body, for plasterboard ceiling | 476 | 476 | 143 | 460 | 50000/L80B10 | 3 | 3406 | 31.7 | 107 | 80+ | 3000 | 483.32
| DM1025895 | Lyra R LED1x4150 D086 T830 OP LT80 | non-dimmable, I, IP20, opal diffuser, white steel body, for plasterboard ceiling | 476 | 476 | 143 | 460 | 50000/L80B10 | 3 | 3936 | 37.7 | 104 | 80+ | 3000 | 480.568
| DM1025896 | Lyra R LED1x5300 D087 T830 OP LT80 | non-dimmable, I, IP20, opal diffuser, white steel body, for plasterboard ceiling | 624 | 624 | 153 | 610 | 50000/L80B10 | 3 | 5053 | 46.5 | 109 | 80+ | 3000 | 712.983
| DM1025166 | Lyra R LED1x7300 D088 T830 OP LT80 | non-dimmable, I, IP20, opal diffuser, white steel body, for plasterboard ceiling | 624 | 624 | 153 | 610 | 50000/L80B10 | 3 | 6946 | 66.6 | 104 | 80+ | 3000 | 721.411
| DM1025897 | Lyra R LED1x8850 D089 T830 OP LT80 | non-dimmable, I, IP20, opal diffuser, white steel body, for plasterboard ceiling | 922 | 922 | 153 | 910 | 50000/L80B10 | 3 | 8439 | 81.7 | 103 | 80+ | 3000 | 1494.981
| DM1025898 | Lyra R LED1x11700 D090 T830 OP LT80 | non-dimmable, I, IP20, opal diffuser, white steel body, for plasterboard ceiling | 922 | 922 | 153 | 910 | 50000/L80B10 | 3 | 11134 | 110.4 | 101 | 80+ | 3000 | 1494.981
| DM1020076 | Lyra R LED1x1800 D083 T840 OP LT80 | non-dimmable, I, IP20, opal diffuser, white steel body, for plasterboard ceiling | 326 | 326 | 143 | 310 | 50000/L80B10 | 3 | 1764 | 15.7 | 112 | 80+ | 4000 | 288.315
| DM1020077 | Lyra R LED1x2450 D084 T840 OP LT80 | non-dimmable, I, IP20, opal diffuser, white steel body, for plasterboard ceiling | 326 | 326 | 143 | 310 | 50000/L80B10 | 3 | 2424 | 23 | 105 | 80+ | 4000 | 288.315
| DM1020078 | Lyra R LED1x3600 D085 T840 OP LT80 | non-dimmable, I, IP20, opal diffuser, white steel body, for plasterboard ceiling | 476 | 476 | 143 | 460 | 50000/L80B10 | 3 | 3566 | 31.7 | 112 | 80+ | 4000 | 483.32
| DM1020079 | Lyra R LED1x4150 D086 T840 OP LT80 | non-dimmable, I, IP20, opal diffuser, white steel body, for plasterboard ceiling | 476 | 476 | 143 | 460 | 50000/L80B10 | 3 | 4121 | 37.7 | 109 | 80+ | 4000 | 480.568
| DM1020080 | Lyra R LED1x5300 D087 T840 OP LT80 | non-dimmable, I, IP20, opal diffuser, white steel body, for plasterboard ceiling | 624 | 624 | 153 | 610 | 50000/L80B10 | 3 | 5291 | 46.5 | 114 | 80+ | 4000 | 712.983
| DM1020081 | Lyra R LED1x7300 D088 T840 OP LT80 | non-dimmable, I, IP20, opal diffuser, white steel body, for plasterboard ceiling | 624 | 624 | 153 | 610 | 50000/L80B10 | 3 | 7273 | 66.6 | 109 | 80+ | 4000 | 721.411
| DM1020082 | Lyra R LED1x8850 D089 T840 OP LT80 | non-dimmable, I, IP20, opal diffuser, white steel body, for plasterboard ceiling | 922 | 922 | 153 | 910 | 50000/L80B10 | 3 | 8835 | 81.7 | 108 | 80+ | 4000 | 1494.981
| DM1020083 | Lyra R LED1x11700 D090 T840 OP LT80 | non-dimmable, I, IP20, opal diffuser, white steel body, for plasterboard ceiling | 922 | 922 | 153 | 910 | 50000/L80B10 | 3 | 11657 | 110.4 | 106 | 80+ | 4000 | 1494.981
Available options:
|  | DALI (D083...D084; D086) | Driver with DALI interface and switch-control dimming | [11 empty] | 55
|  | DALI (D085) | Driver with DALI interface and switch-control dimming | [11 empty] | 55
|  | DALI (D087...D088) | Driver with DALI interface and switch-control dimming | [11 empty] | 55
|  | DALI (D089...D090) | Driver with DALI interface and switch-control dimming | [11 empty] | 55
|  | BLT | Integrated wireless control unit and driver for lighting control via mobile device (via Bluetooth) | [11 empty] | 321.5448
|  | KRBLT | Integrated wireless control unit and driver for lighting control via mobile device (KR system app), on/off | [11 empty] | 126.248
|  | KRBLT DALI | Integrated wireless control unit and driver for lighting control via mobile device (KR system app), DALI with integrated PS | [11 empty] | 236.07
|  | MW | Integrated microwave (MW) motion sensor with on-off control | [11 empty] | 40
|  | MWRFM+ | Integrated microwave (MW) motion sensor with integrated RF (radio wave) transceiver. Sensor can serve as both master and slave. Functions: Staircase, Corridor, dimming control. | [11 empty] | 293.088
|  | MW DALI2 | Integrated microwave (MW) motion sensor with DALI2 controls, requires power supply | [11 empty] | 293.088
|  | MW KRBLT | Integrated wireless microwave (MW) motion sensor with KR system app control, on-off | [11 empty] | 122.163
|  | MW KRBLT DALI | Integrated wireless microwave (MW) motion sensor with KR system app control and DALI power supply. | [11 empty] | 276.748
|  | EM3 | Emergency version 3 hours | [11 empty] | 90
|  | EM3A | Emergency version equipped with an autonomous testing system, 3 hours | [11 empty] | 162.798
|  | EM3D | Emergency version 3 hours with DALI interface | [11 empty] | 268.578
|  | RAL (D320) (>10pcs) | RAL colour | [11 empty] | 17.716
|  | RAL (D320) (1-9 pcs) | RAL colour | [11 empty] | 35.432
|  | RAL (D470) (>10pcs) | RAL colour | [11 empty] | 28.896
|  | RAL (D470) (1-9 pcs) | RAL colour | [11 empty] | 57.448
|  | RAL (D620) (>10pcs) | RAL colour | [11 empty] | 44.763
|  | RAL (D620) (1-9 pcs) | RAL colour | [11 empty] | 89.483
|  | RAL (D920) (>10pcs) | RAL colour | [11 empty] | 80.195
|  | RAL (D920) (1-9 pcs) | RAL colour | [11 empty] | 160.089
|  | OP LT80 | Opal diffuser with high light transmittance
|  | OP TP(a) | TP(a) rated termoplastic opal diffuser | [11 empty] | 59.039
|  | T830 | Colour temperature 3000K, CRI 80+
|  | T840 | Colour temperature 4000K, CRI 80+
| DM1020114 | BALI C LED1x1800 D103 T840 OP LT80 | non-dimmable, I, IP20, frameless, opal diffuser, white steel body, for plasterboard ceiling | 300 | 300 | 142 | 305 | 50000/L80B10 | 3 | 1764 | 16.4 | 108 | 80+ | 4000 | 260.623
| DM1020115 | BALI C LED1x2450 D104 T840 OP LT80 | non-dimmable, I, IP20, frameless, opal diffuser, white steel body, for plasterboard ceiling | 300 | 300 | 142 | 305 | 50000/L80B10 | 3 | 2424 | 23.5 | 103 | 80+ | 4000 | 260.623
| DM1020116 | BALI C LED1x3600 D105 T840 OP LT80 | non-dimmable, I, IP20, frameless, opal diffuser, white steel body, for plasterboard ceiling | 450 | 450 | 142 | 455 | 50000/L80B10 | 3 | 3566 | 32 | 111 | 80+ | 4000 | 419.766
| DM1020117 | BALI C LED1x4150 D106 T840 OP LT80 | non-dimmable, I, IP20, frameless, opal diffuser, white steel body, for plasterboard ceiling | 450 | 450 | 142 | 455 | 50000/L80B10 | 3 | 4121 | 37.7 | 109 | 80+ | 4000 | 418.82
| DM1020118 | BALI C LED1x5300 D107 T840 OP LT80 | non-dimmable, I, IP20, frameless, opal diffuser, white steel body, for plasterboard ceiling | 600 | 600 | 152 | 605 | 50000/L80B10 | 3 | 5291 | 46.5 | 114 | 80+ | 4000 | 631.756
| DM1020119 | BALI C LED1x7300 D108 T840 OP LT80 | non-dimmable, I, IP20, frameless, opal diffuser, white steel body, for plasterboard ceiling | 600 | 600 | 152 | 605 | 50000/L80B10 | 3 | 7273 | 66.6 | 109 | 80+ | 4000 | 640.356
| DM1020120 | BALI C LED1x8850 D109 T840 OP LT80 | non-dimmable, I, IP20, frameless, opal diffuser, white steel body, for plasterboard ceiling | 900 | 900 | 152 | 905 | 50000/L80B10 | 3 | 8835 | 79.8 | 111 | 80+ | 4000 | 1280.239
| DM1020121 | BALI C LED1x11700 D110 T840 OP LT80 | non-dimmable, I, IP20, frameless, opal diffuser, white steel body, for plasterboard ceiling | 900 | 900 | 152 | 905 | 50000/L80B10 | 3 | 11657 | 108 | 108 | 80+ | 4000 | 1280.239
Available options:
|  | DALI (D103...D104; D106) | Driver with DALI interface and switch-control dimming | [11 empty] | 55
|  | DALI (D105) | Driver with DALI interface and switch-control dimming | [11 empty] | 55
|  | DALI (D107...D108) | Driver with DALI interface and switch-control dimming | [11 empty] | 55
|  | DALI (D109...D110) | Driver with DALI interface and switch-control dimming | [11 empty] | 55
|  | BLT | Integrated wireless control unit and driver for lighting control via mobile device (via Bluetooth) | [11 empty] | 321.5448
|  | KRBLT | Integrated wireless control unit and driver for lighting control via mobile device (KR system app), on/off | [11 empty] | 126.248
|  | KRBLT DALI | Integrated wireless control unit and driver for lighting control via mobile device (KR system app), DALI with integrated PS | [11 empty] | 236.07
|  | MW | Integrated microwave (MW) motion sensor with on-off control | [11 empty] | 40
|  | MWRFM+ | Integrated microwave (MW) motion sensor with integrated RF (radio wave) transceiver. Sensor can serve as both master and slave. Functions: Staircase, Corridor, dimming control. | [11 empty] | 293.088
|  | MW DALI2 | Integrated microwave (MW) motion sensor with DALI2 controls, requires power supply | [11 empty] | 293.088
|  | MW KRBLT | Integrated wireless microwave (MW) motion sensor with KR system app control, on-off | [11 empty] | 122.163
|  | MW KRBLT DALI | Integrated wireless microwave (MW) motion sensor with KR system app control and DALI power supply. | [11 empty] | 276.748
|  | EM3 | Emergency version 3 hours | [11 empty] | 90
|  | EM3A | Emergency version equipped with an autonomous testing system, 3 hours | [11 empty] | 162.798
|  | EM3D | Emergency version 3 hours with DALI interface | [11 empty] | 268.578
|  | OP LT80 | Opal diffuser with high light transmittance
|  | OP TP(a) | TP(a) rated termoplastic opal diffuser | [11 empty] | 59.039
| DM1025980 | Bali R LED1x1100 D720 T830 MPRZ LT92 | non-dimmable, I, IP20, frameless, translucent micro-prismatic diffuser, white steel body, for plasterboard ceiling | 220 | 220 | 85 | 224x224 | 100000/L80B50 | 3 | 1038 | 10.7 | 97 | 80+ | 3000 | 153.252
| DM1025981 | Bali R LED1x1550 D721 T830 MPRZ LT92 | non-dimmable, I, IP20, frameless, translucent micro-prismatic diffuser, white steel body, for plasterboard ceiling | 220 | 220 | 85 | 224x224 | 100000/L80B50 | 3 | 1450 | 14.7 | 99 | 80+ | 3000 | 150.07
| DM1025982 | Bali R LED1x1150 D722 T830 MPRZ LT92 | non-dimmable, I, IP20, frameless, translucent micro-prismatic diffuser, white steel body, for plasterboard ceiling | 595 | 85 | 65 | 599x89 | 100000/L80B50 | 3 | 1073 | 10.2 | 105 | 80+ | 3000 | 153.94
| DM1025983 | Bali R LED1x1550 D723 T830 MPRZ LT92 | non-dimmable, I, IP20, frameless, translucent micro-prismatic diffuser, white steel body, for plasterboard ceiling | 595 | 85 | 65 | 599x89 | 100000/L80B50 | 3 | 1460 | 13.9 | 105 | 80+ | 3000 | 153.94
| DM1025984 | Bali R LED1x1700 D724 T830 MPRZ LT92 | non-dimmable, I, IP20, frameless, translucent micro-prismatic diffuser, white steel body, for plasterboard ceiling | 875 | 85 | 65 | 879x89 | 100000/L80B50 | 3 | 1609 | 14.5 | 111 | 80+ | 3000 | 264.493
| DM1025985 | Bali R LED1x2300 D725 T830 MPRZ LT92 | non-dimmable, I, IP20, frameless, translucent micro-prismatic diffuser, white steel body, for plasterboard ceiling | 875 | 85 | 65 | 879x89 | 100000/L80B50 | 3 | 2189 | 20.8 | 105 | 80+ | 3000 | 264.493
| DM1025986 | Bali R LED1x2250 D726 T830 MPRZ LT92 | non-dimmable, I, IP20, frameless, translucent micro-prismatic diffuser, white steel body, for plasterboard ceiling | 1155 | 85 | 65 | 1159x89 | 100000/L80B50 | 3 | 2145 | 19.3 | 111 | 80+ | 3000 | 256.065
| DM1025987 | Bali R LED1x3100 D727 T830 MPRZ LT92 | non-dimmable, I, IP20, frameless, translucent micro-prismatic diffuser, white steel body, for plasterboard ceiling | 1155 | 85 | 65 | 1159x89 | 100000/L80B50 | 3 | 2919 | 26.3 | 111 | 80+ | 3000 | 256.065
| DM1025988 | Bali R LED1x2850 D728 T830 MPRZ LT92 | non-dimmable, I, IP20, frameless, translucent micro-prismatic diffuser, white steel body, for plasterboard ceiling | 1435 | 85 | 65 | 1439x89 | 100000/L80B50 | 3 | 2681 | 24.1 | 111 | 80+ | 3000 | 361.372
| DM1025989 | Bali R LED1x3850 D990 T830 MPRZ LT92 | non-dimmable, I, IP20, frameless, translucent micro-prismatic diffuser, white steel body, for plasterboard ceiling | 1435 | 85 | 65 | 1439x89 | 100000/L80B50 | 3 | 3649 | 32.8 | 111 | 80+ | 3000 | 361.372
| DM1025990 | Bali R LED1x1100 D720 T840 MPRZ LT92 | non-dimmable, I, IP20, frameless, translucent micro-prismatic diffuser, white steel body, for plasterboard ceiling | 220 | 220 | 85 | 224x224 | 100000/L80B50 | 3 | 1094 | 10.7 | 102 | 80+ | 4000 | 153.252
| DM1025991 | Bali R LED1x1550 D721 T840 MPRZ LT92 | non-dimmable, I, IP20, frameless, translucent micro-prismatic diffuser, white steel body, for plasterboard ceiling | 220 | 220 | 85 | 224x224 | 100000/L80B50 | 3 | 1529 | 14.7 | 104 | 80+ | 4000 | 150.07
| DM1025992 | Bali R LED1x1150 D722 T840 MPRZ LT92 | non-dimmable, I, IP20, frameless, translucent micro-prismatic diffuser, white steel body, for plasterboard ceiling | 595 | 85 | 65 | 599x89 | 100000/L80B50 | 3 | 1121 | 10.2 | 110 | 80+ | 4000 | 153.94
| DM1025993 | Bali R LED1x1550 D723 T840 MPRZ LT92 | non-dimmable, I, IP20, frameless, translucent micro-prismatic diffuser, white steel body, for plasterboard ceiling | 595 | 85 | 65 | 599x89 | 100000/L80B50 | 3 | 1525 | 13.9 | 110 | 80+ | 4000 | 153.94
| DM1025994 | Bali R LED1x1700 D724 T840 MPRZ LT92 | non-dimmable, I, IP20, frameless, translucent micro-prismatic diffuser, white steel body, for plasterboard ceiling | 875 | 85 | 65 | 879x89 | 100000/L80B50 | 3 | 1681 | 14.5 | 116 | 80+ | 4000 | 264.493
| DM1025995 | Bali R LED1x2300 D725 T840 MPRZ LT92 | non-dimmable, I, IP20, frameless, translucent micro-prismatic diffuser, white steel body, for plasterboard ceiling | 875 | 85 | 65 | 879x89 | 100000/L80B50 | 3 | 2287 | 20.8 | 110 | 80+ | 4000 | 264.493
| DM1025996 | Bali R LED1x2250 D726 T840 MPRZ LT92 | non-dimmable, I, IP20, frameless, translucent micro-prismatic diffuser, white steel body, for plasterboard ceiling | 1155 | 85 | 65 | 1159x89 | 100000/L80B50 | 3 | 2241 | 19.3 | 116 | 80+ | 4000 | 256.065
| DM1025997 | Bali R LED1x3100 D727 T840 MPRZ LT92 | non-dimmable, I, IP20, frameless, translucent micro-prismatic diffuser, white steel body, for plasterboard ceiling | 1155 | 85 | 65 | 1159x89 | 100000/L80B50 | 3 | 3050 | 26.3 | 116 | 80+ | 4000 | 256.065
| DM1025998 | Bali R LED1x2850 D728 T840 MPRZ LT92 | non-dimmable, I, IP20, frameless, translucent micro-prismatic diffuser, white steel body, for plasterboard ceiling | 1435 | 85 | 65 | 1439x89 | 100000/L80B50 | 3 | 2801 | 24.1 | 116 | 80+ | 4000 | 361.372
| DM1025999 | Bali R LED1x3850 D990 T840 MPRZ LT92 | non-dimmable, I, IP20, frameless, translucent micro-prismatic diffuser, white steel body, for plasterboard ceiling | 1435 | 85 | 65 | 1439x89 | 100000/L80B50 | 3 | 3812 | 32.8 | 116 | 80+ | 4000 | 361.372
| DM1108776 | Bali R LED1x1100 D720 T830 OP LT80 | non-dimmable, I, IP20, frameless, opal diffuser, white steel body, for plasterboard ceiling | 220 | 220 | 85 | 224x224 | 100000/L80B50 | 3 | 1038 | 10.7 | 97 | 80+ | 3000 | 153.252
| DM1108777 | Bali R LED1x1550 D721 T830 OP LT80 | non-dimmable, I, IP20, frameless, opal diffuser, white steel body, for plasterboard ceiling | 220 | 220 | 85 | 224x224 | 100000/L80B50 | 3 | 1450 | 14.7 | 99 | 80+ | 3000 | 150.07
| DM1108778 | Bali R LED1x1150 D722 T830 OP LT80 | non-dimmable, I, IP20, frameless, opal diffuser, white steel body, for plasterboard ceiling | 595 | 85 | 65 | 599x89 | 100000/L80B50 | 3 | 1073 | 10.2 | 105 | 80+ | 3000 | 153.94
| DM1108779 | Bali R LED1x1550 D723 T830 OP LT80 | non-dimmable, I, IP20, frameless, opal diffuser, white steel body, for plasterboard ceiling | 595 | 85 | 65 | 599x89 | 100000/L80B50 | 3 | 1460 | 13.9 | 105 | 80+ | 3000 | 153.94
| DM1108780 | Bali R LED1x1700 D724 T830 OP LT80 | non-dimmable, I, IP20, frameless, opal diffuser, white steel body, for plasterboard ceiling | 875 | 85 | 65 | 879x89 | 100000/L80B50 | 3 | 1609 | 14.5 | 111 | 80+ | 3000 | 264.493
| DM1108781 | Bali R LED1x2300 D725 T830 OP LT80 | non-dimmable, I, IP20, frameless, opal diffuser, white steel body, for plasterboard ceiling | 875 | 85 | 65 | 879x89 | 100000/L80B50 | 3 | 2189 | 20.8 | 105 | 80+ | 3000 | 264.493
| DM1108782 | Bali R LED1x2250 D726 T830 OP LT80 | non-dimmable, I, IP20, frameless, opal diffuser, white steel body, for plasterboard ceiling | 1155 | 85 | 65 | 1159x89 | 100000/L80B50 | 3 | 2145 | 19.3 | 111 | 80+ | 3000 | 256.065
| DM1108783 | Bali R LED1x3100 D727 T830 OP LT80 | non-dimmable, I, IP20, frameless, opal diffuser, white steel body, for plasterboard ceiling | 1155 | 85 | 65 | 1159x89 | 100000/L80B50 | 3 | 2919 | 26.3 | 111 | 80+ | 3000 | 256.065
| DM1108784 | Bali R LED1x2850 D728 T830 OP LT80 | non-dimmable, I, IP20, frameless, opal diffuser, white steel body, for plasterboard ceiling | 1435 | 85 | 65 | 1439x89 | 100000/L80B50 | 3 | 2681 | 24.1 | 111 | 80+ | 3000 | 361.372
| DM1108785 | Bali R LED1x3850 D990 T830 OP LT80 | non-dimmable, I, IP20, frameless, opal diffuser, white steel body, for plasterboard ceiling | 1435 | 85 | 65 | 1439x89 | 100000/L80B50 | 3 | 3649 | 32.8 | 111 | 80+ | 3000 | 361.372
| DM1108786 | Bali R LED1x1100 D720 T840 OP LT80 | non-dimmable, I, IP20, frameless, opal diffuser, white steel body, for plasterboard ceiling | 220 | 220 | 85 | 224x224 | 100000/L80B50 | 3 | 1094 | 10.7 | 102 | 80+ | 4000 | 153.252
| DM1108787 | Bali R LED1x1550 D721 T840 OP LT80 | non-dimmable, I, IP20, frameless, opal diffuser, white steel body, for plasterboard ceiling | 220 | 220 | 85 | 224x224 | 100000/L80B50 | 3 | 1529 | 14.7 | 104 | 80+ | 4000 | 150.07
| DM1108788 | Bali R LED1x1150 D722 T840 OP LT80 | non-dimmable, I, IP20, frameless, opal diffuser, white steel body, for plasterboard ceiling | 595 | 85 | 65 | 599x89 | 100000/L80B50 | 3 | 1121 | 10.2 | 110 | 80+ | 4000 | 153.94
| DM1108789 | Bali R LED1x1550 D723 T840 OP LT80 | non-dimmable, I, IP20, frameless, opal diffuser, white steel body, for plasterboard ceiling | 595 | 85 | 65 | 599x89 | 100000/L80B50 | 3 | 1525 | 13.9 | 110 | 80+ | 4000 | 153.94
| DM1108790 | Bali R LED1x1700 D724 T840 OP LT80 | non-dimmable, I, IP20, frameless, opal diffuser, white steel body, for plasterboard ceiling | 875 | 85 | 65 | 879x89 | 100000/L80B50 | 3 | 1681 | 14.5 | 116 | 80+ | 4000 | 264.493
| DM1108791 | Bali R LED1x2300 D725 T840 OP LT80 | non-dimmable, I, IP20, frameless, opal diffuser, white steel body, for plasterboard ceiling | 875 | 85 | 65 | 879x89 | 100000/L80B50 | 3 | 2287 | 20.8 | 110 | 80+ | 4000 | 264.493
| DM1108792 | Bali R LED1x2250 D726 T840 OP LT80 | non-dimmable, I, IP20, frameless, opal diffuser, white steel body, for plasterboard ceiling | 1155 | 85 | 65 | 1159x89 | 100000/L80B50 | 3 | 2241 | 19.3 | 116 | 80+ | 4000 | 256.065
| DM1108793 | Bali R LED1x3100 D727 T840 OP LT80 | non-dimmable, I, IP20, frameless, opal diffuser, white steel body, for plasterboard ceiling | 1155 | 85 | 65 | 1159x89 | 100000/L80B50 | 3 | 3050 | 26.3 | 116 | 80+ | 4000 | 256.065
| DM1108794 | Bali R LED1x2850 D728 T840 OP LT80 | non-dimmable, I, IP20, frameless, opal diffuser, white steel body, for plasterboard ceiling | 1435 | 85 | 65 | 1439x89 | 100000/L80B50 | 3 | 2801 | 24.1 | 116 | 80+ | 4000 | 361.372
| DM1108795 | Bali R LED1x3850 D990 T840 OP LT80 | non-dimmable, I, IP20, frameless, opal diffuser, white steel body, for plasterboard ceiling | 1435 | 85 | 65 | 1439x89 | 100000/L80B50 | 3 | 3812 | 32.8 | 116 | 80+ | 4000 | 361.372
Available options:
|  | DALI (D720...D721) | Driver with DALI interface and switch-control dimming | [11 empty] | 55
|  | DALI (D722...D725) | Driver with DALI interface and switch-control dimming | [11 empty] | 55
|  | DALI (D726...D728; D990) | Driver with DALI interface and switch-control dimming | [11 empty] | 55
|  | 1G | Strain relief for power supply cable | [11 empty] | 1.849
|  | MPRZ LT92 | translucent micro-prismatic diffuser with high light transmittance
|  | OP TP(a) | TP(a) rated termoplastic opal diffuser | [11 empty] | 20.468
|  | T830 | Colour temperature 3000K, CRI 80+
|  | T840 | Colour temperature 4000K, CRI 80+
| DM1109254 | Line R LED 2x1x1700 H226 T830 DPRZ LT80 LO1 | non-dimmable, I, IP40, IK02, UGR≤19, matt micro-prismatic diffuser, white steel body, for in-line in T-BAR, basic version | 2x595 | 123 | 72 |  | 50000/L80B10 | 3 | 3336 | 26.9 | 124 | 80+ | 3000 | 205.927
| DM1109255 | Line R LED 2x1x2350 H213 T830 DPRZ LT80 LO2 | non-dimmable, I, IP40, IK02, UGR≤22, matt micro-prismatic diffuser, white steel body, for in-line in T-BAR, basic version | 2x595 | 123 | 72 |  | 50000/L80B10 | 3 | 4586 | 38.2 | 120 | 80+ | 3000 | 219.73
| DM1109256 | Line R LED 1x1700 H214 T830 DPRZ LT80 LO1 | non-dimmable, I, IP40, IK02, UGR≤19, matt micro-prismatic diffuser, white steel body, for in-line in T-BAR, basic version | 595 | 123 | 72 |  | 50000/L80B10 | 3 | 1668 | 13.9 | 120 | 80+ | 3000 | 128.785
| DM1109257 | Line R LED 1x2350 H215 T830 DPRZ LT80 LO2 | non-dimmable, I, IP40, IK02, UGR≤22, matt micro-prismatic diffuser, white steel body, for in-line in T-BAR, basic version | 595 | 123 | 72 |  | 50000/L80B10 | 3 | 2293 | 20 | 115 | 80+ | 3000 | 132.827
| DM1109258 | Line R LED 1x3400 H216 T830 DPRZ LT80 LO1 | non-dimmable, I, IP40, IK02, UGR≤19, matt micro-prismatic diffuser, white steel body, for in-line in T-BAR, basic version | 1195 | 123 | 72 |  | 50000/L80B10 | 3 | 3336 | 26.9 | 124 | 80+ | 3000 | 196.123
| DM1109259 | Line R LED 1x4650 H217 T830 DPRZ LT80 LO2 | non-dimmable, I, IP40, IK02, UGR≤22, matt micro-prismatic diffuser, white steel body, for in-line in T-BAR, basic version | 1195 | 123 | 72 |  | 50000/L80B10 | 3 | 4586 | 38.2 | 120 | 80+ | 3000 | 210.012
| DM1109260 | Line R LED 2x1x1700 H226 T840 DPRZ LT80 LO1 | non-dimmable, I, IP40, IK02, UGR≤19, matt micro-prismatic diffuser, white steel body, for in-line in T-BAR, basic version | 2x595 | 123 | 72 |  | 50000/L80B10 | 3 | 3493 | 26.9 | 130 | 80+ | 4000 | 205.927
| DM1109261 | Line R LED 2x1x2350 H213 T840 DPRZ LT80 LO2 | non-dimmable, I, IP40, IK02, UGR≤22, matt micro-prismatic diffuser, white steel body, for in-line in T-BAR, basic version | 2x595 | 123 | 72 |  | 50000/L80B10 | 3 | 4801 | 38.2 | 126 | 80+ | 4000 | 219.73
| DM1109262 | Line R LED 1x1700 H214 T840 DPRZ LT80 LO1 | non-dimmable, I, IP40, IK02, UGR≤19, matt micro-prismatic diffuser, white steel body, for in-line in T-BAR, basic version | 595 | 123 | 72 |  | 50000/L80B10 | 3 | 1746 | 13.9 | 126 | 80+ | 4000 | 128.785
| DM1109263 | Line R LED 1x2350 H215 T840 DPRZ LT80 LO2 | non-dimmable, I, IP40, IK02, UGR≤22, matt micro-prismatic diffuser, white steel body, for in-line in T-BAR, basic version | 595 | 123 | 72 |  | 50000/L80B10 | 3 | 2401 | 19.5 | 123 | 80+ | 4000 | 132.827
| DM1109264 | Line R LED 1x3400 H216 T840 DPRZ LT80 LO1 | non-dimmable, I, IP40, IK02, UGR≤19, matt micro-prismatic diffuser, white steel body, for in-line in T-BAR, basic version | 1195 | 123 | 72 |  | 50000/L80B10 | 3 | 3493 | 26.9 | 130 | 80+ | 4000 | 196.123
| DM1109265 | Line R LED 1x4650 H217 T840 DPRZ LT80 LO2 | non-dimmable, I, IP40, IK02, UGR≤22, matt micro-prismatic diffuser, white steel body, for in-line in T-BAR, basic version | 1195 | 123 | 72 |  | 50000/L80B10 | 3 | 4801 | 38.2 | 126 | 80+ | 4000 | 210.012
| DM1109266 | Line R LED 2x1x1900 H226 T830 MPRZ LT92 LO1 | non-dimmable, I, IP40, IK02, translucent micro-prismatic diffuser, white steel body, for in-line in T-BAR, basic version | 2x595 | 123 | 72 |  | 50000/L80B10 | 3 | 3614 | 26.9 | 134 | 80+ | 3000 | 201.154
| DM1109267 | Line R LED 2x1x2600 H213 T830 MPRZ LT92 LO2 | non-dimmable, I, IP40, IK02, translucent micro-prismatic diffuser, white steel body, for in-line in T-BAR, basic version | 2x595 | 123 | 72 |  | 50000/L80B10 | 3 | 4968 | 38.2 | 130 | 80+ | 3000 | 214.14
| DM1109268 | Line R LED 1x1900 H214 T830 MPRZ LT92 LO1 | non-dimmable, I, IP40, IK02, translucent micro-prismatic diffuser, white steel body, for in-line in T-BAR, basic version | 595 | 123 | 72 |  | 50000/L80B10 | 3 | 1807 | 13.9 | 130 | 80+ | 3000 | 126.248
| DM1109269 | Line R LED 1x2600 H215 T830 MPRZ LT92 LO2 | non-dimmable, I, IP40, IK02, translucent micro-prismatic diffuser, white steel body, for in-line in T-BAR, basic version | 595 | 123 | 72 |  | 50000/L80B10 | 3 | 2484 | 20 | 124 | 80+ | 3000 | 130.333
| DM1109270 | Line R LED 1x3750 H216 T830 MPRZ LT92 LO1 | non-dimmable, I, IP40, IK02, translucent micro-prismatic diffuser, white steel body, for in-line in T-BAR, basic version | 1195 | 123 | 72 |  | 50000/L80B10 | 3 | 3614 | 26.9 | 134 | 80+ | 3000 | 190.533
| DM1109271 | Line R LED 1x5150 H217 T830 MPRZ LT92 LO2 | non-dimmable, I, IP40, IK02, translucent micro-prismatic diffuser, white steel body, for in-line in T-BAR, basic version | 1195 | 123 | 72 |  | 50000/L80B10 | 3 | 4968 | 38.2 | 130 | 80+ | 3000 | 204.336
| DM1109272 | Line R LED 2x1x1900 H226 T840 MPRZ LT92 LO1 | non-dimmable, I, IP40, IK02, translucent micro-prismatic diffuser, white steel body, for in-line in T-BAR, basic version | 2x595 | 123 | 72 |  | 50000/L80B10 | 3 | 3784 | 26.9 | 141 | 80+ | 4000 | 201.154
| DM1109273 | Line R LED 2x1x2600 H213 T840 MPRZ LT92 LO2 | non-dimmable, I, IP40, IK02, translucent micro-prismatic diffuser, white steel body, for in-line in T-BAR, basic version | 2x595 | 123 | 72 |  | 50000/L80B10 | 3 | 5201 | 38.2 | 136 | 80+ | 4000 | 214.14
| DM1109274 | Line R LED 1x1900 H214 T840 MPRZ LT92 LO1 | non-dimmable, I, IP40, IK02, translucent micro-prismatic diffuser, white steel body, for in-line in T-BAR, basic version | 595 | 123 | 72 |  | 50000/L80B10 | 3 | 1892 | 13.9 | 136 | 80+ | 4000 | 126.248
| DM1109275 | Line R LED 1x2600 H215 T840 MPRZ LT92 LO2 | non-dimmable, I, IP40, IK02, translucent micro-prismatic diffuser, white steel body, for in-line in T-BAR, basic version | 595 | 123 | 72 |  | 50000/L80B10 | 3 | 2601 | 19.5 | 133 | 80+ | 4000 | 130.333
| DM1109276 | Line R LED 1x3750 H216 T840 MPRZ LT92 LO1 | non-dimmable, I, IP40, IK02, translucent micro-prismatic diffuser, white steel body, for in-line in T-BAR, basic version | 1195 | 123 | 72 |  | 50000/L80B10 | 3 | 3784 | 26.9 | 141 | 80+ | 4000 | 190.533
| DM1109277 | Line R LED 1x5150 H217 T840 MPRZ LT92 LO2 | non-dimmable, I, IP40, IK02, translucent micro-prismatic diffuser, white steel body, for in-line in T-BAR, basic version | 1195 | 123 | 72 |  | 50000/L80B10 | 3 | 5201 | 38.2 | 136 | 80+ | 4000 | 204.336
| DM1109278 | Line R LED 2x1x1950 G920 T830 DPRZ LT80 LO1 | non-dimmable, I, IP40, IK02, UGR≤19, matt micro-prismatic diffuser, white steel body, for in-line in T-BAR | 2x595 | 123 | 72 |  | 100000/L80B10 | 3 | 3782 | 25.9 | 146 | 80+ | 3000 | 227.255
| DM1109279 | Line R LED 2x1x2700 G921 T830 DPRZ LT80 LO2 | non-dimmable, I, IP40, IK02, UGR≤22, matt micro-prismatic diffuser, white steel body, for in-line in T-BAR | 2x595 | 123 | 72 |  | 100000/L80B10 | 3 | 5240 | 37.6 | 139 | 80+ | 3000 | 238.607
| DM1109280 | Line R LED 1x1950 G922 T830 DPRZ LT80 LO1 | non-dimmable, I, IP40, IK02, UGR≤19, matt micro-prismatic diffuser, white steel body, for in-line in T-BAR | 595 | 123 | 72 |  | 100000/L80B10 | 3 | 1891 | 13.8 | 137 | 80+ | 3000 | 145.125
| DM1109281 | Line R LED 1x2700 G923 T830 DPRZ LT80 LO2 | non-dimmable, I, IP40, IK02, UGR≤22, matt micro-prismatic diffuser, white steel body, for in-line in T-BAR | 595 | 123 | 72 |  | 100000/L80B10 | 3 | 2620 | 18.8 | 139 | 80+ | 3000 | 147.361
| DM1109282 | Line R LED 1x3850 G924 T830 DPRZ LT80 LO1 | non-dimmable, I, IP40, IK02, UGR≤19, matt micro-prismatic diffuser, white steel body, for in-line in T-BAR | 1195 | 123 | 72 |  | 100000/L80B10 | 3 | 3782 | 25.9 | 146 | 80+ | 3000 | 217.494
| DM1109283 | Line R LED 1x5350 G925 T830 DPRZ LT80 LO2 | non-dimmable, I, IP40, IK02, UGR≤22, matt micro-prismatic diffuser, white steel body, for in-line in T-BAR | 1195 | 123 | 72 |  | 100000/L80B10 | 3 | 5240 | 37.6 | 139 | 80+ | 3000 | 229.534
| DM1109284 | Line R LED 2x1x1950 G920 T840 DPRZ LT80 LO1 | non-dimmable, I, IP40, IK02, UGR≤22, matt micro-prismatic diffuser, white steel body, for in-line in T-BAR | 2x595 | 123 | 72 |  | 100000/L80B10 | 3 | 3986 | 25.9 | 154 | 80+ | 4000 | 227.255
| DM1109285 | Line R LED 2x1x2700 G921 T840 DPRZ LT80 LO2 | non-dimmable, I, IP40, IK02, UGR≤22, matt micro-prismatic diffuser, white steel body, for in-line in T-BAR | 2x595 | 123 | 72 |  | 100000/L80B10 | 3 | 5523 | 37.6 | 147 | 80+ | 4000 | 238.607
| DM1109286 | Line R LED 1x1950 G922 T840 DPRZ LT80 LO1 | non-dimmable, I, IP40, IK02, UGR≤22, matt micro-prismatic diffuser, white steel body, for in-line in T-BAR | 595 | 123 | 72 |  | 100000/L80B10 | 3 | 1993 | 13.7 | 145 | 80+ | 4000 | 145.125
| DM1109287 | Line R LED 1x2700 G923 T840 DPRZ LT80 LO2 | non-dimmable, I, IP40, IK02, UGR≤22, matt micro-prismatic diffuser, white steel body, for in-line in T-BAR | 595 | 123 | 72 |  | 100000/L80B10 | 3 | 2761 | 18.8 | 147 | 80+ | 4000 | 147.361
| DM1109288 | Line R LED 1x3850 G924 T840 DPRZ LT80 LO1 | non-dimmable, I, IP40, IK02, UGR≤22, matt micro-prismatic diffuser, white steel body, for in-line in T-BAR | 1195 | 123 | 72 |  | 100000/L80B10 | 3 | 3986 | 25.9 | 154 | 80+ | 4000 | 217.494
| DM1109289 | Line R LED 1x5350 G925 T840 DPRZ LT80 LO2 | non-dimmable, I, IP40, IK02, UGR≤22, matt micro-prismatic diffuser, white steel body, for in-line in T-BAR | 1195 | 123 | 72 |  | 100000/L80B10 | 3 | 5523 | 37.6 | 147 | 80+ | 4000 | 229.534
| DM1109290 | Line R LED 2x1x2150 G920 T830 MPRZ LT92 LO1 | non-dimmable, I, IP40, IK02, translucent micro-prismatic diffuser, white steel body, for in-line in T-BAR | 2x595 | 123 | 72 |  | 100000/L80B10 | 3 | 4097 | 25.9 | 158 | 80+ | 3000 | 222.267
| DM1109291 | Line R LED 2x1x3000 G921 T830 MPRZ LT92 LO2 | non-dimmable, I, IP40, IK02, translucent micro-prismatic diffuser, white steel body, for in-line in T-BAR | 2x595 | 123 | 72 |  | 100000/L80B10 | 3 | 5677 | 37.6 | 151 | 80+ | 3000 | 233.619
| DM1109292 | Line R LED 1x2150 G922 T830 MPRZ LT92 LO1 | non-dimmable, I, IP40, IK02, translucent micro-prismatic diffuser, white steel body, for in-line in T-BAR | 595 | 123 | 72 |  | 100000/L80B10 | 3 | 2048 | 13.8 | 148 | 80+ | 3000 | 142.588
| DM1109293 | Line R LED 1x3000 G923 T830 MPRZ LT92 LO2 | non-dimmable, I, IP40, IK02, translucent micro-prismatic diffuser, white steel body, for in-line in T-BAR | 595 | 123 | 72 |  | 100000/L80B10 | 3 | 2838 | 18.8 | 151 | 80+ | 3000 | 145.125
| DM1109294 | Line R LED 1x4300 G924 T830 MPRZ LT92 LO1 | non-dimmable, I, IP40, IK02, translucent micro-prismatic diffuser, white steel body, for in-line in T-BAR | 1195 | 123 | 72 |  | 100000/L80B10 | 3 | 4097 | 25.9 | 158 | 80+ | 3000 | 211.603
| DM1109295 | Line R LED 1x5950 G925 T830 MPRZ LT92 LO2 | non-dimmable, I, IP40, IK02, translucent micro-prismatic diffuser, white steel body, for in-line in T-BAR | 1195 | 123 | 72 |  | 100000/L80B10 | 3 | 5677 | 37.6 | 151 | 80+ | 3000 | 223.858
| DM1109296 | Line R LED 2x1x2150 G920 T840 MPRZ LT92 LO1 | non-dimmable, I, IP40, IK02, translucent micro-prismatic diffuser, white steel body, for in-line in T-BAR | 2x595 | 123 | 72 |  | 100000/L80B10 | 3 | 4319 | 25.9 | 167 | 80+ | 4000 | 222.267
| DM1109297 | Line R LED 2x1x3000 G921 T840 MPRZ LT92 LO2 | non-dimmable, I, IP40, IK02, translucent micro-prismatic diffuser, white steel body, for in-line in T-BAR | 2x595 | 123 | 72 |  | 100000/L80B10 | 3 | 5983 | 37.6 | 159 | 80+ | 4000 | 233.619
| DM1109298 | Line R LED 1x2150 G922 T840 MPRZ LT92 LO1 | non-dimmable, I, IP40, IK02, translucent micro-prismatic diffuser, white steel body, for in-line in T-BAR | 595 | 123 | 72 |  | 100000/L80B10 | 3 | 2159 | 13.7 | 158 | 80+ | 4000 | 142.588
| DM1109299 | Line R LED 1x3000 G923 T840 MPRZ LT92 LO2 | non-dimmable, I, IP40, IK02, translucent micro-prismatic diffuser, white steel body, for in-line in T-BAR | 595 | 123 | 72 |  | 100000/L80B10 | 3 | 2992 | 18.8 | 159 | 80+ | 4000 | 145.125
| DM1109300 | Line R LED 1x4300 G924 T840 MPRZ LT92 LO1 | non-dimmable, I, IP40, IK02, translucent micro-prismatic diffuser, white steel body, for in-line in T-BAR | 1195 | 123 | 72 |  | 100000/L80B10 | 3 | 4319 | 25.9 | 167 | 80+ | 4000 | 211.603
| DM1109301 | Line R LED 1x5950 G925 T840 MPRZ LT92 LO2 | non-dimmable, I, IP40, IK02, translucent micro-prismatic diffuser, white steel body, for in-line in T-BAR | 1195 | 123 | 72 |  | 100000/L80B10 | 3 | 5983 | 37.6 | 159 | 80+ | 4000 | 223.858
Available options:
|  | DALI | Driver with DALI interface and switch-control dimming | [11 empty] | 55
|  | EAIRB-S | Slave luminaire with integrated EAIR type driver for lighting control | [11 empty] | 84.9483
|  | EAIRB-M | Master luminaire with integrated smart sensor and driver with Bluetooth communication and grouping possibilities for lighting control | [11 empty] | 178.6212
*note - ingress protection IP20
*note - max system size 1x EAIRB-M + 3x EAIRB-S
*note - max wire lenght from EAIRB-M to last EAIRB-S - 11 meters
*note - EAIRB options not applicable for model G922
|  | BLT | Integrated wireless control unit and driver for lighting control via mobile device (via Bluetooth) | [11 empty] | 321.5448
|  | KRBLT | Integrated wireless control unit and driver for lighting control via mobile device (KR system app), on/off | [11 empty] | 126.248
|  | KRBLT DALI | Integrated wireless control unit and driver for lighting control via mobile device (KR system app), DALI with integrated PS | [11 empty] | 236.07
|  | TW | Integrated light source and driver for Tuneable white control 2700-6500 K
|  | BLT TW | Integrated light source, wireless control unit and driver for Tuneable white control 2700-6500 K via mobile device (via Bluetooth)
|  | COR | Driver with Corridor function (never off) | [11 empty] | 76.6899
|  | COR1min | Driver with Corridor function 1min (switch off after 1 min.) | [11 empty] | 76.6899
|  | COR30min | Driver with Corridor function 30min (switch off after 30 min.) | [11 empty] | 76.6899
|  | PIR(BASIC) | Integrated PIR sensor with on-off control, basic version | [11 empty] | 23.435
|  | PIR | Integrated PIR sensor with on-off control | [11 empty] | 98.556
|  | PIR DALI | Integrated PIR sensor with DALI control and power supply | [11 empty] | 199.606
|  | PIR BLT DALI2 | Integrated wireless PIR sensor with CASAMBI app control. Requires DALI power supply. | [11 empty] | 211.603
|  | PIR KRBLT DALI | Integrated wireless PIR sensor with KR system app control and DALI power supply. | [11 empty] | 263.805
|  | EM3 | Emergency version 3 hours | [11 empty] | 90
|  | EM3A | Emergency version equipped with an autonomous testing system, 3 hours | [11 empty] | 162.798
|  | EM3D | Emergency version 3 hours with DALI interface | [11 empty] | 268.578
|  | WIE3-0.5m | 3-pole "Wieland - gesis classic" type or compatible connector with 0.5m cable | [11 empty] | 9.374
|  | WIE5D-0.5m | 5-pole DALI "Wieland - gesis classic" type or compatible connector with 0.5m cable | [11 empty] | 22.962
|  | Europlug-1.5m | 2-pole "Europlug" type plug with 2x1.0mm² 1.5m cable | [11 empty] | 15.265
|  | Europlug-3.0m | 2-pole "Europlug" type plug with 2x1.0mm² 3.0m cable | [11 empty] | 25.456
|  | CONCB/4 | Longer connecting cable for installing luminaires into every fourth ceiling tile | [11 empty] | 7.783
*note - CONCB/4 option is only available for models: G920; G921
|  | W625 | Designed for the German market to fit 625x625 suspended ceiling
|  | OP TP(a) | TP(a) rated termoplastic opal diffuser | [11 empty] | 20.468
|  | T830 | Colour temperature 3000K, CRI 80+
|  | T840 | Colour temperature 4000K, CRI 80+
W625
Available accessories:
| DM9031359 | Remote Control HRC-12 | Remote control unit, for ON/OFF applications | 123 | 50 | 13 | [8 empty] | 102.211
*note - compatible with options: PIR
| DM9022195 | Remote Control HRC-11 | Remote control unit, for DALI applications | 123 | 50 | 13 | [8 empty] | 102.211
*note - compatible with options: PIR; PIR DALI
| DM1109582 | Line R LED1x1750 H218 T830 DPRZ LT80 LO1 CORNER90 | non-dimmable, I, IP40, IK02, UGR≤19, matt micro-prismatic diffuser, white steel body, for in-line in T-BAR, for corner connection, basic version | 358 | 358 | 70 |  | 50000/L80B10 | 3 | 1668 | 13.9 | 120 | 80+ | 3000 | 115.584
| DM1109583 | Line R LED1x2450 H219 T830 DPRZ LT80 LO2 CORNER90 | non-dimmable, I, IP40, IK02, UGR≤22, matt micro-prismatic diffuser, white steel body, for in-line in T-BAR, for corner connection, basic version | 358 | 358 | 70 |  | 50000/L80B10 | 3 | 2293 | 20 | 115 | 80+ | 3000 | 121.518
| DM1109584 | Line R LED1x1750 H218 T840 DPRZ LT80 LO1 CORNER90 | non-dimmable, I, IP40, IK02, UGR≤19, matt micro-prismatic diffuser, white steel body, for in-line in T-BAR, for corner connection, basic version | 358 | 358 | 70 |  | 50000/L80B10 | 3 | 1746 | 13.9 | 126 | 80+ | 4000 | 115.584
| DM1109585 | Line R LED1x2450 H219 T840 DPRZ LT80 LO2 CORNER90 | non-dimmable, I, IP40, IK02, UGR≤22, matt micro-prismatic diffuser, white steel body, for in-line in T-BAR, for corner connection, basic version | 358 | 358 | 70 |  | 50000/L80B10 | 3 | 2401 | 20 | 120 | 80+ | 4000 | 121.518
| DM1109586 | Line R LED1x1900 H218 T830 MPRZ LT92 LO1 CORNER90 | non-dimmable, I, IP40, IK02, translucent micro-prismatic diffuser, white steel body, for in-line in T-BAR, for corner connection, basic version | 358 | 358 | 70 |  | 50000/L80B10 | 3 | 1807 | 13.9 | 130 | 80+ | 3000 | 113.993
| DM1109587 | Line R LED1x2650 H219 T830 MPRZ LT92 LO2 CORNER90 | non-dimmable, I, IP40, IK02, translucent micro-prismatic diffuser, white steel body, for in-line in T-BAR, for corner connection, basic version | 358 | 358 | 70 |  | 50000/L80B10 | 3 | 2484 | 20 | 124 | 80+ | 3000 | 120.572
| DM1109588 | Line R LED1x1900 H218 T840 MPRZ LT92 LO1 CORNER90 | non-dimmable, I, IP40, IK02, translucent micro-prismatic diffuser, white steel body, for in-line in T-BAR, for corner connection, basic version | 358 | 358 | 70 |  | 50000/L80B10 | 3 | 1892 | 13.9 | 136 | 80+ | 4000 | 113.993
| DM1109589 | Line R LED1x2650 H219 T840 MPRZ LT92 LO2 CORNER90 | non-dimmable, I, IP40, IK02, translucent micro-prismatic diffuser, white steel body, for in-line in T-BAR, for corner connection, basic version | 358 | 358 | 70 |  | 50000/L80B10 | 3 | 2601 | 20 | 130 | 80+ | 4000 | 120.572
| DM1109590 | Line R LED1x2000 G936 T830 DPRZ LT80 LO1 CORNER90 | non-dimmable, I, IP40, IK02, UGR≤19, matt micro-prismatic diffuser, white steel body, for in-line in T-BAR, for corner connection | 358 | 358 | 70 |  | 100000/L80B10 | 3 | 1891 | 13.8 | 137 | 80+ | 3000 | 139.191
| DM1109591 | Line R LED1x2800 G937 T830 DPRZ LT80 LO2 CORNER90 | non-dimmable, I, IP40, IK02, UGR≤22, matt micro-prismatic diffuser, white steel body, for in-line in T-BAR, for corner connection | 358 | 358 | 70 |  | 100000/L80B10 | 3 | 2620 | 18.8 | 139 | 80+ | 3000 | 141.642
| DM1109592 | Line R LED1x2000 G936 T840 DPRZ LT80 LO1 CORNER90 | non-dimmable, I, IP40, IK02, UGR≤19, matt micro-prismatic diffuser, white steel body, for in-line in T-BAR, for corner connection | 358 | 358 | 70 |  | 100000/L80B10 | 3 | 1993 | 13.8 | 144 | 80+ | 4000 | 139.191
| DM1109593 | Line R LED1x2800 G937 T840 DPRZ LT80 LO2 CORNER90 | non-dimmable, I, IP40, IK02, UGR≤22, matt micro-prismatic diffuser, white steel body, for in-line in T-BAR, for corner connection | 358 | 358 | 70 |  | 100000/L80B10 | 3 | 2761 | 18.8 | 147 | 80+ | 4000 | 141.642
| DM1109594 | Line R LED1x2200 G936 T830 MPRZ LT92 LO1 CORNER90 | non-dimmable, I, IP40, IK02, translucent micro-prismatic diffuser, white steel body, for in-line in T-BAR, for corner connection | 358 | 358 | 70 |  | 100000/L80B10 | 3 | 2048 | 13.8 | 148 | 80+ | 3000 | 137.6
| DM1109595 | Line R LED1x3000 G937 T830 MPRZ LT92 LO2 CORNER90 | non-dimmable, I, IP40, IK02, translucent micro-prismatic diffuser, white steel body, for in-line in T-BAR, for corner connection | 358 | 358 | 70 |  | 100000/L80B10 | 3 | 2838 | 18.8 | 151 | 80+ | 3000 | 140.997
| DM1109596 | Line R LED1x2200 G936 T840 MPRZ LT92 LO1 CORNER90 | non-dimmable, I, IP40, IK02, translucent micro-prismatic diffuser, white steel body, for in-line in T-BAR, for corner connection | 358 | 358 | 70 |  | 100000/L80B10 | 3 | 2159 | 13.8 | 156 | 80+ | 4000 | 137.6
| DM1109597 | Line R LED1x3000 G937 T840 MPRZ LT92 LO2 CORNER90 | non-dimmable, I, IP40, IK02, translucent micro-prismatic diffuser, white steel body, for in-line in T-BAR, for corner connection | 358 | 358 | 70 |  | 100000/L80B10 | 3 | 2992 | 18.8 | 159 | 80+ | 4000 | 140.997
Available options:
|  | DALI | Driver with DALI interface and switch-control dimming | [11 empty] | 55
|  | EAIRB-S | Slave luminaire with integrated EAIR type driver for lighting control
*note - ask for special model with option EAIRB-S
|  | BLT | Integrated wireless control unit and driver for lighting control via mobile device (via Bluetooth) | [11 empty] | 321.5448
|  | KRBLT | Integrated wireless control unit and driver for lighting control via mobile device (KR system app), on/off | [11 empty] | 126.248
|  | KRBLT DALI | Integrated wireless control unit and driver for lighting control via mobile device (KR system app), DALI with integrated PS | [11 empty] | 236.07
|  | TW | Integrated light source and driver for Tuneable white control 2700-6500 K
|  | BLT TW | Integrated light source, wireless control unit and driver for Tuneable white control 2700-6500 K via mobile device (via Bluetooth)
*note - ask for special model with option TW
|  | COR | Driver with Corridor function (never off) | [11 empty] | 76.6899
|  | COR1min | Driver with Corridor function 1min (switch off after 1 min.) | [11 empty] | 76.6899
|  | COR30min | Driver with Corridor function 30min (switch off after 30 min.) | [11 empty] | 76.6899
|  | WIE3-0.5m | 3-pole "Wieland - gesis classic" type or compatible connector with 0.5m cable | [11 empty] | 9.374
|  | WIE5D-0.5m | 5-pole DALI "Wieland - gesis classic" type or compatible connector with 0.5m cable | [11 empty] | 22.962
|  | Schuko-1.5m | 3-pole "Schuko" type plug with 3x1.0mm² 1.5m cable | [11 empty] | 15.265
|  | Schuko-3.0m | 3-pole "Schuko" type plug with 3x1.0mm² 3.0m cable | [11 empty] | 25.456
|  | OP TP(a) | TP(a) rated termoplastic opal diffuser | [11 empty] | 20.468
|  | T830 | Colour temperature 3000K, CRI 80+
|  | T840 | Colour temperature 4000K, CRI 80+
| DM1134124 | Line U LED1x1500 J234 T830 WMC | non-dimmable, I, IP40, IK05, UGR ≤16, double parabolic reflector, white steel body | 595 | 100 | 61 |  | 100000/L80B10 | 3 | 1385 | 9.6 | 144 | 80+ | 3000 | 151.016
| DM1134125 | Line U LED1x1800 J235 T830 WMC | non-dimmable, I, IP40, IK05, UGR ≤16, double parabolic reflector, white steel body | 595 | 100 | 61 |  | 100000/L80B10 | 3 | 1700 | 11.3 | 150 | 80+ | 3000 | 120.572
| DM1134126 | Line U LED1x2150 J236 T830 WMC | non-dimmable, I, IP40, IK05, UGR ≤16, double parabolic reflector, white steel body | 595 | 100 | 61 |  | 100000/L80B10 | 3 | 2003 | 13.9 | 144 | 80+ | 3000 | 120.572
| DM1134127 | Line U LED1x2450 J237 T830 WMC | non-dimmable, I, IP40, IK05, UGR ≤19, double parabolic reflector, white steel body | 595 | 100 | 61 |  | 100000/L80B10 | 3 | 2309 | 16.4 | 141 | 80+ | 3000 | 130.333
| DM1133526 | Line U LED2x1x1500 J238 T830 WMC | non-dimmable, I, IP40, IK05, UGR ≤16, double parabolic reflector, white steel body | 2x595 | 100 | 61 |  | 100000/L80B10 | 3 | 2770 | 17.6 | 157 | 80+ | 3000 | 212.463
| DM1134128 | Line U LED2x1x1800 J239 T830 WMC | non-dimmable, I, IP40, IK05, UGR ≤16, double parabolic reflector, white steel body | 2x595 | 100 | 61 |  | 100000/L80B10 | 3 | 3399 | 21.9 | 155 | 80+ | 3000 | 212.463
| DM1134129 | Line U LED2x1x2150 J240 T830 WMC | non-dimmable, I, IP40, IK05, UGR ≤16, double parabolic reflector, white steel body | 2x595 | 100 | 61 |  | 100000/L80B10 | 3 | 4006 | 26.7 | 150 | 80+ | 3000 | 212.463
| DM1134130 | Line U LED2x1x2450 J241 T830 WMC | non-dimmable, I, IP40, IK05, UGR ≤19, double parabolic reflector, white steel body | 2x595 | 100 | 61 |  | 100000/L80B10 | 3 | 4617 | 30.4 | 152 | 80+ | 3000 | 190.017
| DM1134131 | Line U LED1x2950 J242 T830 WMC | non-dimmable, I, IP40, IK05, UGR ≤16, double parabolic reflector, white steel body | 1195 | 100 | 61 |  | 100000/L80B10 | 3 | 2770 | 17.6 | 157 | 80+ | 3000 | 194.317
| DM1134132 | Line U LED1x3600 J243 T830 WMC | non-dimmable, I, IP40, IK05, UGR ≤16, double parabolic reflector, white steel body | 1195 | 100 | 61 |  | 100000/L80B10 | 3 | 3399 | 21.9 | 155 | 80+ | 3000 | 194.317
| DM1133214 | Line U LED1x4250 J244 T830 WMC | non-dimmable, I, IP40, IK05, UGR ≤16, double parabolic reflector, white steel body | 1195 | 100 | 61 |  | 100000/L80B10 | 3 | 4006 | 26.7 | 150 | 80+ | 3000 | 194.317
| DM1134133 | Line U LED1x4900 J245 T830 WMC | non-dimmable, I, IP40, IK05, UGR ≤19, double parabolic reflector, white steel body | 1195 | 100 | 61 |  | 100000/L80B10 | 3 | 4617 | 30.4 | 152 | 80+ | 3000 | 171.871
| DM1134134 | Line U LED1x1500 J234 T840 WMC | non-dimmable, I, IP40, IK05, UGR ≤16, double parabolic reflector, white steel body | 595 | 100 | 61 |  | 100000/L80B10 | 3 | 1460 | 9.6 | 152 | 80+ | 4000 | 151.016
| DM1134135 | Line U LED1x1800 J235 T840 WMC | non-dimmable, I, IP40, IK05, UGR ≤16, double parabolic reflector, white steel body | 595 | 100 | 61 |  | 100000/L80B10 | 3 | 1792 | 11.3 | 159 | 80+ | 4000 | 120.572
| DM1130934 | Line U LED1x2150 J236 T840 WMC | non-dimmable, I, IP40, IK05, UGR ≤19, double parabolic reflector, white steel body | 595 | 100 | 61 |  | 100000/L80B10 | 3 | 2111 | 13.9 | 152 | 80+ | 4000 | 120.572
| DM1134136 | Line U LED1x2450 J237 T840 WMC | non-dimmable, I, IP40, IK05, UGR ≤19, double parabolic reflector, white steel body | 595 | 100 | 61 |  | 100000/L80B10 | 3 | 2433 | 16.4 | 148 | 80+ | 4000 | 130.333
| DM1134137 | Line U LED2x1x1500 J238 T840 WMC | non-dimmable, I, IP40, IK05, UGR ≤16, double parabolic reflector, white steel body | 2x595 | 100 | 61 |  | 100000/L80B10 | 3 | 2920 | 17.6 | 166 | 80+ | 4000 | 212.463
| DM1134138 | Line U LED2x1x1800 J239 T840 WMC | non-dimmable, I, IP40, IK05, UGR ≤16, double parabolic reflector, white steel body | 2x595 | 100 | 61 |  | 100000/L80B10 | 3 | 3583 | 21.9 | 164 | 80+ | 4000 | 212.463
| DM1134139 | Line U LED2x1x2150 J240 T840 WMC | non-dimmable, I, IP40, IK05, UGR ≤19, double parabolic reflector, white steel body | 2x595 | 100 | 61 |  | 100000/L80B10 | 3 | 4222 | 26.7 | 158 | 80+ | 4000 | 212.463
| DM1134140 | Line U LED2x1x2450 J241 T840 WMC | non-dimmable, I, IP40, IK05, UGR ≤19, double parabolic reflector, white steel body | 2x595 | 100 | 61 |  | 100000/L80B10 | 3 | 4867 | 30.4 | 160 | 80+ | 4000 | 190.017
| DM1134141 | Line U LED1x2950 J242 T840 WMC | non-dimmable, I, IP40, IK05, UGR ≤16, double parabolic reflector, white steel body | 1195 | 100 | 61 |  | 100000/L80B10 | 3 | 2920 | 17.6 | 166 | 80+ | 4000 | 194.317
| DM1134142 | Line U LED1x3600 J243 T840 WMC | non-dimmable, I, IP40, IK05, UGR ≤16, double parabolic reflector, white steel body | 1195 | 100 | 61 |  | 100000/L80B10 | 3 | 3583 | 21.9 | 164 | 80+ | 4000 | 194.317
| DM1134143 | Line U LED1x4250 J244 T840 WMC | non-dimmable, I, IP40, IK05, UGR ≤19, double parabolic reflector, white steel body | 1195 | 100 | 61 |  | 100000/L80B10 | 3 | 4222 | 26.7 | 158 | 80+ | 4000 | 194.317
| DM1134144 | Line U LED1x4900 J245 T840 WMC | non-dimmable, I, IP40, IK05, UGR ≤19, double parabolic reflector, white steel body | 1195 | 100 | 61 |  | 100000/L80B10 | 3 | 4867 | 30.4 | 160 | 80+ | 4000 | 171.871
| DM1134145 | Line U LED1x1350 J234 T830 BMC | non-dimmable, I, IP40, IK05, UGR ≤16, double parabolic reflector, white steel body | 595 | 100 | 61 |  | 100000/L80B10 | 3 | 1248 | 9.6 | 130 | 80+ | 3000 | 151.016
| DM1134146 | Line U LED1x1700 J235 T830 BMC | non-dimmable, I, IP40, IK05, UGR ≤16, double parabolic reflector, white steel body | 595 | 100 | 61 |  | 100000/L80B10 | 3 | 1532 | 11.3 | 136 | 80+ | 3000 | 120.572
| DM1134147 | Line U LED1x1950 J236 T830 BMC | non-dimmable, I, IP40, IK05, UGR ≤16, double parabolic reflector, white steel body | 595 | 100 | 61 |  | 100000/L80B10 | 3 | 1805 | 13.9 | 130 | 80+ | 3000 | 120.572
| DM1134148 | Line U LED1x2250 J237 T830 BMC | non-dimmable, I, IP40, IK05, UGR ≤19, double parabolic reflector, white steel body | 595 | 100 | 61 |  | 100000/L80B10 | 3 | 2080 | 16.4 | 127 | 80+ | 3000 | 130.333
| DM1134149 | Line U LED2x1x1350 J238 T830 BMC | non-dimmable, I, IP40, IK05, UGR ≤16, double parabolic reflector, white steel body | 2x595 | 100 | 61 |  | 100000/L80B10 | 3 | 2496 | 17.6 | 142 | 80+ | 3000 | 212.463
| DM1134150 | Line U LED2x1x1700 J239 T830 BMC | non-dimmable, I, IP40, IK05, UGR ≤16, double parabolic reflector, white steel body | 2x595 | 100 | 61 |  | 100000/L80B10 | 3 | 3063 | 21.9 | 140 | 80+ | 3000 | 212.463
| DM1134151 | Line U LED2x1x1950 J240 T830 BMC | non-dimmable, I, IP40, IK05, UGR ≤16, double parabolic reflector, white steel body | 2x595 | 100 | 61 |  | 100000/L80B10 | 3 | 3610 | 26.7 | 135 | 80+ | 3000 | 212.463
| DM1134152 | Line U LED2x1x2250 J241 T830 BMC | non-dimmable, I, IP40, IK05, UGR ≤19, double parabolic reflector, white steel body | 2x595 | 100 | 61 |  | 100000/L80B10 | 3 | 4161 | 30.4 | 137 | 80+ | 3000 | 190.017
| DM1134153 | Line U LED1x2700 J242 T830 BMC | non-dimmable, I, IP40, IK05, UGR ≤16, double parabolic reflector, white steel body | 1195 | 100 | 61 |  | 100000/L80B10 | 3 | 2496 | 17.6 | 142 | 80+ | 3000 | 194.317
| DM1134154 | Line U LED1x3350 J243 T830 BMC | non-dimmable, I, IP40, IK05, UGR ≤16, double parabolic reflector, white steel body | 1195 | 100 | 61 |  | 100000/L80B10 | 3 | 3063 | 21.9 | 140 | 80+ | 3000 | 194.317
| DM1134155 | Line U LED1x3900 J244 T830 BMC | non-dimmable, I, IP40, IK05, UGR ≤16, double parabolic reflector, white steel body | 1195 | 100 | 61 |  | 100000/L80B10 | 3 | 3610 | 26.7 | 135 | 80+ | 3000 | 194.317
| DM1134156 | Line U LED1x4500 J245 T830 BMC | non-dimmable, I, IP40, IK05, UGR ≤19, double parabolic reflector, white steel body | 1195 | 100 | 61 |  | 100000/L80B10 | 3 | 4161 | 30.4 | 137 | 80+ | 3000 | 171.871
| DM1134157 | Line U LED1x1350 J234 T840 BMC | non-dimmable, I, IP40, IK05, UGR ≤16, double parabolic reflector, white steel body | 595 | 100 | 61 |  | 100000/L80B10 | 3 | 1315 | 9.6 | 137 | 80+ | 4000 | 151.016
| DM1134158 | Line U LED1x1700 J235 T840 BMC | non-dimmable, I, IP40, IK05, UGR ≤16, double parabolic reflector, white steel body | 595 | 100 | 61 |  | 100000/L80B10 | 3 | 1615 | 11.3 | 143 | 80+ | 4000 | 120.572
| DM1134159 | Line U LED1x1950 J236 T840 BMC | non-dimmable, I, IP40, IK05, UGR ≤16, double parabolic reflector, white steel body | 595 | 100 | 61 |  | 100000/L80B10 | 3 | 1902 | 13.9 | 137 | 80+ | 4000 | 120.572
| DM1134160 | Line U LED1x2250 J237 T840 BMC | non-dimmable, I, IP40, IK05, UGR ≤19, double parabolic reflector, white steel body | 595 | 100 | 61 |  | 100000/L80B10 | 3 | 2193 | 16.4 | 134 | 80+ | 4000 | 130.333
| DM1134161 | Line U LED2x1x1350 J238 T840 BMC | non-dimmable, I, IP40, IK05, UGR ≤16, double parabolic reflector, white steel body | 2x595 | 100 | 61 |  | 100000/L80B10 | 3 | 2631 | 17.6 | 149 | 80+ | 4000 | 212.463
| DM1134162 | Line U LED2x1x1700 J239 T840 BMC | non-dimmable, I, IP40, IK05, UGR ≤16, double parabolic reflector, white steel body | 2x595 | 100 | 61 |  | 100000/L80B10 | 3 | 3228 | 21.9 | 147 | 80+ | 4000 | 212.463
| DM1134163 | Line U LED2x1x1950 J240 T840 BMC | non-dimmable, I, IP40, IK05, UGR ≤16, double parabolic reflector, white steel body | 2x595 | 100 | 61 |  | 100000/L80B10 | 3 | 3805 | 26.7 | 143 | 80+ | 4000 | 212.463
| DM1134164 | Line U LED2x1x2250 J241 T840 BMC | non-dimmable, I, IP40, IK05, UGR ≤19, double parabolic reflector, white steel body | 2x595 | 100 | 61 |  | 100000/L80B10 | 3 | 4385 | 30.4 | 144 | 80+ | 4000 | 190.017
| DM1134165 | Line U LED1x2700 J242 T840 BMC | non-dimmable, I, IP40, IK05, UGR ≤16, double parabolic reflector, white steel body | 1195 | 100 | 61 |  | 100000/L80B10 | 3 | 2631 | 17.6 | 149 | 80+ | 4000 | 194.317
| DM1134166 | Line U LED1x3350 J243 T840 BMC | non-dimmable, I, IP40, IK05, UGR ≤16, double parabolic reflector, white steel body | 1195 | 100 | 61 |  | 100000/L80B10 | 3 | 3228 | 21.9 | 147 | 80+ | 4000 | 194.317
| DM1134167 | Line U LED1x3900 J244 T840 BMC | non-dimmable, I, IP40, IK05, UGR ≤16, double parabolic reflector, white steel body | 1195 | 100 | 61 |  | 100000/L80B10 | 3 | 3805 | 26.7 | 143 | 80+ | 4000 | 194.317
| DM1134168 | Line U LED1x4500 J245 T840 BMC | non-dimmable, I, IP40, IK05, UGR ≤19, double parabolic reflector, white steel body | 1195 | 100 | 61 |  | 100000/L80B10 | 3 | 4385 | 30.4 | 144 | 80+ | 4000 | 171.871
Available options:
|  | T830 | Colour temperature 3000K, CRI 80+
|  | T840 | Colour temperature 4000K, CRI 80+
|  | WMC | White matt reflector with clear lens
|  | BMC | Black matt reflector with clear lens
|  | MGC (price/module) | Metallic mirror finish reflector with clear lens | [11 empty] | 15.695
|  | MMC (price/module) | Metallic matt reflector with clear lens | [11 empty] | 12.298
|  | WAC (price/module) | Metallic mirror finish asymmetrical reflector with white shade and clear lens | [11 empty] | 37.496
|  | BAC (price/module) | Metallic mirror finish asymmetrical reflector with black shade and clear lens | [11 empty] | 37.496
*note - module quantities per model: J234...J237 - 2; J238...J245 - 4
|  | DALI | Driver with DALI interface and switch-control dimming
|  | EAIRB-S | Slave luminaire with integrated EAIR type driver for lighting control | [11 empty] | 84.9483
*note - max system size 1x EAIRB-M + 3x EAIRB-S.
*note - max wire length from EAIRB-M to last EAIRB-S - 11m.
|  | COR | Driver with Corridor function (never off)
|  | COR1min | Driver with Corridor function 1min (switch off after 1 min.)
|  | COR30min | Driver with Corridor function 30min (switch off after 30 min.)
|  | EM3 | Emergency version 3 hours | [11 empty] | 90
|  | EM3A | Emergency version equipped with an autonomous testing system, 3 hours | [11 empty] | 162.798
|  | EM3D | Emergency version 3 hours with DALI interface | [11 empty] | 268.578
|  | WIE3-0.5m | 3-pole "Wieland - gesis classic" type or compatible connector with 0.5m cable | [11 empty] | 9.374
|  | WIE5D-0.5m | 5-pole DALI "Wieland - gesis classic" type or compatible connector with 0.5m cable | [11 empty] | 22.962
|  | Schuko-1.5m | 3-pole "Schuko" type plug with 3x1.0mm² 1.5m cable | [11 empty] | 15.265
|  | Schuko-3.0m | 3-pole "Schuko" type plug with 3x1.0mm² 3.0m cable | [11 empty] | 25.456
|  | CONCB/4 | Longer connecting cable for installing luminaires into every fourth ceiling tile | [11 empty] | 7.783
*note - CONCB/4 option is only available for models: J238; J239; J240; J241
|  | RAL | RAL colour
| DM1121971 | Rana LED1x1800 J829 T830/40 OP | non-dimmable, II, IP40, IK02, opal, white aluminium body | 300 | 300 | 38 | 272 | 50000/L80B20 | 3 | 1755 | 13.5 | 130 | 80+ | 3000/4000 | 132.397
| DM1121972 | Rana LED1x2500 J830 T830/40 OP | non-dimmable, II, IP40, IK02, opal, white aluminium body | 300 | 300 | 38 | 272 | 50000/L80B20 | 3 | 2470 | 19 | 130 | 80+ | 3000/4000 | 132.397
| DM1121973 | Rana LED1x2550 J831 T830/40 OP | non-dimmable, II, IP40, IK02, opal, white aluminium body | 500 | 500 | 38 | 472 | 50000/L80B20 | 3 | 2522 | 19.4 | 130 | 80+ | 3000/4000 | 240.886
| DM1121974 | Rana LED1x3650 J832 T830/40 OP | non-dimmable, II, IP40, IK02, opal, white aluminium body | 500 | 500 | 38 | 472 | 50000/L80B20 | 3 | 3640 | 28 | 130 | 80+ | 3000/4000 | 242.477
| DM1121975 | Rana LED1x4550 J833 T830/40 OP | non-dimmable, II, IP40, IK02, opal, white aluminium body | 500 | 500 | 38 | 472 | 50000/L80B20 | 3 | 4550 | 35 | 130 | 80+ | 3000/4000 | 242.477
| DM1121976 | Rana LED1x1650 J829 T830/40 DPRZ | non-dimmable, II, IP40, IK02, UGR<19, micro-prismatic diffuser, white aluminium body | 300 | 300 | 38 | 272 | 50000/L80B20 | 3 | 1620 | 13.5 | 120 | 80+ | 3000/4000 | 144.179
| DM1121977 | Rana LED1x2300 J830 T830/40 DPRZ | non-dimmable, II, IP40, IK02, UGR<21, micro-prismatic diffuser, white aluminium body | 300 | 300 | 38 | 272 | 50000/L80B20 | 3 | 2280 | 19 | 120 | 80+ | 3000/4000 | 144.179
| DM1121978 | Rana LED1x2350 J831 T830/40 DPRZ | non-dimmable, II, IP40, IK02, UGR<19, micro-prismatic diffuser, white aluminium body | 500 | 500 | 38 | 472 | 50000/L80B20 | 3 | 2328 | 19.4 | 120 | 80+ | 3000/4000 | 256.753
| DM1121979 | Rana LED1x3400 J832 T830/40 DPRZ | non-dimmable, II, IP40, IK02, UGR<19, micro-prismatic diffuser, white aluminium body | 500 | 500 | 38 | 472 | 50000/L80B20 | 3 | 3360 | 28 | 120 | 80+ | 3000/4000 | 257.699
| DM1121980 | Rana LED1x4200 J833 T830/40 DPRZ | non-dimmable, II, IP40, IK02, UGR<19, micro-prismatic diffuser, white aluminium body | 500 | 500 | 38 | 472 | 50000/L80B20 | 3 | 4200 | 35 | 120 | 80+ | 3000/4000 | 257.699
Available options:
|  | DALI | Driver with DALI interface, switch-control dimming | [11 empty] | 55
|  | DALI LOOP | Driver with DALI interface, switch-control dimming and doubled input terminals for looping the mains cables | [11 empty] | 62.909
|  | COR | Driver with Corridor function (never off) | [11 empty] | 75.0915
|  | COR1min | Driver with Corridor function 1min (switch off after 1 min.) | [11 empty] | 75.0915
|  | COR30min | Driver with Corridor function 30min (switch off after 30 min.) | [11 empty] | 75.0915
|  | EM3 | Emergency version 3 hours | [11 empty] | 90
|  | EM3A | Emergency version equipped with an autonomous testing system, 3 hours | [11 empty] | 162.798
|  | EM3D | Emergency version 3 hours with DALI interface | [11 empty] | 268.578
|  | QBX2-0.1m | 2-pole quick connection box on 0.1m cable, Push-in terminal, 2x2x2.5mm2 | [11 empty] | 8.643
|  | Europlug-1.5m | 2-pole "Europlug" type plug with 2x1.0mm² 1.5m cable | [11 empty] | 15.265
|  | Europlug-3.0m | 2-pole "Europlug" type plug with 2x1.0mm² 3.0m cable | [11 empty] | 25.456
|  | WIE3-0.5m | 3-pole "Wieland - gesis classic" type or compatible connector with 0.5m cable | [11 empty] | 9.374
|  | WIE5D-0.5m | 5-pole DALI "Wieland - gesis classic" type or compatible connector with 0.5m cable | [11 empty] | 22.962
Available accessories:
| DM9037839 | Decorative COVER 595x595/D451 Rana LED RAL9016 | Decorative cover with 451mm round opening for LED panel 595x595mm (1pcs), white steel | [11 empty] | 106.726
| DM9037840 | Decorative COVER 625x625/D451 Rana LED RAL9016 | Decorative cover with 451mm round opening for LED panel 625x625mm (1pcs), white steel | [11 empty] | 116.487
| DM1109076 | Barber R LED1x1550 G874 T830 OP LT80 | non-dimmable, I, IP40, IK02, asymmetric reflector with opal diffuser, white steel body | 595 | 185 | 62 |  | 100000/L80B50 | 3 | 1450 | 13.6 | 107 | 80+ | 3000 | 146.673
| DM1109077 | Barber R LED1x2100 G875 T830 OP LT80 | non-dimmable, I, IP40, IK02, asymmetric reflector with opal diffuser, white steel body | 595 | 185 | 62 |  | 100000/L80B50 | 3 | 1993 | 19.5 | 102 | 80+ | 3000 | 146.673
| DM1109078 | Barber R LED1x3050 G876 T830 OP LT80 | non-dimmable, I, IP40, IK02, asymmetric reflector with opal diffuser, white steel body | 1195 | 185 | 62 |  | 100000/L80B50 | 3 | 2899 | 25.7 | 113 | 80+ | 3000 | 243.853
| DM1109079 | Barber R LED1x4200 G877 T830 OP LT80 | non-dimmable, I, IP40, IK02, asymmetric reflector with opal diffuser, white steel body | 1195 | 185 | 62 |  | 100000/L80B50 | 3 | 3985 | 37.8 | 105 | 80+ | 3000 | 272.405
| DM1109080 | Barber R LED1x1550 G874 T840 OP LT80 | non-dimmable, I, IP40, IK02, asymmetric reflector with opal diffuser, white steel body | 595 | 185 | 62 |  | 100000/L80B50 | 3 | 1518 | 13.6 | 112 | 80+ | 4000 | 146.673
| DM1109081 | Barber R LED1x2100 G875 T840 OP LT80 | non-dimmable, I, IP40, IK02, asymmetric reflector with opal diffuser, white steel body | 595 | 185 | 62 |  | 100000/L80B50 | 3 | 2086 | 19.5 | 107 | 80+ | 4000 | 146.673
| DM1109082 | Barber R LED1x3050 G876 T840 OP LT80 | non-dimmable, I, IP40, IK02, asymmetric reflector with opal diffuser, white steel body | 1195 | 185 | 62 |  | 100000/L80B50 | 3 | 3035 | 25.8 | 118 | 80+ | 4000 | 243.853
| DM1109083 | Barber R LED1x4200 G877 T840 OP LT80 | non-dimmable, I, IP40, IK02, asymmetric reflector with opal diffuser, white steel body | 1195 | 185 | 62 |  | 100000/L80B50 | 3 | 4173 | 37.8 | 110 | 80+ | 4000 | 272.405
Available options:
|  | DALI (G874...G475) | Driver with DALI interface and switch-control dimming | [11 empty] | 55
|  | DALI (G876...G877) | Driver with DALI interface and switch-control dimming | [11 empty] | 55
|  | EM3 | Emergency version 3 hours | [11 empty] | 90
|  | EM3A | Emergency version equipped with an autonomous testing system, 3 hours | [11 empty] | 162.798
|  | EM3D | Emergency version 3 hours with DALI interface | [11 empty] | 268.578
|  | WIE3-0.5m | 3-pole "Wieland - gesis classic" type or compatible connector with 0.5m cable | [11 empty] | 9.374
|  | WIE5D-0.5m | 5-pole DALI "Wieland - gesis classic" type or compatible connector with 0.5m cable | [11 empty] | 22.962
|  | Schuko-1.5m | 3-pole "Schuko" type plug with 3x1.0mm² 1.5m cable | [11 empty] | 15.265
|  | Schuko-3.0m | 3-pole "Schuko" type plug with 3x1.0mm² 3.0m cable | [11 empty] | 25.456
|  | SB | Support brackets for installation into a plasterboard ceiling | [11 empty] | 9.374
|  | OP LT80 | Opal diffuser with high light transmittance
|  | OP TP(a) | TP(a) rated termoplastic opal diffuser | [11 empty] | 20.468
|  | W625 | Designed for the German market to fit 625x625 suspended ceiling
|  | T830 | Colour temperature 3000K, CRI 80+
|  | T840 | Colour temperature 4000K, CRI 80+
Available accessories:
| DM9016429 | Recessed MTG brackets Barber R LED (185mm width) | Support brackets for installation into a plasterboard ceiling. Barber R LED (185mm width), 2pcs | [11 empty] | 12.298
| DM9013934 | Recessed MTG KIT Levanto PLN/UGR LED | Spring clips for LED panel (4pcs), chrome plated steel | [11 empty] | 7.267
| DM1109025 | Levanto PLN LED1x3650 G671 T830 OP | non-dimmable, II, IP40, IK02, UGR≤22, opal diffuser, white body | 595 | 595 | 33 |  | 50000/L70B50 | 5 | 3600 | 36 | 100 | 80+ | 3000 | 56.803
| DM1109027 | Levanto PLN LED1x3650 G672 T830 OP | non-dimmable, II, IP40, IK02, UGR≤22, opal diffuser, white body | 1195 | 295 | 33 |  | 50000/L70B50 | 5 | 3600 | 36 | 100 | 80+ | 3000 | 74.949
| DM1109026 | Levanto PLN LED1x3650 G671 T840 OP | non-dimmable, II, IP40, IK02, UGR≤22, opal diffuser, white body | 595 | 595 | 33 |  | 50000/L70B50 | 5 | 3650 | 36 | 101 | 80+ | 4000 | 56.803
| DM1109026 | Levanto PLN LED1x3650 G671 T840 OP (MOQ: 525pcs) | non-dimmable, II, IP40, IK02, UGR≤22, opal diffuser, white body | 595 | 595 | 33 |  | 50000/L70B50 | 5 | 3650 | 36 | 101 | 80+ | 4000 | 54.481
| DM1109026 | Levanto PLN LED1x3650 G671 T840 OP (MOQ: 1050pcs) | non-dimmable, II, IP40, IK02, UGR≤22, opal diffuser, white body | 595 | 595 | 33 |  | 50000/L70B50 | 5 | 3650 | 36 | 101 | 80+ | 4000 | 52.245
| DM1109028 | Levanto PLN LED1x3650 G672 T840 OP | non-dimmable, II, IP40, IK02, UGR≤22, opal diffuser, white body | 1195 | 295 | 33 |  | 50000/L70B50 | 5 | 3650 | 36 | 101 | 80+ | 4000 | 72.67
| DM1108879 | Levanto PLN LED1x3650 G671 T830 OP DALI | dali, II, IP40, IK02, UGR≤22, opal diffuser, white body | 595 | 595 | 33 |  | 50000/L70B50 | 5 | 3600 | 36 | 100 | 80+ | 3000 | 183.696
| DM1108880 | Levanto PLN LED1x3650 G672 T830 OP DALI | dali, II, IP40, IK02, UGR≤22, opal diffuser, white body | 1195 | 295 | 33 |  | 50000/L70B50 | 5 | 3600 | 36 | 100 | 80+ | 3000 | 201.154
| DM1108881 | Levanto PLN LED1x3650 G671 T840 OP DALI | dali, II, IP40, IK02, UGR≤22, opal diffuser, white body | 595 | 595 | 33 |  | 50000/L70B50 | 5 | 3650 | 36 | 101 | 80+ | 4000 | 183.696
| DM1108882 | Levanto PLN LED1x3650 G672 T840 OP DALI | dali, II, IP40, IK02, UGR≤22, opal diffuser, white body | 1195 | 295 | 33 |  | 50000/L70B50 | 5 | 3650 | 36 | 101 | 80+ | 4000 | 198.875
| DM1109029 | Levanto UGR LED1x3650 G673 T830 MPRZ | non-dimmable, II, IP40, IK02, UGR≤19, micro-prismatic diffuser, white body | 595 | 595 | 33 |  | 50000/L70B50 | 5 | 3600 | 36 | 100 | 80+ | 3000 | 69.273
| DM1109031 | Levanto UGR LED1x3650 G674 T830 MPRZ | non-dimmable, II, IP40, IK02, UGR≤19, micro-prismatic diffuser, white body | 1195 | 295 | 33 |  | 50000/L70B50 | 5 | 3600 | 36 | 100 | 80+ | 3000 | 82.904
| DM1109030 | Levanto UGR LED1x3650 G673 T840 MPRZ | non-dimmable, II, IP40, IK02, UGR≤19, micro-prismatic diffuser, white body | 595 | 595 | 33 |  | 50000/L70B50 | 5 | 3650 | 36 | 101 | 80+ | 4000 | 67.037
| DM1109030 | Levanto UGR LED1x3650 G673 T840 MPRZ (MOQ: 300pcs) | non-dimmable, II, IP40, IK02, UGR≤19, micro-prismatic diffuser, white body | 595 | 595 | 33 |  | 50000/L70B50 | 5 | 3650 | 36 | 101 | 80+ | 4000 | 64.715
| DM1109030 | Levanto UGR LED1x3650 G673 T840 MPRZ (MOQ: 525pcs) | non-dimmable, II, IP40, IK02, UGR≤19, micro-prismatic diffuser, white body | 595 | 595 | 33 |  | 50000/L70B50 | 5 | 3650 | 36 | 101 | 80+ | 4000 | 62.694
| DM1109032 | Levanto UGR LED1x3650 G674 T840 MPRZ | non-dimmable, II, IP40, IK02, UGR≤19, micro-prismatic diffuser, white body | 1195 | 295 | 33 |  | 50000/L70B50 | 5 | 3650 | 36 | 101 | 80+ | 4000 | 80.625
| DM1108875 | Levanto UGR LED1x3650 G673 T830 MPRZ DALI | dali, II, IP40, IK02, UGR≤19, micro-prismatic diffuser, white body | 595 | 595 | 33 |  | 50000/L70B50 | 5 | 3600 | 36 | 100 | 80+ | 3000 | 195.263
| DM1108876 | Levanto UGR LED1x3650 G674 T830 MPRZ DALI | dali, II, IP40, IK02, UGR≤19, micro-prismatic diffuser, white body | 1195 | 295 | 33 |  | 50000/L70B50 | 5 | 3600 | 36 | 100 | 80+ | 3000 | 210.012
| DM1108877 | Levanto UGR LED1x3650 G673 T840 MPRZ DALI | dali, II, IP40, IK02, UGR≤19, micro-prismatic diffuser, white body | 595 | 595 | 33 |  | 50000/L70B50 | 5 | 3650 | 36 | 101 | 80+ | 4000 | 192.984
| DM1108878 | Levanto UGR LED1x3650 G674 T840 MPRZ DALI | dali, II, IP40, IK02, UGR≤19, micro-prismatic diffuser, white body | 1195 | 295 | 33 |  | 50000/L70B50 | 5 | 3650 | 36 | 101 | 80+ | 4000 | 207.733
| DM1130199 | Levanto PLN LED1x3650 K368 T830 OP | non-dimmable, II, IP40, IK02, UGR≤22, opal diffuser, white body | 595 | 595 | 24 |  | 50000/L80B10 | 3 | 3650 | 30 | 122 | 80+ | 3000 | 70.391
| DM1130200 | Levanto PLN LED1x3650 K369 T830 OP | non-dimmable, II, IP40, IK02, UGR≤22, opal diffuser, white body | 1195 | 295 | 24 |  | 50000/L80B10 | 3 | 3650 | 30 | 122 | 80+ | 3000
| DM1130201 | Levanto PLN LED1x3650 K368 T840 OP | non-dimmable, II, IP40, IK02, UGR≤22, opal diffuser, white body | 595 | 595 | 24 |  | 50000/L80B10 | 3 | 3650 | 30 | 122 | 80+ | 4000 | 70.391
| DM1130202 | Levanto PLN LED1x3650 K369 T840 OP | non-dimmable, II, IP40, IK02, UGR≤22, opal diffuser, white body | 1195 | 295 | 24 |  | 50000/L80B10 | 3 | 3650 | 30 | 122 | 80+ | 4000
| DM1130203 | Levanto UGR LED1x3650 K370 T830 MPRZ | non-dimmable, II, IP40, IK02, UGR≤19, micro-prismatic diffuser, white body | 595 | 595 | 24 |  | 50000/L80B10 | 3 | 3650 | 30 | 122 | 80+ | 3000 | 79.464
| DM1130204 | Levanto UGR LED1x3650 K371 T830 MPRZ | non-dimmable, II, IP40, IK02, UGR≤19, micro-prismatic diffuser, white body | 1195 | 295 | 24 |  | 50000/L80B10 | 3 | 3650 | 30 | 122 | 80+ | 3000 | 88.537
| DM1130205 | Levanto UGR LED1x3650 K370 T840 MPRZ | non-dimmable, II, IP40, IK02, UGR≤19, micro-prismatic diffuser, white body | 595 | 595 | 24 |  | 50000/L80B10 | 3 | 3650 | 30 | 122 | 80+ | 4000 | 79.464
| DM1130206 | Levanto UGR LED1x3650 K371 T840 MPRZ | non-dimmable, II, IP40, IK02, UGR≤19, micro-prismatic diffuser, white body | 1195 | 295 | 24 |  | 50000/L80B10 | 3 | 3650 | 30 | 122 | 80+ | 4000 | 88.537
Available options:
|  | DALI LOOP | Driver with DALI interface, switch-control dimming and doubled input terminals for looping the mains cables | [11 empty] | 126.248
|  | EAIRB-M | Master luminaire with integrated smart sensor and driver with Bluetooth communication and grouping possibilities for lighting control | [11 empty] | 209.1906
*note - for EAIRB-M options ingress protection IP20
|  | EAIRB-S | Slave luminaire with integrated EAIR type driver for lighting control | [11 empty] | 110.9889
*note - max system size 1x EAIR-M + 3x EAIR-S.
*note - max wire lenght from EAIR-M to last EAIR-S - 11m.
|  | EM3 | Emergency version 3 hours | [11 empty] | 90
|  | EM3A | Emergency version equipped with an autonomous testing system, 3 hours | [11 empty] | 162.798
|  | EM3D | Emergency version 3 hours with DALI interface | [11 empty] | 268.578
*note - EM3B , EM3A, EM3D option not applicable with accessories
|  | WIE3-0.5m | 3-pole "Wieland - gesis classic" type or compatible connector with 0.5m cable | [11 empty] | 15.695
|  | WIE5D-0.5m | 5-pole DALI "Wieland - gesis classic" type or compatible connector with 0.5m cable | [11 empty] | 22.962
|  | Europlug-1.5m | 2-pole "Europlug" type plug with 1.5m cable | [11 empty] | 24.768
|  | Europlug-3.0m | 2-pole "Europlug" type plug with 3.0m cable | [11 empty] | 40.463
|  | QBX2-0.1m | 2-pole quick connection box on 0.1m cable, Push-in terminal, 2x2x2.5mm2 | [11 empty] | 11.868
|  | IP44 | IP44 protection degree | [11 empty] | 24.983
|  | T830 | Colour temperature 3000K, CRI 80+
|  | T840 | Colour temperature 4000K, CRI 80+
Available accessories:
| DM9026073 | Recessed MTG FRAME S626x626 RAL9003 | Frame for LED luminaire 595x595mm installation into plasterboard ceiling (1pcs), white steel | [11 empty] | 93.783
| DM9026072 | Recessed MTG FRAME S326x1226 RAL9003 | Frame for LED luminaire 1195x295mm installation into plasterboard ceiling (1pcs), white steel | [11 empty] | 100.362
| DM9021567 | Surface MTG BOX S606x606x70 Levanto PLN/UGR LED v2 RAL9003 | Surface mounting box for LED panel 595x595mm (1pcs), white steel | [11 empty] | 89.268
| DM9024816 | Surface MTG BOX S1206x306x70 Levanto PLN/UGR LED v2/Calima R LED RAL9003 | Surface mounting box for LED panel 1206x306mm (1pcs), white steel | [11 empty] | 97.653
*note - surface mounting box is compatible with EM3 option
| DM9022769 | Decorative COVER 595x595/D500 Levanto PLN/UGR LED RAL9003 | Decorative cover with 500mm round opening for LED panel 595x595mm (1pcs), white steel | [11 empty] | 116.487
| DM9027535 | Decorative REFLECTOR 595x595 Levanto PLN/UGR LED RAL9003 | Decorative reflector for LED panel 595x595mm (1pcs), white steel | [11 empty] | 31.175
|  | Decorative BORDER 595x595 Levanto PLN/UGR LED RAL9003 | Decorative perforated reflector for LED panel 595x595mm (1pcs), white steel | 595 | 595 | 60 | [8 empty] | 49.751
| DM9021513 | Suspension MTG kit Levanto UGR/PLN G series | Suspension kit for LED panel | [11 empty] | 28.208
| DM9034518 | Surface MTG kit Levanto UGR/PLN G2 series S600x600 RAL9016 | Surface mounting kit for recessed LED luminaires 600x600mm (1pcs), white extruded aluminium | 600 | 600 | 70 | [8 empty] | 32.035
| DM9034846 | Surface MTG kit Levanto UGR/PLN G2 series S300x1200 RAL9016 | Surface mounting kit for recessed LED luminaires 300x1200mm (1pcs), white extruded aluminium | [11 empty] | 63.382
| DM9021923 | Recessed MTG kit LEVANTO PLN G series | Recessed MTG kit | [11 empty] | 9.116
| DM1120613 | Levanto UGR LED1x2750/3130/3470/3800/4180 J732 T830 MPRZ w/o driver | II, IP40, IK02, UGR<19, micro-prismatic diffuser, white aluminium body, without driver | 595 | 595 | 33 |  | 50000/L80B10 | 3 | 2660/3030/3350/3670/4030 | 18/21/23/25/28 | 148/144/146/147/144 | 80+ | 3000 | 65.231
| DM1120614 | Levanto UGR LED1x2750/3130/3470/3800/4180 J732 T840 MPRZ w/o driver | II, IP40, IK02, UGR<19, micro-prismatic diffuser, white aluminium body, without driver | 595 | 595 | 33 |  | 50000/L80B10 | 3 | 2750/3130/3470/3800/4180 | 18/21/23/25/28 | 153/149/151/152/149 | 80+ | 4000 | 65.231
| DM1120615 | Levanto PLN LED1x2860/3250/3630/4010/4350 J731 T830 OP w/o driver | II, IP40, IK02, opal diffuser, white aluminium body, without driver | 595 | 595 | 33 |  | 50000/L80B10 | 3 | 2750/3130/3500/3870/4190 | 18/21/23/25/28 | 153/149/152/155/150 | 80+ | 3000 | 59.942
| DM1120616 | Levanto PLN LED1x2860/3250/3630/4010/4350 J731 T840 OP w/o driver | II, IP40, IK02, opal diffuser, white aluminium body, without driver | 595 | 595 | 33 |  | 50000/L80B10 | 3 | 2860/3250/3630/4010/4350 | 18/21/23/25/28 | 159/155/158/160/155 | 80+ | 4000 | 59.942
| DM1121751 | Levanto UGR LED1x2750/3130/3470/3800/4180 J844 T840 MPRZ TP(a) w/o driver | II, IP40, IK02, UGR<19, TP(a) micro-prismatic diffuser, white aluminium body, without driver | 595 | 595 | 33 |  | 50000/L80B10 | 3 | 2750/3130/3470/3800/4180 | 18/21/23/25/28 | 153/149/152/155/150 | 80+ | 4000 | 68.843
| DM1122135 | Levanto UGR LED1x2900/3300/3700/4000/4400 J996 T830 MPRZ w/o driver W625 | II, IP40, IK02, UGR<19, micro-prismatic diffuser, white aluminium body, without driver | 620 | 620 | 33 |  | 50000/L80B10 | 3 | 2820/3258/3627/3856/4308 | 18/21/23/25/28 | 156/155/157/154/153 | 80+ | 3000 | 72.498
| DM1122136 | Levanto UGR LED1x2900/3300/3700/4000/4400 J996 T840 MPRZ w/o driver W625 | II, IP40, IK02, UGR<19, micro-prismatic diffuser, white aluminium body, without driver | 620 | 620 | 33 |  | 50000/L80B10 | 3 | 2877/3359/3739/3975/4441 | 18/21/23/25/28 | 159/160/162/159/158 | 80+ | 4000 | 72.498
| DM1133090 | Levanto UGR LED1x2870/3290/3620/3860/4500 K397 T830 MPRZ w/o driver | II, IP40, IK02, UGR<, micro-prismatic diffuser, white aluminium body, without driver | 1195 | 295 | 26 |  | 50000/L80B10 | 3 | 2680/3050/3380/3600/4200 | 18/21/23/25/28 | 149/145/147/144/150 | 80+ | 3000 | 78.819
| DM1133091 | Levanto UGR LED1x2870/3290/3620/3860/4500 K397 T840 MPRZ w/o driver | II, IP40, IK02, UGR<, micro-prismatic diffuser, white aluminium body, without driver | 1195 | 295 | 26 |  | 50000/L80B10 | 3 | 2870/3290/3620/3860/4500 | 18/21/23/25/28 | 159/157/157/154/161 | 80+ | 4000 | 78.819
*note panel and driver must be ordered separettelay
Available options:
|  | EAIRB-M | Master luminaire with integrated smart sensor and driver with Bluetooth communication and grouping possibilities for lighting control | [11 empty] | 204.129
|  | IP44 | IP44 protection degree | [11 empty] | 21.629
Available accessories:
| DM9035169 | LED ON/OFF driver Levanto J731-J732 (all powers) | ON/OFF LED driver, selectable: 18/21/23/25/28W | [11 empty] | 22.317
| DM9036842 | LED DALI2/SDIM LOOP driver Levanto J731-J732 (28W) | Dimmable DALI2 LED driver for 28W, with looping and switch-dim functionality | [11 empty] | 87.204
| DM9036931 | LED EAIRB-S driver Levanto J731-J732 (28W) | Dimmable EAIR type driver for 28W, with lighting control | [11 empty] | 186.405
| DM9036929 | LED COR LOOP driver Levanto J731-J732 (28W) | Dimmable driver for 28W, with looping and corridor functionality | [11 empty] | 87.204
| DM9036895 | EM3 & ON/OFF driver KIT Levanto J731-J732 (all powers) | Emergency 3h kit with ON/OFF LED driver, selectable: 18/21/23/25/28W | [11 empty] | 143.319
| DM9036930 | EM3 & DALI2 driver KIT Levanto J731-J732 (28W) | Emergency 3h kit with dimmable DALI2 LED driver for 28W, with looping and switch-dim functionality | [11 empty] | 206.873
| DM9037091 | EM3A & ON/OFF driver KIT Levanto J731-J732 (all powers) | Emergency 3h autotest kit with ON/OFF LED driver, selectable: 18/21/23/25/28W | [11 empty] | 243.337
| DM9037092 | EM3A & DALI2 driver KIT Levanto J731-J732 (28W) | Emergency 3h autotest kit with dimmable DALI2 LED driver for 28W, with looping and switch-dim functionality | [11 empty] | 304.44
| DM9037093 | EM3D & ON/OFF Levanto J731-J732 (all powers) | Emergency 3h DALI2 kit with ON/OFF LED driver, selectable: 18/21/23/25/28W | [11 empty] | 387.516
| DM9037094 | EM3D Levanto J731-J732 DALI driver KIT (28W) | Emergency 3h DALI2 kit with dimmable DALI2 LED driver for 28W, with looping and switch-dim functionality | [11 empty] | 446.727
| DM9026073 | Recessed MTG FRAME S626x626 RAL9003 | Frame for LED luminaire 595x595mm installation into plasterboard ceiling (1pcs), white steel | 626 | 626 | 44 | [8 empty] | 98.556
| DM9021567 | Surface MTG BOX S606x606x70 Levanto PLN/UGR LED v2 RAL9003 | Surface mounting box for LED panel 595x595mm (1pcs), white steel | 606 | 606 | 70 | [8 empty] | 101.996
*note - surface mounting box is compatible with EM3 option
| DM9022769 | Decorative COVER 595x595/D500 Levanto PLN/UGR LED RAL9003 | Decorative cover with 500mm round opening for LED panel 595x595mm (1pcs), white steel | [11 empty] | 116.487
| DM9027535 | Decorative REFLECTOR 595x595 Levanto PLN/UGR LED RAL9003 | Decorative reflector for LED panel 595x595mm (1pcs), white steel | [11 empty] | 31.175
|  | Decorative BORDER 595x595 Levanto PLN/UGR LED RAL9003 | Decorative perforated reflector for LED panel 595x595mm (1pcs), white steel | 595 | 595 | 60 | [8 empty] | 49.751
| DM9021513 | Suspension MTG kit Levanto UGR/PLN G series | Suspension kit for LED panel | [11 empty] | 28.208
| DM9034518 | Surface MTG kit Levanto UGR/PLN G2 series S600x600 RAL9016 | Surface mounting kit for recessed LED luminaires 600x600mm (1pcs), white extruded aluminium | 600 | 600 | 70 | [8 empty] | 32.035
| DM9021923 | Recessed MTG kit LEVANTO PLN G series | Recessed MTG kit | [11 empty] | 9.116
Available options:
|  | WIE3-0.5m | 3-pole "Wieland - gesis classic" type or compatible connector with 0.5m cable | [11 empty] | 15.695
|  | WIE5D-0.5m | 5-pole DALI "Wieland - gesis classic" type or compatible connector with 0.5m cable | [11 empty] | 22.962
|  | Europlug-1.5m | 2-pole "Europlug" type plug with 1.5m cable | [11 empty] | 24.768
|  | Europlug-3.0m | 2-pole "Europlug" type plug with 3.0m cable | [11 empty] | 40.463
|  | QBX2-0.1m | 2-pole quick connection box on 0.1m cable, Push-in terminal, 2x2x2.5mm2 | [11 empty] | 11.868
Opbouw en Pendelarmaturen
| DM1134169 | Etesian S LED2x1500 G966 T830 WMC | non-dimmable, I, IP40, IK05, UGR≤16, double parabolic reflector, white steel body | 600 | 600 | 43 |  | 100000/L80B10 | 3 | 2770 | 17.6 | 157.3864 | 80+ | 3000 | 294
| DM1134170 | Etesian S LED2x1800 G967 T830 WMC | non-dimmable, I, IP40, IK05, UGR≤16, double parabolic reflector, white steel body | 600 | 600 | 43 |  | 100000/L80B10 | 3 | 3399 | 21.9 | 155.2055 | 80+ | 3000 | 294
| DM1133389 | Etesian S LED2x2150 G968 T830 WMC | non-dimmable, I, IP40, IK05, UGR≤16, double parabolic reflector, white steel body | 600 | 600 | 43 |  | 100000/L80B10 | 3 | 4006 | 25.9 | 154.6718 | 80+ | 3000 | 287.0625
| DM1134171 | Etesian S LED2x2450 G969 T830 WMC | non-dimmable, I, IP40, IK05, UGR≤16, double parabolic reflector, white steel body | 600 | 600 | 43 |  | 100000/L80B10 | 3 | 4617 | 30.8 | 149.9026 | 80+ | 3000 | 282.3375
| DM1132209 | Etesian S LED1x1500 G970 T830 WMC LO1 | non-dimmable, I, IP40, IK05, UGR≤16, double parabolic reflector, white steel body | 687 | 47 | 74 |  | 100000/L80B10 | 3 | 1385 | 9.7 | 142.7835 | 80+ | 3000 | 132.075
| DM1134172 | Etesian S LED1x1800 G971 T830 WMC LO2 | non-dimmable, I, IP40, IK05, UGR≤16, double parabolic reflector, white steel body | 687 | 47 | 74 |  | 100000/L80B10 | 3 | 1700 | 11.5 | 147.8261 | 80+ | 3000 | 132.075
| DM1134173 | Etesian S LED1x2150 G972 T830 WMC LO3 | non-dimmable, I, IP40, IK05, UGR≤16, double parabolic reflector, white steel body | 687 | 47 | 74 |  | 100000/L80B10 | 3 | 2003 | 13.8 | 145.1449 | 80+ | 3000 | 132.075
| DM1134174 | Etesian S LED1x2450 G973 T830 WMC LO4 | non-dimmable, I, IP40, IK05, UGR≤16, double parabolic reflector, white steel body | 687 | 47 | 74 |  | 100000/L80B10 | 3 | 2309 | 16.3 | 141.6564 | 80+ | 3000 | 132.075
| DM1130650 | Etesian S LED1x2950 G974 T830 WMC LO1 | non-dimmable, I, IP40, IK05, UGR≤16, double parabolic reflector, white steel body | 1245 | 47 | 74 |  | 100000/L80B10 | 3 | 2770 | 17.6 | 157.3864 | 80+ | 3000 | 207.075
| DM1134175 | Etesian S LED1x3600 G975 T830 WMC LO2 | non-dimmable, I, IP40, IK05, UGR≤16, double parabolic reflector, white steel body | 1245 | 47 | 74 |  | 100000/L80B10 | 3 | 3399 | 21.9 | 155.2055 | 80+ | 3000 | 207.075
| DM1130655 | Etesian S LED1x4250 G976 T830 WMC LO3 | non-dimmable, I, IP40, IK05, UGR≤16, double parabolic reflector, white steel body | 1245 | 47 | 74 |  | 100000/L80B10 | 3 | 4006 | 25.9 | 154.6718 | 80+ | 3000 | 203.7375
| DM1124260 | Etesian S LED1x4900 G977 T830 WMC LO4 | non-dimmable, I, IP40, IK05, UGR≤16, double parabolic reflector, white steel body | 1245 | 47 | 74 |  | 100000/L80B10 | 3 | 4617 | 30.8 | 149.9026 | 80+ | 3000 | 195.4125
| DM1134176 | Etesian S LED1x3650 G978 T830 WMC LO1 | non-dimmable, I, IP40, IK05, UGR≤16, double parabolic reflector, white steel body | 1524 | 47 | 74 |  | 100000/L80B10 | 3 | 3463 | 21.7 | 159.5853 | 80+ | 3000 | 244.725
| DM1134177 | Etesian S LED1x4500 G979 T830 WMC LO2 | non-dimmable, I, IP40, IK05, UGR≤16, double parabolic reflector, white steel body | 1524 | 47 | 74 |  | 100000/L80B10 | 3 | 4249 | 26.8 | 158.5448 | 80+ | 3000 | 244.725
| DM1130652 | Etesian S LED1x5300 G980 T830 WMC LO3 | non-dimmable, I, IP40, IK05, UGR≤16, double parabolic reflector, white steel body | 1524 | 47 | 74 |  | 100000/L80B10 | 3 | 5008 | 32 | 156.5 | 80+ | 3000 | 240.975
| DM1124259 | Etesian S LED1x6150 G981 T830 WMC LO4 | non-dimmable, I, IP40, IK05, UGR≤16, double parabolic reflector, white steel body | 1524 | 47 | 74 |  | 100000/L80B10 | 3 | 5831 | 37.8 | 154.2593 | 80+ | 3000 | 233.025
| DM1134178 | Etesian S LED2x1500 G966 T840 WMC | non-dimmable, I, IP40, IK05, UGR≤16, double parabolic reflector, white steel body | 600 | 600 | 43 |  | 100000/L80B10 | 3 | 2920 | 17.6 | 165.9091 | 80+ | 4000 | 294
| DM1124108 | Etesian S LED2x1800 G967 T840 WMC | non-dimmable, I, IP40, IK05, UGR≤16, double parabolic reflector, white steel body | 600 | 600 | 43 |  | 100000/L80B10 | 3 | 3583 | 21.9 | 163.6073 | 80+ | 4000 | 294
| DM1134179 | Etesian S LED2x2150 G968 T840 WMC | non-dimmable, I, IP40, IK05, UGR≤16, double parabolic reflector, white steel body | 600 | 600 | 43 |  | 100000/L80B10 | 3 | 4223 | 25.9 | 163.0502 | 80+ | 4000 | 287.0625
| DM1134180 | Etesian S LED2x2450 G969 T840 WMC | non-dimmable, I, IP40, IK05, UGR≤16, double parabolic reflector, white steel body | 600 | 600 | 43 |  | 100000/L80B10 | 3 | 4867 | 30.8 | 158.0195 | 80+ | 4000 | 282.3375
| DM1134181 | Etesian S LED1x1500 G970 T840 WMC LO1 | non-dimmable, I, IP40, IK05, UGR≤16, double parabolic reflector, white steel body | 687 | 47 | 74 |  | 100000/L80B10 | 3 | 1460 | 9.7 | 150.5155 | 80+ | 4000 | 132.075
| DM1134182 | Etesian S LED1x1800 G971 T840 WMC LO2 | non-dimmable, I, IP40, IK05, UGR≤16, double parabolic reflector, white steel body | 687 | 47 | 74 |  | 100000/L80B10 | 3 | 1791 | 11.5 | 155.7391 | 80+ | 4000 | 132.075
| DM1134183 | Etesian S LED1x2150 G972 T840 WMC LO3 | non-dimmable, I, IP40, IK05, UGR≤16, double parabolic reflector, white steel body | 687 | 47 | 74 |  | 100000/L80B10 | 3 | 2111 | 13.8 | 152.971 | 80+ | 4000 | 132.075
| DM1123479 | Etesian S LED1x2450 G973 T840 WMC LO4 | non-dimmable, I, IP40, IK05, UGR≤16, double parabolic reflector, white steel body | 687 | 47 | 74 |  | 100000/L80B10 | 3 | 2433 | 16.3 | 149.2638 | 80+ | 4000 | 132.075
| DM1134184 | Etesian S LED1x2950 G974 T840 WMC LO1 | non-dimmable, I, IP40, IK05, UGR≤16, double parabolic reflector, white steel body | 1245 | 47 | 74 |  | 100000/L80B10 | 3 | 2920 | 17.6 | 165.9091 | 80+ | 4000 | 207.075
| DM1123478 | Etesian S LED1x3600 G975 T840 WMC LO2 | non-dimmable, I, IP40, IK05, UGR≤16, double parabolic reflector, white steel body | 1245 | 47 | 74 |  | 100000/L80B10 | 3 | 3583 | 21.9 | 163.6073 | 80+ | 4000 | 207.075
| DM1123709 | Etesian S LED1x4250 G976 T840 WMC LO3 | non-dimmable, I, IP40, IK05, UGR≤16, double parabolic reflector, white steel body | 1245 | 47 | 74 |  | 100000/L80B10 | 3 | 4223 | 25.9 | 163.0502 | 80+ | 4000 | 203.7375
| DM1130814 | Etesian S LED1x4900 G977 T840 WMC LO4 | non-dimmable, I, IP40, IK05, UGR≤16, double parabolic reflector, white steel body | 1245 | 47 | 74 |  | 100000/L80B10 | 3 | 4867 | 30.8 | 158.0195 | 80+ | 4000 | 195.4125
| DM1132207 | Etesian S LED1x3650 G978 T840 WMC LO1 | non-dimmable, I, IP40, IK05, UGR≤16, double parabolic reflector, white steel body | 1524 | 47 | 74 |  | 100000/L80B10 | 3 | 3650 | 21.7 | 168.2028 | 80+ | 4000 | 244.725
| DM1134185 | Etesian S LED1x4500 G979 T840 WMC LO2 | non-dimmable, I, IP40, IK05, UGR≤16, double parabolic reflector, white steel body | 1524 | 47 | 74 |  | 100000/L80B10 | 3 | 4479 | 26.8 | 167.1269 | 80+ | 4000 | 244.725
| DM1130651 | Etesian S LED1x5300 G980 T840 WMC LO3 | non-dimmable, I, IP40, IK05, UGR≤16, double parabolic reflector, white steel body | 1524 | 47 | 74 |  | 100000/L80B10 | 3 | 5278 | 32 | 164.9375 | 80+ | 4000 | 240.975
| DM1134186 | Etesian S LED1x6150 G981 T840 WMC LO4 | non-dimmable, I, IP40, IK05, UGR≤16, double parabolic reflector, white steel body | 1524 | 47 | 74 |  | 100000/L80B10 | 3 | 6147 | 37.8 | 162.619 | 80+ | 4000 | 233.025
| DM1134187 | Etesian S LED2x1350 G966 T830 BMC | non-dimmable, I, IP40, IK05, UGR≤16, double parabolic reflector, white steel body | 600 | 600 | 43 |  | 100000/L80B10 | 3 | 2496 | 17.6 | 141.8182 | 80+ | 3000 | 295.3875
| DM1134188 | Etesian S LED2x1700 G967 T830 BMC | non-dimmable, I, IP40, IK05, UGR≤16, double parabolic reflector, white steel body | 600 | 600 | 43 |  | 100000/L80B10 | 3 | 3063 | 21.9 | 139.863 | 80+ | 3000 | 295.3875
| DM1134189 | Etesian S LED2x1950 G968 T830 BMC | non-dimmable, I, IP40, IK05, UGR≤16, double parabolic reflector, white steel body | 600 | 600 | 43 |  | 100000/L80B10 | 3 | 3610 | 25.9 | 139.3822 | 80+ | 3000 | 287.85
| DM1134190 | Etesian S LED2x2250 G969 T830 BMC | non-dimmable, I, IP40, IK05, UGR≤16, double parabolic reflector, white steel body | 600 | 600 | 43 |  | 100000/L80B10 | 3 | 4161 | 30.8 | 135.0974 | 80+ | 3000 | 283.725
| DM1134191 | Etesian S LED1x1350 G970 T830 BMC LO1 | non-dimmable, I, IP40, IK05, UGR≤16, double parabolic reflector, white steel body | 687 | 47 | 74 |  | 100000/L80B10 | 3 | 1248 | 9.7 | 128.6598 | 80+ | 3000 | 132.9
| DM1134075 | Etesian S LED1x1700 G971 T830 BMC LO2 | non-dimmable, I, IP40, IK05, UGR≤16, double parabolic reflector, white steel body | 687 | 47 | 74 |  | 100000/L80B10 | 3 | 1532 | 11.5 | 133.2174 | 80+ | 3000 | 132.9
| DM1134192 | Etesian S LED1x1950 G972 T830 BMC LO3 | non-dimmable, I, IP40, IK05, UGR≤16, double parabolic reflector, white steel body | 687 | 47 | 74 |  | 100000/L80B10 | 3 | 1805 | 13.8 | 130.7971 | 80+ | 3000 | 132.9
| DM1134193 | Etesian S LED1x2250 G973 T830 BMC LO4 | non-dimmable, I, IP40, IK05, UGR≤16, double parabolic reflector, white steel body | 687 | 47 | 74 |  | 100000/L80B10 | 3 | 2080 | 16.3 | 127.6074 | 80+ | 3000 | 132.9
| DM1134194 | Etesian S LED1x2700 G974 T830 BMC LO1 | non-dimmable, I, IP40, IK05, UGR≤16, double parabolic reflector, white steel body | 1245 | 47 | 74 |  | 100000/L80B10 | 3 | 2496 | 17.6 | 141.8182 | 80+ | 3000 | 208.4625
| DM1133830 | Etesian S LED1x3350 G975 T830 BMC LO2 | non-dimmable, I, IP40, IK05, UGR≤16, double parabolic reflector, white steel body | 1245 | 47 | 74 |  | 100000/L80B10 | 3 | 3063 | 21.9 | 139.863 | 80+ | 3000 | 208.4625
| DM1134195 | Etesian S LED1x3900 G976 T830 BMC LO3 | non-dimmable, I, IP40, IK05, UGR≤16, double parabolic reflector, white steel body | 1245 | 47 | 74 |  | 100000/L80B10 | 3 | 3610 | 25.9 | 139.3822 | 80+ | 3000 | 203.7375
| DM1134196 | Etesian S LED1x4500 G977 T830 BMC LO4 | non-dimmable, I, IP40, IK05, UGR≤16, double parabolic reflector, white steel body | 1245 | 47 | 74 |  | 100000/L80B10 | 3 | 4161 | 30.8 | 135.0974 | 80+ | 3000 | 196.8
| DM1134197 | Etesian S LED1x3400 G978 T830 BMC LO1 | non-dimmable, I, IP40, IK05, UGR≤16, double parabolic reflector, white steel body | 1524 | 47 | 74 |  | 100000/L80B10 | 3 | 3120 | 21.7 | 143.7788 | 80+ | 3000 | 246.675
| DM1134198 | Etesian S LED1x4150 G979 T830 BMC LO2 | non-dimmable, I, IP40, IK05, UGR≤16, double parabolic reflector, white steel body | 1524 | 47 | 74 |  | 100000/L80B10 | 3 | 3829 | 26.8 | 142.8731 | 80+ | 3000 | 246.675
| DM1134199 | Etesian S LED1x4900 G980 T830 BMC LO3 | non-dimmable, I, IP40, IK05, UGR≤16, double parabolic reflector, white steel body | 1524 | 47 | 74 |  | 100000/L80B10 | 3 | 4513 | 32 | 141.0312 | 80+ | 3000 | 240.975
| DM1134200 | Etesian S LED1x5700 G981 T830 BMC LO4 | non-dimmable, I, IP40, IK05, UGR≤16, double parabolic reflector, white steel body | 1524 | 47 | 74 |  | 100000/L80B10 | 3 | 5255 | 37.8 | 139.0212 | 80+ | 3000 | 235.2
| DM1134201 | Etesian S LED2x1350 G966 T840 BMC | non-dimmable, I, IP40, IK05, UGR≤16, double parabolic reflector, white steel body | 600 | 600 | 43 |  | 100000/L80B10 | 3 | 2631 | 17.6 | 149.4886 | 80+ | 4000 | 295.3875
| DM1134202 | Etesian S LED2x1700 G967 T840 BMC | non-dimmable, I, IP40, IK05, UGR≤16, double parabolic reflector, white steel body | 600 | 600 | 43 |  | 100000/L80B10 | 3 | 3229 | 21.9 | 147.4429 | 80+ | 4000 | 295.3875
| DM1134203 | Etesian S LED2x1950 G968 T840 BMC | non-dimmable, I, IP40, IK05, UGR≤16, double parabolic reflector, white steel body | 600 | 600 | 43 |  | 100000/L80B10 | 3 | 3805 | 25.9 | 146.9112 | 80+ | 4000 | 287.85
| DM1134204 | Etesian S LED2x2250 G969 T840 BMC | non-dimmable, I, IP40, IK05, UGR≤16, double parabolic reflector, white steel body | 600 | 600 | 43 |  | 100000/L80B10 | 3 | 4386 | 30.8 | 142.4026 | 80+ | 4000 | 283.725
| DM1134205 | Etesian S LED1x1350 G970 T840 BMC LO1 | non-dimmable, I, IP40, IK05, UGR≤16, double parabolic reflector, white steel body | 687 | 47 | 74 |  | 100000/L80B10 | 3 | 1316 | 9.7 | 135.6701 | 80+ | 4000 | 132.9
| DM1134206 | Etesian S LED1x1700 G971 T840 BMC LO2 | non-dimmable, I, IP40, IK05, UGR≤16, double parabolic reflector, white steel body | 687 | 47 | 74 |  | 100000/L80B10 | 3 | 1614 | 11.5 | 140.3478 | 80+ | 4000 | 132.9
| DM1134207 | Etesian S LED1x1950 G972 T840 BMC LO3 | non-dimmable, I, IP40, IK05, UGR≤16, double parabolic reflector, white steel body | 687 | 47 | 74 |  | 100000/L80B10 | 3 | 1903 | 13.8 | 137.8986 | 80+ | 4000 | 132.9
| DM1134208 | Etesian S LED1x2250 G973 T840 BMC LO4 | non-dimmable, I, IP40, IK05, UGR≤16, double parabolic reflector, white steel body | 687 | 47 | 74 |  | 100000/L80B10 | 3 | 2193 | 16.3 | 134.5399 | 80+ | 4000 | 132.9
| DM1134209 | Etesian S LED1x2700 G974 T840 BMC LO1 | non-dimmable, I, IP40, IK05, UGR≤16, double parabolic reflector, white steel body | 1245 | 47 | 74 |  | 100000/L80B10 | 3 | 2631 | 17.6 | 149.4886 | 80+ | 4000 | 208.4625
| DM1134210 | Etesian S LED1x3350 G975 T840 BMC LO2 | non-dimmable, I, IP40, IK05, UGR≤16, double parabolic reflector, white steel body | 1245 | 47 | 74 |  | 100000/L80B10 | 3 | 3229 | 21.9 | 147.4429 | 80+ | 4000 | 208.4625
| DM1134211 | Etesian S LED1x3900 G976 T840 BMC LO3 | non-dimmable, I, IP40, IK05, UGR≤16, double parabolic reflector, white steel body | 1245 | 47 | 74 |  | 100000/L80B10 | 3 | 3805 | 25.9 | 146.9112 | 80+ | 4000 | 203.7375
| DM1134212 | Etesian S LED1x4500 G977 T840 BMC LO4 | non-dimmable, I, IP40, IK05, UGR≤16, double parabolic reflector, white steel body | 1245 | 47 | 74 |  | 100000/L80B10 | 3 | 4386 | 30.8 | 142.4026 | 80+ | 4000 | 196.8
| DM1134213 | Etesian S LED1x3400 G978 T840 BMC LO1 | non-dimmable, I, IP40, IK05, UGR≤16, double parabolic reflector, white steel body | 1524 | 47 | 74 |  | 100000/L80B10 | 3 | 3289 | 21.7 | 151.5668 | 80+ | 4000 | 246.675
| DM1134214 | Etesian S LED1x4150 G979 T840 BMC LO2 | non-dimmable, I, IP40, IK05, UGR≤16, double parabolic reflector, white steel body | 1524 | 47 | 74 |  | 100000/L80B10 | 3 | 4036 | 26.8 | 150.597 | 80+ | 4000 | 246.675
| DM1134215 | Etesian S LED1x4900 G980 T840 BMC LO3 | non-dimmable, I, IP40, IK05, UGR≤16, double parabolic reflector, white steel body | 1524 | 47 | 74 |  | 100000/L80B10 | 3 | 4756 | 32 | 148.625 | 80+ | 4000 | 240.975
| DM1134216 | Etesian S LED1x5700 G981 T840 BMC LO4 | non-dimmable, I, IP40, IK05, UGR≤16, double parabolic reflector, white steel body | 1524 | 47 | 74 |  | 100000/L80B10 | 3 | 5539 | 37.8 | 146.5344 | 80+ | 4000 | 235.2
| DM1116719 | Etesian S LED2x1500 G966 T830 MGC | non-dimmable, I, IP40, IK05, UGR≤16, double parabolic reflector, white steel body | 600 | 600 | 43 |  | 100000/L80B10 | 3 | 2892 | 17.6 | 164 | 80+ | 3000 | 372
| DM1116720 | Etesian S LED2x1800 G967 T830 MGC | non-dimmable, I, IP40, IK05, UGR≤16, double parabolic reflector, white steel body | 600 | 600 | 43 |  | 100000/L80B10 | 3 | 3549 | 21.9 | 162 | 80+ | 3000 | 372
| DM1116721 | Etesian S LED2x2150 G968 T830 MGC | non-dimmable, I, IP40, IK05, UGR≤16, double parabolic reflector, white steel body | 600 | 600 | 43 |  | 100000/L80B10 | 3 | 4182 | 25.9 | 161 | 80+ | 3000 | 372
| DM1116722 | Etesian S LED2x2450 G969 T830 MGC | non-dimmable, I, IP40, IK05, UGR≤16, double parabolic reflector, white steel body | 600 | 600 | 43 |  | 100000/L80B10 | 3 | 4820 | 30.8 | 156 | 80+ | 3000 | 353.5875
| DM1116908 | Etesian S LED1x1500 G970 T830 MGC LO1 | non-dimmable, I, IP40, IK05, UGR≤16, double parabolic reflector, white steel body | 687 | 47 | 74 |  | 100000/L80B10 | 3 | 1446 | 9.7 | 149 | 80+ | 3000 | 162.975
| DM1116909 | Etesian S LED1x1800 G971 T830 MGC LO2 | non-dimmable, I, IP40, IK05, UGR≤16, double parabolic reflector, white steel body | 687 | 47 | 74 |  | 100000/L80B10 | 3 | 1774 | 11.5 | 154 | 80+ | 3000 | 162.975
| DM1116910 | Etesian S LED1x2150 G972 T830 MGC LO3 | non-dimmable, I, IP40, IK05, UGR≤16, double parabolic reflector, white steel body | 687 | 47 | 74 |  | 100000/L80B10 | 3 | 2091 | 13.8 | 152 | 80+ | 3000 | 162.975
| DM1116911 | Etesian S LED1x2450 G973 T830 MGC LO4 | non-dimmable, I, IP40, IK05, UGR≤16, double parabolic reflector, white steel body | 687 | 47 | 74 |  | 100000/L80B10 | 3 | 2410 | 16.3 | 148 | 80+ | 3000 | 162.975
| DM1116912 | Etesian S LED1x2950 G974 T830 MGC LO1 | non-dimmable, I, IP40, IK05, UGR≤16, double parabolic reflector, white steel body | 1245 | 47 | 74 |  | 100000/L80B10 | 3 | 2892 | 17.6 | 164 | 80+ | 3000 | 284.925
| DM1116913 | Etesian S LED1x3600 G975 T830 MGC LO2 | non-dimmable, I, IP40, IK05, UGR≤16, double parabolic reflector, white steel body | 1245 | 47 | 74 |  | 100000/L80B10 | 3 | 3549 | 21.9 | 162 | 80+ | 3000 | 284.925
| DM1116914 | Etesian S LED1x4250 G976 T830 MGC LO3 | non-dimmable, I, IP40, IK05, UGR≤16, double parabolic reflector, white steel body | 1245 | 47 | 74 |  | 100000/L80B10 | 3 | 4182 | 25.9 | 161 | 80+ | 3000 | 284.925
| DM1116915 | Etesian S LED1x4900 G977 T830 MGC LO4 | non-dimmable, I, IP40, IK05, UGR≤16, double parabolic reflector, white steel body | 1245 | 47 | 74 |  | 100000/L80B10 | 3 | 4820 | 30.8 | 156 | 80+ | 3000 | 266.7
| DM1116916 | Etesian S LED1x3650 G978 T830 MGC LO1 | non-dimmable, I, IP40, IK05, UGR≤16, double parabolic reflector, white steel body | 1524 | 47 | 74 |  | 100000/L80B10 | 3 | 3615 | 21.7 | 167 | 80+ | 3000 | 342.525
| DM1116917 | Etesian S LED1x4500 G979 T830 MGC LO2 | non-dimmable, I, IP40, IK05, UGR≤16, double parabolic reflector, white steel body | 1524 | 47 | 74 |  | 100000/L80B10 | 3 | 4436 | 26.8 | 166 | 80+ | 3000 | 342.525
| DM1116918 | Etesian S LED1x5300 G980 T830 MGC LO3 | non-dimmable, I, IP40, IK05, UGR≤16, double parabolic reflector, white steel body | 1524 | 47 | 74 |  | 100000/L80B10 | 3 | 5228 | 32 | 163 | 80+ | 3000 | 342.525
| DM1116919 | Etesian S LED1x6150 G981 T830 MGC LO4 | non-dimmable, I, IP40, IK05, UGR≤16, double parabolic reflector, white steel body | 1524 | 47 | 74 |  | 100000/L80B10 | 3 | 6088 | 37.8 | 161 | 80+ | 3000 | 324.2625
| DM1116920 | Etesian S LED2x1500 G966 T840 MGC | non-dimmable, I, IP40, IK05, UGR≤16, double parabolic reflector, white steel body | 600 | 600 | 43 |  | 100000/L80B10 | 3 | 3048 | 17.6 | 173 | 80+ | 4000 | 372
| DM1116921 | Etesian S LED2x1800 G967 T840 MGC | non-dimmable, I, IP40, IK05, UGR≤16, double parabolic reflector, white steel body | 600 | 600 | 43 |  | 100000/L80B10 | 3 | 3740 | 21.9 | 171 | 80+ | 4000 | 372
| DM1116922 | Etesian S LED2x2150 G968 T840 MGC | non-dimmable, I, IP40, IK05, UGR≤16, double parabolic reflector, white steel body | 600 | 600 | 43 |  | 100000/L80B10 | 3 | 4408 | 25.9 | 170 | 80+ | 4000 | 372
| DM1116923 | Etesian S LED2x2450 G969 T840 MGC | non-dimmable, I, IP40, IK05, UGR≤16, double parabolic reflector, white steel body | 600 | 600 | 43 |  | 100000/L80B10 | 3 | 5081 | 30.8 | 165 | 80+ | 4000 | 353.5875
| DM1116924 | Etesian S LED1x1500 G970 T840 MGC LO1 | non-dimmable, I, IP40, IK05, UGR≤16, double parabolic reflector, white steel body | 687 | 47 | 74 |  | 100000/L80B10 | 3 | 1524 | 9.7 | 157 | 80+ | 4000 | 162.975
| DM1116925 | Etesian S LED1x1800 G971 T840 MGC LO2 | non-dimmable, I, IP40, IK05, UGR≤16, double parabolic reflector, white steel body | 687 | 47 | 74 |  | 100000/L80B10 | 3 | 1870 | 11.5 | 163 | 80+ | 4000 | 162.975
| DM1116926 | Etesian S LED1x2150 G972 T840 MGC LO3 | non-dimmable, I, IP40, IK05, UGR≤16, double parabolic reflector, white steel body | 687 | 47 | 74 |  | 100000/L80B10 | 3 | 2204 | 13.8 | 160 | 80+ | 4000 | 162.975
| DM1116927 | Etesian S LED1x2450 G973 T840 MGC LO4 | non-dimmable, I, IP40, IK05, UGR≤16, double parabolic reflector, white steel body | 687 | 47 | 74 |  | 100000/L80B10 | 3 | 2540 | 16.3 | 156 | 80+ | 4000 | 162.975
| DM1116928 | Etesian S LED1x2950 G974 T840 MGC LO1 | non-dimmable, I, IP40, IK05, UGR≤16, double parabolic reflector, white steel body | 1245 | 47 | 74 |  | 100000/L80B10 | 3 | 3048 | 17.6 | 173 | 80+ | 4000 | 284.925
| DM1116929 | Etesian S LED1x3600 G975 T840 MGC LO2 | non-dimmable, I, IP40, IK05, UGR≤16, double parabolic reflector, white steel body | 1245 | 47 | 74 |  | 100000/L80B10 | 3 | 3740 | 21.9 | 171 | 80+ | 4000 | 284.925
| DM1116930 | Etesian S LED1x4250 G976 T840 MGC LO3 | non-dimmable, I, IP40, IK05, UGR≤16, double parabolic reflector, white steel body | 1245 | 47 | 74 |  | 100000/L80B10 | 3 | 4408 | 25.9 | 170 | 80+ | 4000 | 284.925
| DM1116931 | Etesian S LED1x4900 G977 T840 MGC LO4 | non-dimmable, I, IP40, IK05, UGR≤16, double parabolic reflector, white steel body | 1245 | 47 | 74 |  | 100000/L80B10 | 3 | 5081 | 30.8 | 165 | 80+ | 4000 | 266.7
| DM1116932 | Etesian S LED1x3650 G978 T840 MGC LO1 | non-dimmable, I, IP40, IK05, UGR≤16, double parabolic reflector, white steel body | 1524 | 47 | 74 |  | 100000/L80B10 | 3 | 3810 | 21.7 | 176 | 80+ | 4000 | 342.525
| DM1116933 | Etesian S LED1x4500 G979 T840 MGC LO2 | non-dimmable, I, IP40, IK05, UGR≤16, double parabolic reflector, white steel body | 1524 | 47 | 74 |  | 100000/L80B10 | 3 | 4676 | 26.8 | 174 | 80+ | 4000 | 342.525
| DM1116934 | Etesian S LED1x5300 G980 T840 MGC LO3 | non-dimmable, I, IP40, IK05, UGR≤16, double parabolic reflector, white steel body | 1524 | 47 | 74 |  | 100000/L80B10 | 3 | 5511 | 32 | 172 | 80+ | 4000 | 342.525
| DM1116935 | Etesian S LED1x6150 G981 T840 MGC LO4 | non-dimmable, I, IP40, IK05, UGR≤16, double parabolic reflector, white steel body | 1524 | 47 | 74 |  | 100000/L80B10 | 3 | 6417 | 37.8 | 170 | 80+ | 4000 | 324.2625
| DM1116936 | Etesian S LED2x1500 G966 T830 MMC | non-dimmable, I, IP40, IK05, UGR≤16, double parabolic reflector, white steel body | 600 | 600 | 43 |  | 100000/L80B10 | 3 | 2831 | 17.6 | 161 | 80+ | 3000 | 374.775
| DM1116937 | Etesian S LED2x1800 G967 T830 MMC | non-dimmable, I, IP40, IK05, UGR≤16, double parabolic reflector, white steel body | 600 | 600 | 43 |  | 100000/L80B10 | 3 | 3474 | 21.9 | 159 | 80+ | 3000 | 374.775
| DM1116938 | Etesian S LED2x2150 G968 T830 MMC | non-dimmable, I, IP40, IK05, UGR≤16, double parabolic reflector, white steel body | 600 | 600 | 43 |  | 100000/L80B10 | 3 | 4094 | 25.9 | 158 | 80+ | 3000 | 374.775
| DM1116939 | Etesian S LED2x2450 G969 T830 MMC | non-dimmable, I, IP40, IK05, UGR≤16, double parabolic reflector, white steel body | 600 | 600 | 43 |  | 100000/L80B10 | 3 | 4719 | 30.8 | 153 | 80+ | 3000 | 356.55
| DM1116940 | Etesian S LED1x1500 G970 T830 MMC LO1 | non-dimmable, I, IP40, IK05, UGR≤16, double parabolic reflector, white steel body | 687 | 47 | 74 |  | 100000/L80B10 | 3 | 1416 | 9.7 | 146 | 80+ | 3000 | 164.325
| DM1116941 | Etesian S LED1x1800 G971 T830 MMC LO2 | non-dimmable, I, IP40, IK05, UGR≤16, double parabolic reflector, white steel body | 687 | 47 | 74 |  | 100000/L80B10 | 3 | 1737 | 11.5 | 151 | 80+ | 3000 | 164.325
| DM1116942 | Etesian S LED1x2150 G972 T830 MMC LO3 | non-dimmable, I, IP40, IK05, UGR≤16, double parabolic reflector, white steel body | 687 | 47 | 74 |  | 100000/L80B10 | 3 | 2047 | 13.8 | 148 | 80+ | 3000 | 164.325
| DM1116943 | Etesian S LED1x2450 G973 T830 MMC LO4 | non-dimmable, I, IP40, IK05, UGR≤16, double parabolic reflector, white steel body | 687 | 47 | 74 |  | 100000/L80B10 | 3 | 2359 | 16.3 | 145 | 80+ | 3000 | 164.325
| DM1116944 | Etesian S LED1x2950 G974 T830 MMC LO1 | non-dimmable, I, IP40, IK05, UGR≤16, double parabolic reflector, white steel body | 1245 | 47 | 74 |  | 100000/L80B10 | 3 | 2831 | 17.6 | 161 | 80+ | 3000 | 287.6625
| DM1116945 | Etesian S LED1x3600 G975 T830 MMC LO2 | non-dimmable, I, IP40, IK05, UGR≤16, double parabolic reflector, white steel body | 1245 | 47 | 74 |  | 100000/L80B10 | 3 | 3474 | 21.9 | 159 | 80+ | 3000 | 287.6625
| DM1116946 | Etesian S LED1x4250 G976 T830 MMC LO3 | non-dimmable, I, IP40, IK05, UGR≤16, double parabolic reflector, white steel body | 1245 | 47 | 74 |  | 100000/L80B10 | 3 | 4094 | 25.9 | 158 | 80+ | 3000 | 287.6625
| DM1116947 | Etesian S LED1x4900 G977 T830 MMC LO4 | non-dimmable, I, IP40, IK05, UGR≤16, double parabolic reflector, white steel body | 1245 | 47 | 74 |  | 100000/L80B10 | 3 | 4719 | 30.8 | 153 | 80+ | 3000 | 269.475
| DM1116948 | Etesian S LED1x3650 G978 T830 MMC LO1 | non-dimmable, I, IP40, IK05, UGR≤16, double parabolic reflector, white steel body | 1524 | 47 | 74 |  | 100000/L80B10 | 3 | 3539 | 21.7 | 163 | 80+ | 3000 | 346.05
| DM1116949 | Etesian S LED1x4500 G979 T830 MMC LO2 | non-dimmable, I, IP40, IK05, UGR≤16, double parabolic reflector, white steel body | 1524 | 47 | 74 |  | 100000/L80B10 | 3 | 4342 | 26.8 | 162 | 80+ | 3000 | 346.05
| DM1116950 | Etesian S LED1x5300 G980 T830 MMC LO3 | non-dimmable, I, IP40, IK05, UGR≤16, double parabolic reflector, white steel body | 1524 | 47 | 74 |  | 100000/L80B10 | 3 | 5118 | 32 | 160 | 80+ | 3000 | 346.05
| DM1116951 | Etesian S LED1x6150 G981 T830 MMC LO4 | non-dimmable, I, IP40, IK05, UGR≤16, double parabolic reflector, white steel body | 1524 | 47 | 74 |  | 100000/L80B10 | 3 | 5960 | 37.8 | 158 | 80+ | 3000 | 327.675
| DM1116952 | Etesian S LED2x1500 G966 T840 MMC | non-dimmable, I, IP40, IK05, UGR≤16, double parabolic reflector, white steel body | 600 | 600 | 43 |  | 100000/L80B10 | 3 | 2984 | 17.6 | 170 | 80+ | 4000 | 374.775
| DM1116953 | Etesian S LED2x1800 G967 T840 MMC | non-dimmable, I, IP40, IK05, UGR≤16, double parabolic reflector, white steel body | 600 | 600 | 43 |  | 100000/L80B10 | 3 | 3662 | 21.9 | 167 | 80+ | 4000 | 374.775
| DM1116954 | Etesian S LED2x2150 G968 T840 MMC | non-dimmable, I, IP40, IK05, UGR≤16, double parabolic reflector, white steel body | 600 | 600 | 43 |  | 100000/L80B10 | 3 | 4316 | 25.9 | 167 | 80+ | 4000 | 374.775
| DM1116955 | Etesian S LED2x2450 G969 T840 MMC | non-dimmable, I, IP40, IK05, UGR≤16, double parabolic reflector, white steel body | 600 | 600 | 43 |  | 100000/L80B10 | 3 | 4974 | 30.8 | 161 | 80+ | 4000 | 356.55
| DM1116956 | Etesian S LED1x1500 G970 T840 MMC LO1 | non-dimmable, I, IP40, IK05, UGR≤16, double parabolic reflector, white steel body | 687 | 47 | 74 |  | 100000/L80B10 | 3 | 1492 | 9.7 | 154 | 80+ | 4000 | 164.325
| DM1116957 | Etesian S LED1x1800 G971 T840 MMC LO2 | non-dimmable, I, IP40, IK05, UGR≤16, double parabolic reflector, white steel body | 687 | 47 | 74 |  | 100000/L80B10 | 3 | 1831 | 11.5 | 159 | 80+ | 4000 | 164.325
| DM1116958 | Etesian S LED1x2150 G972 T840 MMC LO3 | non-dimmable, I, IP40, IK05, UGR≤16, double parabolic reflector, white steel body | 687 | 47 | 74 |  | 100000/L80B10 | 3 | 2158 | 13.8 | 156 | 80+ | 4000 | 164.325
| DM1116959 | Etesian S LED1x2450 G973 T840 MMC LO4 | non-dimmable, I, IP40, IK05, UGR≤16, double parabolic reflector, white steel body | 687 | 47 | 74 |  | 100000/L80B10 | 3 | 2487 | 16.3 | 153 | 80+ | 4000 | 164.325
| DM1116960 | Etesian S LED1x2950 G974 T840 MMC LO1 | non-dimmable, I, IP40, IK05, UGR≤16, double parabolic reflector, white steel body | 1245 | 47 | 74 |  | 100000/L80B10 | 3 | 2984 | 17.6 | 170 | 80+ | 4000 | 287.6625
| DM1116961 | Etesian S LED1x3600 G975 T840 MMC LO2 | non-dimmable, I, IP40, IK05, UGR≤16, double parabolic reflector, white steel body | 1245 | 47 | 74 |  | 100000/L80B10 | 3 | 3662 | 21.9 | 167 | 80+ | 4000 | 287.6625
| DM1116962 | Etesian S LED1x4250 G976 T840 MMC LO3 | non-dimmable, I, IP40, IK05, UGR≤16, double parabolic reflector, white steel body | 1245 | 47 | 74 |  | 100000/L80B10 | 3 | 4316 | 25.9 | 167 | 80+ | 4000 | 287.6625
| DM1116963 | Etesian S LED1x4900 G977 T840 MMC LO4 | non-dimmable, I, IP40, IK05, UGR≤16, double parabolic reflector, white steel body | 1245 | 47 | 74 |  | 100000/L80B10 | 3 | 4974 | 30.8 | 161 | 80+ | 4000 | 269.475
| DM1116964 | Etesian S LED1x3650 G978 T840 MMC LO1 | non-dimmable, I, IP40, IK05, UGR≤16, double parabolic reflector, white steel body | 1524 | 47 | 74 |  | 100000/L80B10 | 3 | 3730 | 21.7 | 172 | 80+ | 4000 | 346.05
| DM1116965 | Etesian S LED1x4500 G979 T840 MMC LO2 | non-dimmable, I, IP40, IK05, UGR≤16, double parabolic reflector, white steel body | 1524 | 47 | 74 |  | 100000/L80B10 | 3 | 4577 | 26.8 | 171 | 80+ | 4000 | 346.05
| DM1116966 | Etesian S LED1x5300 G980 T840 MMC LO3 | non-dimmable, I, IP40, IK05, UGR≤16, double parabolic reflector, white steel body | 1524 | 47 | 74 |  | 100000/L80B10 | 3 | 5395 | 32 | 169 | 80+ | 4000 | 346.05
| DM1116967 | Etesian S LED1x6150 G981 T840 MMC LO4 | non-dimmable, I, IP40, IK05, UGR≤16, double parabolic reflector, white steel body | 1524 | 47 | 74 |  | 100000/L80B10 | 3 | 6282 | 37.8 | 166 | 80+ | 4000 | 327.675
| DM1116968 | Etesian S LED2x1500 G966 T830 WAC | non-dimmable, I, IP40, IK05, UGR≤16, double parabolic reflector, white steel body | 600 | 600 | 43 |  | 100000/L80B10 | 3 | 2283 | 17.6 | 130 | 80+ | 3000 | 435.75
| DM1116969 | Etesian S LED2x1800 G967 T830 WAC | non-dimmable, I, IP40, IK05, UGR≤16, double parabolic reflector, white steel body | 600 | 600 | 43 |  | 100000/L80B10 | 3 | 2802 | 21.9 | 128 | 80+ | 3000 | 435.75
| DM1116970 | Etesian S LED2x2150 G968 T830 WAC | non-dimmable, I, IP40, IK05, UGR≤16, double parabolic reflector, white steel body | 600 | 600 | 43 |  | 100000/L80B10 | 3 | 3302 | 25.9 | 127 | 80+ | 3000 | 435.75
| DM1116971 | Etesian S LED2x2450 G969 T830 WAC | non-dimmable, I, IP40, IK05, UGR≤16, double parabolic reflector, white steel body | 600 | 600 | 43 |  | 100000/L80B10 | 3 | 3805 | 30.8 | 124 | 80+ | 3000 | 417.525
| DM1116972 | Etesian S LED1x1500 G970 T830 WAC LO1 | non-dimmable, I, IP40, IK05, UGR≤16, double parabolic reflector, white steel body | 687 | 47 | 74 |  | 100000/L80B10 | 3 | 1142 | 9.7 | 118 | 80+ | 3000 | 194.4
| DM1116973 | Etesian S LED1x1800 G971 T830 WAC LO2 | non-dimmable, I, IP40, IK05, UGR≤16, double parabolic reflector, white steel body | 687 | 47 | 74 |  | 100000/L80B10 | 3 | 1401 | 11.5 | 122 | 80+ | 3000 | 194.4
| DM1116974 | Etesian S LED1x2150 G972 T830 WAC LO3 | non-dimmable, I, IP40, IK05, UGR≤16, double parabolic reflector, white steel body | 687 | 47 | 74 |  | 100000/L80B10 | 3 | 1651 | 13.8 | 120 | 80+ | 3000 | 194.4
| DM1116975 | Etesian S LED1x2450 G973 T830 WAC LO4 | non-dimmable, I, IP40, IK05, UGR≤16, double parabolic reflector, white steel body | 687 | 47 | 74 |  | 100000/L80B10 | 3 | 1903 | 16.3 | 117 | 80+ | 3000 | 194.4
| DM1116976 | Etesian S LED1x2950 G974 T830 WAC LO1 | non-dimmable, I, IP40, IK05, UGR≤16, double parabolic reflector, white steel body | 1245 | 47 | 74 |  | 100000/L80B10 | 3 | 2283 | 17.6 | 130 | 80+ | 3000 | 349.425
| DM1116977 | Etesian S LED1x3600 G975 T830 WAC LO2 | non-dimmable, I, IP40, IK05, UGR≤16, double parabolic reflector, white steel body | 1245 | 47 | 74 |  | 100000/L80B10 | 3 | 2802 | 21.9 | 128 | 80+ | 3000 | 349.425
| DM1116978 | Etesian S LED1x4250 G976 T830 WAC LO3 | non-dimmable, I, IP40, IK05, UGR≤16, double parabolic reflector, white steel body | 1245 | 47 | 74 |  | 100000/L80B10 | 3 | 3302 | 25.9 | 127 | 80+ | 3000 | 349.425
| DM1116979 | Etesian S LED1x4900 G977 T830 WAC LO4 | non-dimmable, I, IP40, IK05, UGR≤16, double parabolic reflector, white steel body | 1245 | 47 | 74 |  | 100000/L80B10 | 3 | 3805 | 30.8 | 124 | 80+ | 3000 | 331.2375
| DM1116980 | Etesian S LED1x3650 G978 T830 WAC LO1 | non-dimmable, I, IP40, IK05, UGR≤16, double parabolic reflector, white steel body | 1524 | 47 | 74 |  | 100000/L80B10 | 3 | 2854 | 21.7 | 132 | 80+ | 3000 | 422.475
| DM1116981 | Etesian S LED1x4500 G979 T830 WAC LO2 | non-dimmable, I, IP40, IK05, UGR≤16, double parabolic reflector, white steel body | 1524 | 47 | 74 |  | 100000/L80B10 | 3 | 3502 | 26.8 | 131 | 80+ | 3000 | 422.475
| DM1116982 | Etesian S LED1x5300 G980 T830 WAC LO3 | non-dimmable, I, IP40, IK05, UGR≤16, double parabolic reflector, white steel body | 1524 | 47 | 74 |  | 100000/L80B10 | 3 | 4127 | 32 | 129 | 80+ | 3000 | 422.475
| DM1116983 | Etesian S LED1x6150 G981 T830 WAC LO4 | non-dimmable, I, IP40, IK05, UGR≤16, double parabolic reflector, white steel body | 1524 | 47 | 74 |  | 100000/L80B10 | 3 | 4806 | 37.8 | 127 | 80+ | 3000 | 404.25
| DM1116984 | Etesian S LED2x1500 G966 T840 WAC | non-dimmable, I, IP40, IK05, UGR≤16, double parabolic reflector, white steel body | 600 | 600 | 43 |  | 100000/L80B10 | 3 | 2407 | 17.6 | 137 | 80+ | 4000 | 435.75
| DM1116985 | Etesian S LED2x1800 G967 T840 WAC | non-dimmable, I, IP40, IK05, UGR≤16, double parabolic reflector, white steel body | 600 | 600 | 43 |  | 100000/L80B10 | 3 | 2953 | 21.9 | 135 | 80+ | 4000 | 435.75
| DM1116986 | Etesian S LED2x2150 G968 T840 WAC | non-dimmable, I, IP40, IK05, UGR≤16, double parabolic reflector, white steel body | 600 | 600 | 43 |  | 100000/L80B10 | 3 | 3480 | 25.9 | 134 | 80+ | 4000 | 435.75
| DM1116987 | Etesian S LED2x2450 G969 T840 WAC | non-dimmable, I, IP40, IK05, UGR≤16, double parabolic reflector, white steel body | 600 | 600 | 43 |  | 100000/L80B10 | 3 | 4011 | 30.8 | 130 | 80+ | 4000 | 417.525
| DM1116988 | Etesian S LED1x1500 G970 T840 WAC LO1 | non-dimmable, I, IP40, IK05, UGR≤16, double parabolic reflector, white steel body | 687 | 47 | 74 |  | 100000/L80B10 | 3 | 1203 | 9.7 | 124 | 80+ | 4000 | 194.4
| DM1116989 | Etesian S LED1x1800 G971 T840 WAC LO2 | non-dimmable, I, IP40, IK05, UGR≤16, double parabolic reflector, white steel body | 687 | 47 | 74 |  | 100000/L80B10 | 3 | 1476 | 11.5 | 128 | 80+ | 4000 | 194.4
| DM1116990 | Etesian S LED1x2150 G972 T840 WAC LO3 | non-dimmable, I, IP40, IK05, UGR≤16, double parabolic reflector, white steel body | 687 | 47 | 74 |  | 100000/L80B10 | 3 | 1740 | 13.8 | 126 | 80+ | 4000 | 194.4
| DM1116991 | Etesian S LED1x2450 G973 T840 WAC LO4 | non-dimmable, I, IP40, IK05, UGR≤16, double parabolic reflector, white steel body | 687 | 47 | 74 |  | 100000/L80B10 | 3 | 2006 | 16.3 | 123 | 80+ | 4000 | 194.4
| DM1116992 | Etesian S LED1x2950 G974 T840 WAC LO1 | non-dimmable, I, IP40, IK05, UGR≤16, double parabolic reflector, white steel body | 1245 | 47 | 74 |  | 100000/L80B10 | 3 | 2407 | 17.6 | 137 | 80+ | 4000 | 349.425
| DM1116993 | Etesian S LED1x3600 G975 T840 WAC LO2 | non-dimmable, I, IP40, IK05, UGR≤16, double parabolic reflector, white steel body | 1245 | 47 | 74 |  | 100000/L80B10 | 3 | 2953 | 21.9 | 135 | 80+ | 4000 | 349.425
| DM1116994 | Etesian S LED1x4250 G976 T840 WAC LO3 | non-dimmable, I, IP40, IK05, UGR≤16, double parabolic reflector, white steel body | 1245 | 47 | 74 |  | 100000/L80B10 | 3 | 3480 | 25.9 | 134 | 80+ | 4000 | 349.425
| DM1116995 | Etesian S LED1x4900 G977 T840 WAC LO4 | non-dimmable, I, IP40, IK05, UGR≤16, double parabolic reflector, white steel body | 1245 | 47 | 74 |  | 100000/L80B10 | 3 | 4011 | 30.8 | 130 | 80+ | 4000 | 331.2375
| DM1116996 | Etesian S LED1x3650 G978 T840 WAC LO1 | non-dimmable, I, IP40, IK05, UGR≤16, double parabolic reflector, white steel body | 1524 | 47 | 74 |  | 100000/L80B10 | 3 | 3008 | 21.7 | 139 | 80+ | 4000 | 422.475
| DM1116997 | Etesian S LED1x4500 G979 T840 WAC LO2 | non-dimmable, I, IP40, IK05, UGR≤16, double parabolic reflector, white steel body | 1524 | 47 | 74 |  | 100000/L80B10 | 3 | 3691 | 26.8 | 138 | 80+ | 4000 | 422.475
| DM1116998 | Etesian S LED1x5300 G980 T840 WAC LO3 | non-dimmable, I, IP40, IK05, UGR≤16, double parabolic reflector, white steel body | 1524 | 47 | 74 |  | 100000/L80B10 | 3 | 4350 | 32 | 136 | 80+ | 4000 | 422.475
| DM1116999 | Etesian S LED1x6150 G981 T840 WAC LO4 | non-dimmable, I, IP40, IK05, UGR≤16, double parabolic reflector, white steel body | 1524 | 47 | 74 |  | 100000/L80B10 | 3 | 5066 | 37.8 | 134 | 80+ | 4000 | 404.25
Available options:
|  | T830 | Colour temperature 3000K, CRI 80+
|  | T840 | Colour temperature 4000K, CRI 80+
|  | WMC | White matt reflector with clear lens
|  | BMC | Black matt reflector with clear lens
|  | MGC | Metallic mirror finish reflector with clear lens
|  | MMC | Metallic matt reflector with clear lens
|  | WAC | Metallic mirror finish asymmetrical reflector with white shade and clear lens
|  | BAC | Metallic mirror finish asymmetrical reflector with black shade and clear lens
|  | LO1...4 | Light output level 1 to 4
|  | DALI | Driver with DALI interface and switch-control dimming | [11 empty] | 55
|  | EAIRB-M | Master luminaire with integrated smart sensor and driver with wireless communication and grouping possibilities for lighting control | [11 empty] | 178.6212
*note - ingress protection IP20
|  | EAIRB-S | Slave luminaire with integrated EAIR type driver for lighting control | [11 empty] | 84.9483
*note - max system size 1x EAIRB-M + 3x EAIRB-S
*note - max wire lenght from EAIRB-M to last EAIRB-S - 11 meters
*note - EAIRB options are not applicable for models: G970; G971
|  | BLT | Integrated wireless control unit and driver for lighting control via mobile device (via Bluetooth) | [11 empty] | 321.5448
|  | KRBLT | Integrated wireless control unit and driver for lighting control via mobile device (KR system app), on/off | [11 empty] | 126.248
|  | KRBLT DALI | Integrated wireless control unit and driver for lighting control via mobile device (KR system app), DALI with integrated PS | [11 empty] | 236.07
|  | COR | Driver with Corridor function (never off) | [11 empty] | 76.6899
|  | COR1min | Driver with Corridor function 1min (switch off after 1 min.) | [11 empty] | 76.6899
|  | COR30min | Driver with Corridor function 30min (switch off after 30 min.) | [11 empty] | 76.6899
|  | PIR(BASIC) | Integrated PIR sensor with on-off control, basic version | [11 empty] | 23.435
|  | PIR | Integrated PIR sensor with on-off control | [11 empty] | 98.556
|  | PIR DALI | Integrated PIR sensor with DALI control and power supply | [11 empty] | 199.606
|  | PIR BLT DALI2 | Integrated wireless PIR sensor with CASAMBI app control. Requires DALI power supply. | [11 empty] | 211.603
|  | PIR KRBLT DALI | Integrated wireless PIR sensor with KR system app control and DALI power supply. | [11 empty] | 263.805
|  | EM3 | Emergency version 3 hours | [11 empty] | 90
|  | EM3A | Emergency version equipped with an autonomous testing system, 3 hours | [11 empty] | 162.798
|  | EM3D | Emergency version 3 hours with DALI interface | [11 empty] | 268.578
|  | CBF3-1.5m | Outgoing flexible cable 3x0.75mm² 1.5m | [11 empty] | 15.265
|  | CBF3-3.0m | Outgoing flexible cable 3x0.75mm² 3.0m | [11 empty] | 18.662
|  | 1LIN I-join L | Luminaire designed to in-line connection with join element - end/first luminaire (joint element not included). Through wired 3x1.5 mm² with two push-in terminal blocks | [11 empty] | 19.565
|  | 1LIN I-join LL | Luminaire designed to in-line connection with join element - intermediate luminaire (joint element not included). Through wired 3x1.5 mm² with two push-in terminal blocks | [11 empty] | 19.565
*note - LIN and L, LL options are only available for models with light output level marking LO1…4
|  | RAL (G966...G969, OPTIONAL QNT. ≤10) | RAL colour from OPTIONAL RAL colours list. Order quantity ≤10 pcs. | [11 empty] | 55.642
|  | RAL (G970...G973, OPTIONAL QNT. ≤10) | RAL colour from OPTIONAL RAL colours list. Order quantity ≤10 pcs. | [11 empty] | 12.728
|  | RAL (G974...G977, OPTIONAL QNT. ≤10) | RAL colour from OPTIONAL RAL colours list. Order quantity ≤10 pcs. | [11 empty] | 20.253
|  | RAL (G978...G981, OPTIONAL QNT. ≤10) | RAL colour from OPTIONAL RAL colours list. Order quantity ≤10 pcs. | [11 empty] | 25.456
|  | RAL (G966...G969, OPTIONAL QNT. >10) | RAL colour from OPTIONAL RAL colours list. Order quantity >10 pcs. | [11 empty] | 18.662
|  | RAL (G970...G973, OPTIONAL QNT. >10) | RAL colour from OPTIONAL RAL colours list. Order quantity >10 pcs. | [11 empty] | 4.343
|  | RAL (G974...G977, OPTIONAL QNT. >10) | RAL colour from OPTIONAL RAL colours list. Order quantity >10 pcs. | [11 empty] | 6.837
|  | RAL (G978...G981, OPTIONAL QNT. >10) | RAL colour from OPTIONAL RAL colours list. Order quantity >10 pcs. | [11 empty] | 8.643
Available accessories:
| DM9031359 | Remote Control HRC-12 | Remote control unit, for ON/OFF applications | 123 | 50 | 13 | [8 empty] | 102.211
*note - compatible with options: PIR
| DM9022195 | Remote Control HRC-11 | Remote control unit, for DALI applications | 123 | 50 | 13 | [8 empty] | 102.211
*note - compatible with options: PIR; PIR DALI
| DM9033770 | I-JOIN MTG KIT Etesian S/U LED | "I" type join kit for connecting luminaires in-line | [11 empty] | 17.071
| DM1134217 | Etesian U LED1x2950 J102 T830 WMC LO1 | non-dimmable, I, IP40, IK05, UGR≤16, double parabolic reflector, white steel body | 1245 | 47 | 60 |  | 100000/L80B10 | 3 | 2770 | 17.6 | 157.3864 | 80+ | 3000 | 225.449
| DM1130446 | Etesian U LED1x3600 J103 T830 WMC LO2 | non-dimmable, I, IP40, IK05, UGR≤16, double parabolic reflector, white steel body | 1245 | 47 | 60 |  | 100000/L80B10 | 3 | 3399 | 21.9 | 155.2055 | 80+ | 3000 | 225.449
| DM1134217 | Etesian U LED1x4250 J104 T830 WMC LO3 | non-dimmable, I, IP40, IK05, UGR≤16, double parabolic reflector, white steel body | 1245 | 47 | 60 |  | 100000/L80B10 | 3 | 4006 | 26.1 | 153.4866 | 80+ | 3000 | 225.449
| DM1134218 | Etesian U LED1x4900 J105 T830 WMC LO4 | non-dimmable, I, IP40, IK05, UGR≤16, double parabolic reflector, white steel body | 1245 | 47 | 60 |  | 100000/L80B10 | 3 | 4617 | 30.8 | 149.9026 | 80+ | 3000 | 204.121
| DM1134219 | Etesian U LED1x3650 J106 T830 WMC LO1 | non-dimmable, I, IP40, IK05, UGR≤16, double parabolic reflector, white steel body | 1524 | 47 | 60 |  | 100000/L80B10 | 3 | 3463 | 21.7 | 159.5853 | 80+ | 3000 | 265.396
| DM1134220 | Etesian U LED1x4500 J107 T830 WMC LO2 | non-dimmable, I, IP40, IK05, UGR≤16, double parabolic reflector, white steel body | 1524 | 47 | 60 |  | 100000/L80B10 | 3 | 4249 | 26.8 | 158.5448 | 80+ | 3000 | 265.396
| DM1134221 | Etesian U LED1x5300 J108 T830 WMC LO3 | non-dimmable, I, IP40, IK05, UGR≤16, double parabolic reflector, white steel body | 1524 | 47 | 60 |  | 100000/L80B10 | 3 | 5008 | 32 | 156.5 | 80+ | 3000 | 265.396
| DM1134222 | Etesian U LED1x6150 J109 T830 WMC LO4 | non-dimmable, I, IP40, IK05, UGR≤19, double parabolic reflector, white steel body | 1524 | 47 | 60 |  | 100000/L80B10 | 3 | 5831 | 37.8 | 154.2593 | 80+ | 3000 | 244.971
| DM1134223 | Etesian U LED1x5850 J110 T830 WMC LO1 | non-dimmable, I, IP40, IK05, UGR≤16, double parabolic reflector, white steel body | 2424 | 47 | 60 |  | 100000/L80B10 | 3 | 5540 | 33.3 | 166.3664 | 80+ | 3000 | 396.589
| DM1134224 | Etesian U LED1x7200 J111 T830 WMC LO2 | non-dimmable, I, IP40, IK05, UGR≤16, double parabolic reflector, white steel body | 2424 | 47 | 60 |  | 100000/L80B10 | 3 | 6798 | 41.9 | 162.2434 | 80+ | 3000 | 396.589
| DM1134225 | Etesian U LED1x8450 J112 T830 WMC LO3 | non-dimmable, I, IP40, IK05, UGR≤16, double parabolic reflector, white steel body | 2424 | 47 | 60 |  | 100000/L80B10 | 3 | 8012 | 50.6 | 158.3399 | 80+ | 3000 | 403.168
| DM1134226 | Etesian U LED1x9750 J113 T830 WMC LO4 | non-dimmable, I, IP40, IK05, UGR≤19, double parabolic reflector, white steel body | 2424 | 47 | 60 |  | 100000/L80B10 | 3 | 9235 | 59 | 156.5254 | 80+ | 3000 | 403.168
| DM1134227 | Etesian U LED1x7300 J114 T830 WMC LO1 | non-dimmable, I, IP40, IK05, UGR≤16, double parabolic reflector, white steel body | 2982 | 47 | 60 |  | 100000/L80B10 | 3 | 6926 | 41.6 | 166.4904 | 80+ | 3000 | 462.422
| DM1134228 | Etesian U LED1x9000 J115 T830 WMC LO2 | non-dimmable, I, IP40, IK05, UGR≤16, double parabolic reflector, white steel body | 2982 | 47 | 60 |  | 100000/L80B10 | 3 | 8498 | 52.4 | 162.1756 | 80+ | 3000 | 469.001
| DM1134229 | Etesian U LED1x10600 J116 T830 WMC LO3 | non-dimmable, I, IP40, IK05, UGR≤16, double parabolic reflector, white steel body | 2982 | 47 | 60 |  | 100000/L80B10 | 3 | 10016 | 62.6 | 160 | 80+ | 3000 | 469.001
| DM1134230 | Etesian U LED1x12300 J117 T830 WMC LO4 | non-dimmable, I, IP40, IK05, UGR≤19, double parabolic reflector, white steel body | 2982 | 47 | 60 |  | 100000/L80B10 | 3 | 11663 | 73.3 | 159.1132 | 80+ | 3000 | 470.807
| DM1134231 | Etesian U LED1x2950 J102 T840 WMC LO1 | non-dimmable, I, IP40, IK05, UGR≤16, double parabolic reflector, white steel body | 1245 | 47 | 60 |  | 100000/L80B10 | 3 | 2920 | 17.6 | 165.9091 | 80+ | 4000 | 225.449
| DM1131032 | Etesian U LED1x3600 J103 T840 WMC LO2 | non-dimmable, I, IP40, IK05, UGR≤16, double parabolic reflector, white steel body | 1245 | 47 | 60 |  | 100000/L80B10 | 3 | 3583 | 21.9 | 163.6073 | 80+ | 4000 | 225.449
| DM1134232 | Etesian U LED1x4250 J104 T840 WMC LO3 | non-dimmable, I, IP40, IK05, UGR≤16, double parabolic reflector, white steel body | 1245 | 47 | 60 |  | 100000/L80B10 | 3 | 4223 | 26.1 | 161.8008 | 80+ | 4000 | 225.449
| DM1134233 | Etesian U LED1x4900 J105 T840 WMC LO4 | non-dimmable, I, IP40, IK05, UGR≤19, double parabolic reflector, white steel body | 1245 | 47 | 60 |  | 100000/L80B10 | 3 | 4867 | 30.8 | 158.0195 | 80+ | 4000 | 204.121
| DM1134234 | Etesian U LED1x3650 J106 T840 WMC LO1 | non-dimmable, I, IP40, IK05, UGR≤16, double parabolic reflector, white steel body | 1524 | 47 | 60 |  | 100000/L80B10 | 3 | 3650 | 21.7 | 168.2028 | 80+ | 4000 | 265.396
| DM1134235 | Etesian U LED1x4500 J107 T840 WMC LO2 | non-dimmable, I, IP40, IK05, UGR≤16, double parabolic reflector, white steel body | 1524 | 47 | 60 |  | 100000/L80B10 | 3 | 4479 | 26.8 | 167.1269 | 80+ | 4000 | 265.396
| DM1134236 | Etesian U LED1x5300 J108 T840 WMC LO3 | non-dimmable, I, IP40, IK05, UGR≤16, double parabolic reflector, white steel body | 1524 | 47 | 60 |  | 100000/L80B10 | 3 | 5278 | 32 | 164.9375 | 80+ | 4000 | 265.396
| DM1134237 | Etesian U LED1x6150 J109 T840 WMC LO4 | non-dimmable, I, IP40, IK05, UGR≤19, double parabolic reflector, white steel body | 1524 | 47 | 60 |  | 100000/L80B10 | 3 | 6147 | 37.8 | 162.619 | 80+ | 4000 | 244.971
| DM1134238 | Etesian U LED1x5850 J110 T840 WMC LO1 | non-dimmable, I, IP40, IK05, UGR≤16, double parabolic reflector, white steel body | 2424 | 47 | 60 |  | 100000/L80B10 | 3 | 5840 | 33.3 | 175.3754 | 80+ | 4000 | 396.589
| DM1134239 | Etesian U LED1x7200 J111 T840 WMC LO2 | non-dimmable, I, IP40, IK05, UGR≤16, double parabolic reflector, white steel body | 2424 | 47 | 60 |  | 100000/L80B10 | 3 | 7166 | 41.9 | 171.0263 | 80+ | 4000 | 396.589
| DM1134240 | Etesian U LED1x8450 J112 T840 WMC LO3 | non-dimmable, I, IP40, IK05, UGR≤16, double parabolic reflector, white steel body | 2424 | 47 | 60 |  | 100000/L80B10 | 3 | 8446 | 50.6 | 166.917 | 80+ | 4000 | 403.168
| DM1134241 | Etesian U LED1x9750 J113 T840 WMC LO4 | non-dimmable, I, IP40, IK05, UGR≤19, double parabolic reflector, white steel body | 2424 | 47 | 60 |  | 100000/L80B10 | 3 | 9734 | 59 | 164.9831 | 80+ | 4000 | 403.168
| DM1134242 | Etesian U LED1x7300 J114 T840 WMC LO1 | non-dimmable, I, IP40, IK05, UGR≤16, double parabolic reflector, white steel body | 2982 | 47 | 60 |  | 100000/L80B10 | 3 | 7300 | 41.6 | 175.4808 | 80+ | 4000 | 462.422
| DM1134243 | Etesian U LED1x9000 J115 T840 WMC LO2 | non-dimmable, I, IP40, IK05, UGR≤16, double parabolic reflector, white steel body | 2982 | 47 | 60 |  | 100000/L80B10 | 3 | 8957 | 52.4 | 170.9351 | 80+ | 4000 | 469.001
| DM1134244 | Etesian U LED1x10600 J116 T840 WMC LO3 | non-dimmable, I, IP40, IK05, UGR≤16, double parabolic reflector, white steel body | 2982 | 47 | 60 |  | 100000/L80B10 | 3 | 10557 | 62.6 | 168.6422 | 80+ | 4000 | 469.001
| DM1134245 | Etesian U LED1x12300 J117 T840 WMC LO4 | non-dimmable, I, IP40, IK05, UGR≤19, double parabolic reflector, white steel body | 2982 | 47 | 60 |  | 100000/L80B10 | 3 | 12293 | 73.3 | 167.708 | 80+ | 4000 | 470.807
| DM1134246 | Etesian U LED1x2700 J102 T830 BMC LO1 | non-dimmable, I, IP40, IK05, UGR≤16, double parabolic reflector, white steel body | 1245 | 47 | 60 |  | 100000/L80B10 | 3 | 2496 | 17.6 | 141.8182 | 80+ | 3000 | 225.879
| DM1134247 | Etesian U LED1x3350 J103 T830 BMC LO2 | non-dimmable, I, IP40, IK05, UGR≤16, double parabolic reflector, white steel body | 1245 | 47 | 60 |  | 100000/L80B10 | 3 | 3063 | 21.9 | 139.863 | 80+ | 3000 | 225.879
| DM1134248 | Etesian U LED1x3900 J104 T830 BMC LO3 | non-dimmable, I, IP40, IK05, UGR≤16, double parabolic reflector, white steel body | 1245 | 47 | 60 |  | 100000/L80B10 | 3 | 3610 | 26.1 | 138.3142 | 80+ | 3000 | 225.879
| DM1134249 | Etesian U LED1x4500 J105 T830 BMC LO4 | non-dimmable, I, IP40, IK05, UGR≤16, double parabolic reflector, white steel body | 1245 | 47 | 60 |  | 100000/L80B10 | 3 | 4161 | 30.8 | 135.0974 | 80+ | 3000 | 204.121
| DM1134250 | Etesian U LED1x3400 J106 T830 BMC LO1 | non-dimmable, I, IP40, IK05, UGR≤16, double parabolic reflector, white steel body | 1524 | 47 | 60 |  | 100000/L80B10 | 3 | 3120 | 21.7 | 143.7788 | 80+ | 3000 | 266.772
| DM1134251 | Etesian U LED1x4150 J107 T830 BMC LO2 | non-dimmable, I, IP40, IK05, UGR≤16, double parabolic reflector, white steel body | 1524 | 47 | 60 |  | 100000/L80B10 | 3 | 3829 | 26.8 | 142.8731 | 80+ | 3000 | 266.772
| DM1134252 | Etesian U LED1x4900 J108 T830 BMC LO3 | non-dimmable, I, IP40, IK05, UGR≤16, double parabolic reflector, white steel body | 1524 | 47 | 60 |  | 100000/L80B10 | 3 | 4513 | 32 | 141.0312 | 80+ | 3000 | 266.772
| DM1134253 | Etesian U LED1x5700 J109 T830 BMC LO4 | non-dimmable, I, IP40, IK05, UGR≤16, double parabolic reflector, white steel body | 1524 | 47 | 60 |  | 100000/L80B10 | 3 | 5255 | 37.8 | 139.0212 | 80+ | 3000 | 244.971
| DM1134254 | Etesian U LED1x5400 J110 T830 BMC LO1 | non-dimmable, I, IP40, IK05, UGR≤16, double parabolic reflector, white steel body | 2424 | 47 | 60 |  | 100000/L80B10 | 3 | 4993 | 33.3 | 149.9399 | 80+ | 3000 | 396.589
| DM1134255 | Etesian U LED1x6650 J111 T830 BMC LO2 | non-dimmable, I, IP40, IK05, UGR≤16, double parabolic reflector, white steel body | 2424 | 47 | 60 |  | 100000/L80B10 | 3 | 6126 | 41.9 | 146.2053 | 80+ | 3000 | 396.589
| DM1134256 | Etesian U LED1x7800 J112 T830 BMC LO3 | non-dimmable, I, IP40, IK05, UGR≤16, double parabolic reflector, white steel body | 2424 | 47 | 60 |  | 100000/L80B10 | 3 | 7220 | 50.6 | 142.6877 | 80+ | 3000 | 403.168
| DM1134257 | Etesian U LED1x9000 J113 T830 BMC LO4 | non-dimmable, I, IP40, IK05, UGR≤16, double parabolic reflector, white steel body | 2424 | 47 | 60 |  | 100000/L80B10 | 3 | 8321 | 59 | 141.0339 | 80+ | 3000 | 403.168
| DM1134258 | Etesian U LED1x6750 J114 T830 BMC LO1 | non-dimmable, I, IP40, IK05, UGR≤16, double parabolic reflector, white steel body | 2982 | 47 | 60 |  | 100000/L80B10 | 3 | 6241 | 41.6 | 150.024 | 80+ | 3000 | 462.422
| DM1134259 | Etesian U LED1x8300 J115 T830 BMC LO2 | non-dimmable, I, IP40, IK05, UGR≤16, double parabolic reflector, white steel body | 2982 | 47 | 60 |  | 100000/L80B10 | 3 | 7658 | 52.4 | 146.145 | 80+ | 3000 | 469.001
| DM1134260 | Etesian U LED1x9750 J116 T830 BMC LO3 | non-dimmable, I, IP40, IK05, UGR≤16, double parabolic reflector, white steel body | 2982 | 47 | 60 |  | 100000/L80B10 | 3 | 9025 | 62.6 | 144.1693 | 80+ | 3000 | 469.001
| DM1134261 | Etesian U LED1x11350 J117 T830 BMC LO4 | non-dimmable, I, IP40, IK05, UGR≤16, double parabolic reflector, white steel body | 2982 | 47 | 60 |  | 100000/L80B10 | 3 | 10510 | 73.3 | 143.3834 | 80+ | 3000 | 470.807
| DM1134262 | Etesian U LED1x2700 J102 T840 BMC LO1 | non-dimmable, I, IP40, IK05, UGR≤16, double parabolic reflector, white steel body | 1245 | 47 | 60 |  | 100000/L80B10 | 3 | 2631 | 17.6 | 149.4886 | 80+ | 4000 | 225.879
| DM1134263 | Etesian U LED1x3350 J103 T840 BMC LO2 | non-dimmable, I, IP40, IK05, UGR≤16, double parabolic reflector, white steel body | 1245 | 47 | 60 |  | 100000/L80B10 | 3 | 3229 | 21.9 | 147.4429 | 80+ | 4000 | 225.879
| DM1133698 | Etesian U LED1x3900 J104 T840 BMC LO3 | non-dimmable, I, IP40, IK05, UGR≤16, double parabolic reflector, white steel body | 1245 | 47 | 60 |  | 100000/L80B10 | 3 | 3805 | 26.1 | 145.7854 | 80+ | 4000 | 225.879
| DM1134264 | Etesian U LED1x4500 J105 T840 BMC LO4 | non-dimmable, I, IP40, IK05, UGR≤16, double parabolic reflector, white steel body | 1245 | 47 | 60 |  | 100000/L80B10 | 3 | 4386 | 30.8 | 142.4026 | 80+ | 4000 | 204.121
| DM1134265 | Etesian U LED1x3400 J106 T840 BMC LO1 | non-dimmable, I, IP40, IK05, UGR≤16, double parabolic reflector, white steel body | 1524 | 47 | 60 |  | 100000/L80B10 | 3 | 3289 | 21.7 | 151.5668 | 80+ | 4000 | 266.772
| DM1134266 | Etesian U LED1x4150 J107 T840 BMC LO2 | non-dimmable, I, IP40, IK05, UGR≤16, double parabolic reflector, white steel body | 1524 | 47 | 60 |  | 100000/L80B10 | 3 | 4036 | 26.8 | 150.597 | 80+ | 4000 | 266.772
| DM1134267 | Etesian U LED1x4900 J108 T840 BMC LO3 | non-dimmable, I, IP40, IK05, UGR≤16, double parabolic reflector, white steel body | 1524 | 47 | 60 |  | 100000/L80B10 | 3 | 4756 | 32 | 148.625 | 80+ | 4000 | 266.772
| DM1134268 | Etesian U LED1x5700 J109 T840 BMC LO4 | non-dimmable, I, IP40, IK05, UGR≤16, double parabolic reflector, white steel body | 1524 | 47 | 60 |  | 100000/L80B10 | 3 | 5539 | 37.8 | 146.5344 | 80+ | 4000 | 244.971
| DM1134269 | Etesian U LED1x5400 J110 T840 BMC LO1 | non-dimmable, I, IP40, IK05, UGR≤16, double parabolic reflector, white steel body | 2424 | 47 | 60 |  | 100000/L80B10 | 3 | 5262 | 33.3 | 158.018 | 80+ | 4000 | 396.589
| DM1134270 | Etesian U LED1x6650 J111 T840 BMC LO2 | non-dimmable, I, IP40, IK05, UGR≤16, double parabolic reflector, white steel body | 2424 | 47 | 60 |  | 100000/L80B10 | 3 | 6457 | 41.9 | 154.105 | 80+ | 4000 | 396.589
| DM1134271 | Etesian U LED1x7800 J112 T840 BMC LO3 | non-dimmable, I, IP40, IK05, UGR≤16, double parabolic reflector, white steel body | 2424 | 47 | 60 |  | 100000/L80B10 | 3 | 7610 | 50.6 | 150.3953 | 80+ | 4000 | 403.168
| DM1134272 | Etesian U LED1x9000 J113 T840 BMC LO4 | non-dimmable, I, IP40, IK05, UGR≤16, double parabolic reflector, white steel body | 2424 | 47 | 60 |  | 100000/L80B10 | 3 | 8771 | 59 | 148.661 | 80+ | 4000 | 403.168
| DM1134273 | Etesian U LED1x6750 J114 T840 BMC LO1 | non-dimmable, I, IP40, IK05, UGR≤16, double parabolic reflector, white steel body | 2982 | 47 | 60 |  | 100000/L80B10 | 3 | 6578 | 41.6 | 158.125 | 80+ | 4000 | 462.422
| DM1134274 | Etesian U LED1x8300 J115 T840 BMC LO2 | non-dimmable, I, IP40, IK05, UGR≤16, double parabolic reflector, white steel body | 2982 | 47 | 60 |  | 100000/L80B10 | 3 | 8071 | 52.4 | 154.0267 | 80+ | 4000 | 469.001
| DM1132191 | Etesian U LED1x9750 J116 T840 BMC LO3 | non-dimmable, I, IP40, IK05, UGR≤16, double parabolic reflector, white steel body | 2982 | 47 | 60 |  | 100000/L80B10 | 3 | 9513 | 62.6 | 151.9649 | 80+ | 4000 | 469.001
| DM1134275 | Etesian U LED1x11350 J117 T840 BMC LO4 | non-dimmable, I, IP40, IK05, UGR≤19, double parabolic reflector, white steel body | 2982 | 47 | 60 |  | 100000/L80B10 | 3 | 11078 | 73.3 | 151.1323 | 80+ | 4000 | 470.807
| DM1117873 | Etesian U LED1x2950 J102 T830 MGC LO1 | non-dimmable, I, IP40, IK05, UGR66,8, double parabolic reflector, white steel body | 1245 | 47 | 60 |  | 100000/L80B10 | 3 | 2892 | 17.6 | 164 | 80+ | 3000 | 303.279
| DM1117874 | Etesian U LED1x3600 J103 T830 MGC LO2 | non-dimmable, I, IP40, IK05, UGR66,8, double parabolic reflector, white steel body | 1245 | 47 | 60 |  | 100000/L80B10 | 3 | 3549 | 21.9 | 162 | 80+ | 3000 | 303.279
| DM1117875 | Etesian U LED1x4250 J104 T830 MGC LO3 | non-dimmable, I, IP40, IK05, UGR66,8, double parabolic reflector, white steel body | 1245 | 47 | 60 |  | 100000/L80B10 | 3 | 4182 | 26.1 | 160 | 80+ | 3000 | 303.279
| DM1117876 | Etesian U LED1x4900 J105 T830 MGC LO4 | non-dimmable, I, IP40, IK05, UGR62,2, double parabolic reflector, white steel body | 1245 | 47 | 60 |  | 100000/L80B10 | 3 | 4820 | 30.8 | 156 | 80+ | 3000 | 282.424
| DM1117877 | Etesian U LED1x3650 J106 T830 MGC LO1 | non-dimmable, I, IP40, IK05, UGR80,1, double parabolic reflector, white steel body | 1524 | 47 | 60 |  | 100000/L80B10 | 3 | 3615 | 21.7 | 167 | 80+ | 3000 | 363.694
| DM1117878 | Etesian U LED1x4500 J107 T830 MGC LO2 | non-dimmable, I, IP40, IK05, UGR80,1, double parabolic reflector, white steel body | 1524 | 47 | 60 |  | 100000/L80B10 | 3 | 4436 | 26.8 | 166 | 80+ | 3000 | 363.694
| DM1117879 | Etesian U LED1x5300 J108 T830 MGC LO3 | non-dimmable, I, IP40, IK05, UGR80,1, double parabolic reflector, white steel body | 1524 | 47 | 60 |  | 100000/L80B10 | 3 | 5228 | 32 | 163 | 80+ | 3000 | 363.694
| DM1117880 | Etesian U LED1x6150 J109 T830 MGC LO4 | non-dimmable, I, IP40, IK05, UGR75,5, double parabolic reflector, white steel body | 1524 | 47 | 60 |  | 100000/L80B10 | 3 | 6088 | 37.8 | 161 | 80+ | 3000 | 342.796
| DM1117881 | Etesian U LED1x5850 J110 T830 MGC LO1 | non-dimmable, I, IP40, IK05, UGR121,76, double parabolic reflector, white steel body | 2424 | 47 | 60 |  | 100000/L80B10 | 3 | 5784 | 33.3 | 174 | 80+ | 3000 | 552.765
| DM1117882 | Etesian U LED1x7200 J111 T830 MGC LO2 | non-dimmable, I, IP40, IK05, UGR121,76, double parabolic reflector, white steel body | 2424 | 47 | 60 |  | 100000/L80B10 | 3 | 7097 | 41.9 | 169 | 80+ | 3000 | 552.765
| DM1117883 | Etesian U LED1x8450 J112 T830 MGC LO3 | non-dimmable, I, IP40, IK05, UGR123,16, double parabolic reflector, white steel body | 2424 | 47 | 60 |  | 100000/L80B10 | 3 | 8365 | 50.6 | 165 | 80+ | 3000 | 559.129
| DM1117884 | Etesian U LED1x9750 J113 T830 MGC LO4 | non-dimmable, I, IP40, IK05, UGR123,16, double parabolic reflector, white steel body | 2424 | 47 | 60 |  | 100000/L80B10 | 3 | 9640 | 59 | 163 | 80+ | 3000 | 559.129
| DM1117885 | Etesian U LED1x7300 J114 T830 MGC LO1 | non-dimmable, I, IP40, IK05, UGR145,16, double parabolic reflector, white steel body | 2982 | 47 | 60 |  | 100000/L80B10 | 3 | 7230 | 41.6 | 174 | 80+ | 3000 | 659.018
| DM1117886 | Etesian U LED1x9000 J115 T830 MGC LO2 | non-dimmable, I, IP40, IK05, UGR146,56, double parabolic reflector, white steel body | 2982 | 47 | 60 |  | 100000/L80B10 | 3 | 8872 | 52.4 | 169 | 80+ | 3000 | 665.339
| DM1117887 | Etesian U LED1x10600 J116 T830 MGC LO3 | non-dimmable, I, IP40, IK05, UGR146,56, double parabolic reflector, white steel body | 2982 | 47 | 60 |  | 100000/L80B10 | 3 | 10456 | 62.6 | 167 | 80+ | 3000 | 665.339
| DM1117888 | Etesian U LED1x12300 J117 T830 MGC LO4 | non-dimmable, I, IP40, IK05, UGR146,9, double parabolic reflector, white steel body | 2982 | 47 | 60 |  | 100000/L80B10 | 3 | 12176 | 73.3 | 166 | 80+ | 3000 | 666.93
| DM1117889 | Etesian U LED1x2950 J102 T840 MGC LO1 | non-dimmable, I, IP40, IK05, UGR66,8, double parabolic reflector, white steel body | 1245 | 47 | 60 |  | 100000/L80B10 | 3 | 3048 | 17.6 | 173 | 80+ | 4000 | 303.279
| DM1117890 | Etesian U LED1x3600 J103 T840 MGC LO2 | non-dimmable, I, IP40, IK05, UGR66,8, double parabolic reflector, white steel body | 1245 | 47 | 60 |  | 100000/L80B10 | 3 | 3740 | 21.9 | 171 | 80+ | 4000 | 303.279
| DM1117891 | Etesian U LED1x4250 J104 T840 MGC LO3 | non-dimmable, I, IP40, IK05, UGR66,8, double parabolic reflector, white steel body | 1245 | 47 | 60 |  | 100000/L80B10 | 3 | 4408 | 26.1 | 169 | 80+ | 4000 | 303.279
| DM1117892 | Etesian U LED1x4900 J105 T840 MGC LO4 | non-dimmable, I, IP40, IK05, UGR62,2, double parabolic reflector, white steel body | 1245 | 47 | 60 |  | 100000/L80B10 | 3 | 5081 | 30.8 | 165 | 80+ | 4000 | 282.424
| DM1117893 | Etesian U LED1x3650 J106 T840 MGC LO1 | non-dimmable, I, IP40, IK05, UGR80,1, double parabolic reflector, white steel body | 1524 | 47 | 60 |  | 100000/L80B10 | 3 | 3810 | 21.7 | 176 | 80+ | 4000 | 363.694
| DM1117894 | Etesian U LED1x4500 J107 T840 MGC LO2 | non-dimmable, I, IP40, IK05, UGR80,1, double parabolic reflector, white steel body | 1524 | 47 | 60 |  | 100000/L80B10 | 3 | 4676 | 26.8 | 174 | 80+ | 4000 | 363.694
| DM1117895 | Etesian U LED1x5300 J108 T840 MGC LO3 | non-dimmable, I, IP40, IK05, UGR80,1, double parabolic reflector, white steel body | 1524 | 47 | 60 |  | 100000/L80B10 | 3 | 5511 | 32 | 172 | 80+ | 4000 | 363.694
| DM1117896 | Etesian U LED1x6150 J109 T840 MGC LO4 | non-dimmable, I, IP40, IK05, UGR75,5, double parabolic reflector, white steel body | 1524 | 47 | 60 |  | 100000/L80B10 | 3 | 6417 | 37.8 | 170 | 80+ | 4000 | 342.796
| DM1117897 | Etesian U LED1x5850 J110 T840 MGC LO1 | non-dimmable, I, IP40, IK05, UGR121,76, double parabolic reflector, white steel body | 2424 | 47 | 60 |  | 100000/L80B10 | 3 | 6097 | 33.3 | 183 | 80+ | 4000 | 552.765
| DM1117898 | Etesian U LED1x7200 J111 T840 MGC LO2 | non-dimmable, I, IP40, IK05, UGR121,76, double parabolic reflector, white steel body | 2424 | 47 | 60 |  | 100000/L80B10 | 3 | 7481 | 41.9 | 179 | 80+ | 4000 | 552.765
| DM1117899 | Etesian U LED1x8450 J112 T840 MGC LO3 | non-dimmable, I, IP40, IK05, UGR123,16, double parabolic reflector, white steel body | 2424 | 47 | 60 |  | 100000/L80B10 | 3 | 8817 | 50.6 | 174 | 80+ | 4000 | 559.129
| DM1117900 | Etesian U LED1x9750 J113 T840 MGC LO4 | non-dimmable, I, IP40, IK05, UGR123,16, double parabolic reflector, white steel body | 2424 | 47 | 60 |  | 100000/L80B10 | 3 | 10162 | 59 | 172 | 80+ | 4000 | 559.129
| DM1117901 | Etesian U LED1x7300 J114 T840 MGC LO1 | non-dimmable, I, IP40, IK05, UGR145,16, double parabolic reflector, white steel body | 2982 | 47 | 60 |  | 100000/L80B10 | 3 | 7621 | 41.6 | 183 | 80+ | 4000 | 659.018
| DM1117902 | Etesian U LED1x9000 J115 T840 MGC LO2 | non-dimmable, I, IP40, IK05, UGR146,56, double parabolic reflector, white steel body | 2982 | 47 | 60 |  | 100000/L80B10 | 3 | 9351 | 52.4 | 178 | 80+ | 4000 | 665.339
| DM1117903 | Etesian U LED1x10600 J116 T840 MGC LO3 | non-dimmable, I, IP40, IK05, UGR146,56, double parabolic reflector, white steel body | 2982 | 47 | 60 |  | 100000/L80B10 | 3 | 11021 | 62.6 | 176 | 80+ | 4000 | 665.339
| DM1117904 | Etesian U LED1x12300 J117 T840 MGC LO4 | non-dimmable, I, IP40, IK05, UGR146,9, double parabolic reflector, white steel body | 2982 | 47 | 60 |  | 100000/L80B10 | 3 | 12834 | 73.3 | 175 | 80+ | 4000 | 666.93
| DM1117905 | Etesian U LED1x2950 J102 T830 MMC LO1 | non-dimmable, I, IP40, IK05, UGR67,56, double parabolic reflector, white steel body | 1245 | 47 | 60 |  | 100000/L80B10 | 3 | 2831 | 17.6 | 161 | 80+ | 3000 | 306.719
| DM1117906 | Etesian U LED1x3600 J103 T830 MMC LO2 | non-dimmable, I, IP40, IK05, UGR67,56, double parabolic reflector, white steel body | 1245 | 47 | 60 |  | 100000/L80B10 | 3 | 3474 | 21.9 | 159 | 80+ | 3000 | 306.719
| DM1117907 | Etesian U LED1x4250 J104 T830 MMC LO3 | non-dimmable, I, IP40, IK05, UGR67,56, double parabolic reflector, white steel body | 1245 | 47 | 60 |  | 100000/L80B10 | 3 | 4094 | 26.1 | 157 | 80+ | 3000 | 306.719
| DM1117908 | Etesian U LED1x4900 J105 T830 MMC LO4 | non-dimmable, I, IP40, IK05, UGR62,9, double parabolic reflector, white steel body | 1245 | 47 | 60 |  | 100000/L80B10 | 3 | 4719 | 30.8 | 153 | 80+ | 3000 | 285.606
| DM1117909 | Etesian U LED1x3650 J106 T830 MMC LO1 | non-dimmable, I, IP40, IK05, UGR81, double parabolic reflector, white steel body | 1524 | 47 | 60 |  | 100000/L80B10 | 3 | 3539 | 21.7 | 163 | 80+ | 3000 | 367.779
| DM1117910 | Etesian U LED1x4500 J107 T830 MMC LO2 | non-dimmable, I, IP40, IK05, UGR81, double parabolic reflector, white steel body | 1524 | 47 | 60 |  | 100000/L80B10 | 3 | 4342 | 26.8 | 162 | 80+ | 3000 | 367.779
| DM1117911 | Etesian U LED1x5300 J108 T830 MMC LO3 | non-dimmable, I, IP40, IK05, UGR81, double parabolic reflector, white steel body | 1524 | 47 | 60 |  | 100000/L80B10 | 3 | 5118 | 32 | 160 | 80+ | 3000 | 367.779
| DM1117912 | Etesian U LED1x6150 J109 T830 MMC LO4 | non-dimmable, I, IP40, IK05, UGR76,4, double parabolic reflector, white steel body | 1524 | 47 | 60 |  | 100000/L80B10 | 3 | 5960 | 37.8 | 158 | 80+ | 3000 | 346.838
| DM1117913 | Etesian U LED1x5850 J110 T830 MMC LO1 | non-dimmable, I, IP40, IK05, UGR123,16, double parabolic reflector, white steel body | 2424 | 47 | 60 |  | 100000/L80B10 | 3 | 5662 | 33.3 | 170 | 80+ | 3000 | 559.129
| DM1117914 | Etesian U LED1x7200 J111 T830 MMC LO2 | non-dimmable, I, IP40, IK05, UGR123,16, double parabolic reflector, white steel body | 2424 | 47 | 60 |  | 100000/L80B10 | 3 | 6948 | 41.9 | 166 | 80+ | 3000 | 559.129
| DM1117915 | Etesian U LED1x8450 J112 T830 MMC LO3 | non-dimmable, I, IP40, IK05, UGR124,6, double parabolic reflector, white steel body | 2424 | 47 | 60 |  | 100000/L80B10 | 3 | 8189 | 50.6 | 162 | 80+ | 3000 | 565.708
| DM1117916 | Etesian U LED1x9750 J113 T830 MMC LO4 | non-dimmable, I, IP40, IK05, UGR124,6, double parabolic reflector, white steel body | 2424 | 47 | 60 |  | 100000/L80B10 | 3 | 9437 | 59 | 160 | 80+ | 3000 | 565.708
| DM1117917 | Etesian U LED1x7300 J114 T830 MMC LO1 | non-dimmable, I, IP40, IK05, UGR146,9, double parabolic reflector, white steel body | 2982 | 47 | 60 |  | 100000/L80B10 | 3 | 7078 | 41.6 | 170 | 80+ | 3000 | 666.93
| DM1117918 | Etesian U LED1x9000 J115 T830 MMC LO2 | non-dimmable, I, IP40, IK05, UGR148,36, double parabolic reflector, white steel body | 2982 | 47 | 60 |  | 100000/L80B10 | 3 | 8685 | 52.4 | 166 | 80+ | 3000 | 673.552
| DM1117919 | Etesian U LED1x10600 J116 T830 MMC LO3 | non-dimmable, I, IP40, IK05, UGR148,36, double parabolic reflector, white steel body | 2982 | 47 | 60 |  | 100000/L80B10 | 3 | 10236 | 62.6 | 164 | 80+ | 3000 | 673.552
| DM1117920 | Etesian U LED1x12300 J117 T830 MMC LO4 | non-dimmable, I, IP40, IK05, UGR148,7, double parabolic reflector, white steel body | 2982 | 47 | 60 |  | 100000/L80B10 | 3 | 11919 | 73.3 | 163 | 80+ | 3000 | 675.1
| DM1117921 | Etesian U LED1x2950 J102 T840 MMC LO1 | non-dimmable, I, IP40, IK05, UGR67,56, double parabolic reflector, white steel body | 1245 | 47 | 60 |  | 100000/L80B10 | 3 | 2984 | 17.6 | 170 | 80+ | 4000 | 306.719
| DM1117922 | Etesian U LED1x3600 J103 T840 MMC LO2 | non-dimmable, I, IP40, IK05, UGR67,56, double parabolic reflector, white steel body | 1245 | 47 | 60 |  | 100000/L80B10 | 3 | 3662 | 21.9 | 167 | 80+ | 4000 | 306.719
| DM1117923 | Etesian U LED1x4250 J104 T840 MMC LO3 | non-dimmable, I, IP40, IK05, UGR67,56, double parabolic reflector, white steel body | 1245 | 47 | 60 |  | 100000/L80B10 | 3 | 4316 | 26.1 | 165 | 80+ | 4000 | 306.719
| DM1117924 | Etesian U LED1x4900 J105 T840 MMC LO4 | non-dimmable, I, IP40, IK05, UGR62,9, double parabolic reflector, white steel body | 1245 | 47 | 60 |  | 100000/L80B10 | 3 | 4974 | 30.8 | 161 | 80+ | 4000 | 285.606
| DM1117925 | Etesian U LED1x3650 J106 T840 MMC LO1 | non-dimmable, I, IP40, IK05, UGR81, double parabolic reflector, white steel body | 1524 | 47 | 60 |  | 100000/L80B10 | 3 | 3730 | 21.7 | 172 | 80+ | 4000 | 367.779
| DM1117926 | Etesian U LED1x4500 J107 T840 MMC LO2 | non-dimmable, I, IP40, IK05, UGR81, double parabolic reflector, white steel body | 1524 | 47 | 60 |  | 100000/L80B10 | 3 | 4577 | 26.8 | 171 | 80+ | 4000 | 367.779
| DM1117927 | Etesian U LED1x5300 J108 T840 MMC LO3 | non-dimmable, I, IP40, IK05, UGR81, double parabolic reflector, white steel body | 1524 | 47 | 60 |  | 100000/L80B10 | 3 | 5395 | 32 | 169 | 80+ | 4000 | 367.779
| DM1117928 | Etesian U LED1x6150 J109 T840 MMC LO4 | non-dimmable, I, IP40, IK05, UGR76,4, double parabolic reflector, white steel body | 1524 | 47 | 60 |  | 100000/L80B10 | 3 | 6282 | 37.8 | 166 | 80+ | 4000 | 346.838
| DM1117929 | Etesian U LED1x5850 J110 T840 MMC LO1 | non-dimmable, I, IP40, IK05, UGR123,16, double parabolic reflector, white steel body | 2424 | 47 | 60 |  | 100000/L80B10 | 3 | 5968 | 33.3 | 179 | 80+ | 4000 | 559.129
| DM1117930 | Etesian U LED1x7200 J111 T840 MMC LO2 | non-dimmable, I, IP40, IK05, UGR123,16, double parabolic reflector, white steel body | 2424 | 47 | 60 |  | 100000/L80B10 | 3 | 7323 | 41.9 | 175 | 80+ | 4000 | 559.129
| DM1117931 | Etesian U LED1x8450 J112 T840 MMC LO3 | non-dimmable, I, IP40, IK05, UGR124,6, double parabolic reflector, white steel body | 2424 | 47 | 60 |  | 100000/L80B10 | 3 | 8631 | 50.6 | 171 | 80+ | 4000 | 565.708
| DM1117932 | Etesian U LED1x9750 J113 T840 MMC LO4 | non-dimmable, I, IP40, IK05, UGR124,6, double parabolic reflector, white steel body | 2424 | 47 | 60 |  | 100000/L80B10 | 3 | 9948 | 59 | 169 | 80+ | 4000 | 565.708
| DM1117933 | Etesian U LED1x7300 J114 T840 MMC LO1 | non-dimmable, I, IP40, IK05, UGR146,9, double parabolic reflector, white steel body | 2982 | 47 | 60 |  | 100000/L80B10 | 3 | 7460 | 41.6 | 179 | 80+ | 4000 | 666.93
| DM1117934 | Etesian U LED1x9000 J115 T840 MMC LO2 | non-dimmable, I, IP40, IK05, UGR148,36, double parabolic reflector, white steel body | 2982 | 47 | 60 |  | 100000/L80B10 | 3 | 9154 | 52.4 | 175 | 80+ | 4000 | 673.552
| DM1117935 | Etesian U LED1x10600 J116 T840 MMC LO3 | non-dimmable, I, IP40, IK05, UGR148,36, double parabolic reflector, white steel body | 2982 | 47 | 60 |  | 100000/L80B10 | 3 | 10789 | 62.6 | 172 | 80+ | 4000 | 673.552
| DM1117936 | Etesian U LED1x12300 J117 T840 MMC LO4 | non-dimmable, I, IP40, IK05, UGR148,7, double parabolic reflector, white steel body | 2982 | 47 | 60 |  | 100000/L80B10 | 3 | 12564 | 73.3 | 171 | 80+ | 4000 | 675.1
| DM1117937 | Etesian U LED1x2950 J102 T830 WAC LO1 | non-dimmable, I, IP40, IK05, double parabolic reflector, white steel body | 1245 | 47 | 60 |  | 100000/L80B10 | 3 | 2283 | 17.6 | 130 | 80+ | 3000 | 376.637
| DM1117938 | Etesian U LED1x3600 J103 T830 WAC LO2 | non-dimmable, I, IP40, IK05, double parabolic reflector, white steel body | 1245 | 47 | 60 |  | 100000/L80B10 | 3 | 2802 | 21.9 | 128 | 80+ | 3000 | 376.637
| DM1117939 | Etesian U LED1x4250 J104 T830 WAC LO3 | non-dimmable, I, IP40, IK05, double parabolic reflector, white steel body | 1245 | 47 | 60 |  | 100000/L80B10 | 3 | 3302 | 26.1 | 127 | 80+ | 3000 | 376.637
| DM1117940 | Etesian U LED1x4900 J105 T830 WAC LO4 | non-dimmable, I, IP40, IK05, double parabolic reflector, white steel body | 1245 | 47 | 60 |  | 100000/L80B10 | 3 | 3805 | 30.8 | 124 | 80+ | 3000 | 355.739
| DM1117941 | Etesian U LED1x3650 J106 T830 WAC LO1 | non-dimmable, I, IP40, IK05, double parabolic reflector, white steel body | 1524 | 47 | 60 |  | 100000/L80B10 | 3 | 2854 | 21.7 | 132 | 80+ | 3000 | 455.37
| DM1117942 | Etesian U LED1x4500 J107 T830 WAC LO2 | non-dimmable, I, IP40, IK05, double parabolic reflector, white steel body | 1524 | 47 | 60 |  | 100000/L80B10 | 3 | 3502 | 26.8 | 131 | 80+ | 3000 | 455.37
| DM1117943 | Etesian U LED1x5300 J108 T830 WAC LO3 | non-dimmable, I, IP40, IK05, double parabolic reflector, white steel body | 1524 | 47 | 60 |  | 100000/L80B10 | 3 | 4127 | 32 | 129 | 80+ | 3000 | 455.37
| DM1117944 | Etesian U LED1x6150 J109 T830 WAC LO4 | non-dimmable, I, IP40, IK05, double parabolic reflector, white steel body | 1524 | 47 | 60 |  | 100000/L80B10 | 3 | 4806 | 37.8 | 127 | 80+ | 3000 | 434.515
| DM1117945 | Etesian U LED1x5850 J110 T830 WAC LO1 | non-dimmable, I, IP40, IK05, double parabolic reflector, white steel body | 2424 | 47 | 60 |  | 100000/L80B10 | 3 | 4566 | 33.3 | 137 | 80+ | 3000 | 699.868
| DM1117946 | Etesian U LED1x7200 J111 T830 WAC LO2 | non-dimmable, I, IP40, IK05, double parabolic reflector, white steel body | 2424 | 47 | 60 |  | 100000/L80B10 | 3 | 5603 | 41.9 | 134 | 80+ | 3000 | 699.868
| DM1117947 | Etesian U LED1x8450 J112 T830 WAC LO3 | non-dimmable, I, IP40, IK05, double parabolic reflector, white steel body | 2424 | 47 | 60 |  | 100000/L80B10 | 3 | 6604 | 50.6 | 131 | 80+ | 3000 | 706.404
| DM1117948 | Etesian U LED1x9750 J113 T830 WAC LO4 | non-dimmable, I, IP40, IK05, double parabolic reflector, white steel body | 2424 | 47 | 60 |  | 100000/L80B10 | 3 | 7611 | 59 | 129 | 80+ | 3000 | 706.404
| DM1117949 | Etesian U LED1x7300 J114 T830 WAC LO1 | non-dimmable, I, IP40, IK05, double parabolic reflector, white steel body | 2982 | 47 | 60 |  | 100000/L80B10 | 3 | 5708 | 41.6 | 137 | 80+ | 3000 | 842.413
| DM1117950 | Etesian U LED1x9000 J115 T830 WAC LO2 | non-dimmable, I, IP40, IK05, double parabolic reflector, white steel body | 2982 | 47 | 60 |  | 100000/L80B10 | 3 | 7004 | 52.4 | 134 | 80+ | 3000 | 848.734
| DM1117951 | Etesian U LED1x10600 J116 T830 WAC LO3 | non-dimmable, I, IP40, IK05, double parabolic reflector, white steel body | 2982 | 47 | 60 |  | 100000/L80B10 | 3 | 8255 | 62.6 | 132 | 80+ | 3000 | 848.734
| DM1117952 | Etesian U LED1x12300 J117 T830 WAC LO4 | non-dimmable, I, IP40, IK05, double parabolic reflector, white steel body | 2982 | 47 | 60 |  | 100000/L80B10 | 3 | 9612 | 73.3 | 131 | 80+ | 3000 | 850.325
| DM1117953 | Etesian U LED1x2950 J102 T840 WAC LO1 | non-dimmable, I, IP40, IK05, double parabolic reflector, white steel body | 1245 | 47 | 60 |  | 100000/L80B10 | 3 | 2407 | 17.6 | 137 | 80+ | 4000 | 376.637
| DM1117954 | Etesian U LED1x3600 J103 T840 WAC LO2 | non-dimmable, I, IP40, IK05, double parabolic reflector, white steel body | 1245 | 47 | 60 |  | 100000/L80B10 | 3 | 2953 | 21.9 | 135 | 80+ | 4000 | 376.637
| DM1117955 | Etesian U LED1x4250 J104 T840 WAC LO3 | non-dimmable, I, IP40, IK05, double parabolic reflector, white steel body | 1245 | 47 | 60 |  | 100000/L80B10 | 3 | 3480 | 26.1 | 133 | 80+ | 4000 | 376.637
| DM1117956 | Etesian U LED1x4900 J105 T840 WAC LO4 | non-dimmable, I, IP40, IK05, double parabolic reflector, white steel body | 1245 | 47 | 60 |  | 100000/L80B10 | 3 | 4011 | 30.8 | 130 | 80+ | 4000 | 355.739
| DM1117957 | Etesian U LED1x3650 J106 T840 WAC LO1 | non-dimmable, I, IP40, IK05, double parabolic reflector, white steel body | 1524 | 47 | 60 |  | 100000/L80B10 | 3 | 3008 | 21.7 | 139 | 80+ | 4000 | 455.37
| DM1117958 | Etesian U LED1x4500 J107 T840 WAC LO2 | non-dimmable, I, IP40, IK05, double parabolic reflector, white steel body | 1524 | 47 | 60 |  | 100000/L80B10 | 3 | 3691 | 26.8 | 138 | 80+ | 4000 | 455.37
| DM1117959 | Etesian U LED1x5300 J108 T840 WAC LO3 | non-dimmable, I, IP40, IK05, double parabolic reflector, white steel body | 1524 | 47 | 60 |  | 100000/L80B10 | 3 | 4350 | 32 | 136 | 80+ | 4000 | 455.37
| DM1117960 | Etesian U LED1x6150 J109 T840 WAC LO4 | non-dimmable, I, IP40, IK05, double parabolic reflector, white steel body | 1524 | 47 | 60 |  | 100000/L80B10 | 3 | 5066 | 37.8 | 134 | 80+ | 4000 | 434.515
| DM1117961 | Etesian U LED1x5850 J110 T840 WAC LO1 | non-dimmable, I, IP40, IK05, double parabolic reflector, white steel body | 2424 | 47 | 60 |  | 100000/L80B10 | 3 | 4813 | 33.3 | 145 | 80+ | 4000 | 699.868
| DM1117962 | Etesian U LED1x7200 J111 T840 WAC LO2 | non-dimmable, I, IP40, IK05, double parabolic reflector, white steel body | 2424 | 47 | 60 |  | 100000/L80B10 | 3 | 5906 | 41.9 | 141 | 80+ | 4000 | 699.868
| DM1117963 | Etesian U LED1x8450 J112 T840 WAC LO3 | non-dimmable, I, IP40, IK05, double parabolic reflector, white steel body | 2424 | 47 | 60 |  | 100000/L80B10 | 3 | 6961 | 50.6 | 138 | 80+ | 4000 | 706.404
| DM1117964 | Etesian U LED1x9750 J113 T840 WAC LO4 | non-dimmable, I, IP40, IK05, double parabolic reflector, white steel body | 2424 | 47 | 60 |  | 100000/L80B10 | 3 | 8022 | 59 | 136 | 80+ | 4000 | 706.404
| DM1117965 | Etesian U LED1x7300 J114 T840 WAC LO1 | non-dimmable, I, IP40, IK05, double parabolic reflector, white steel body | 2982 | 47 | 60 |  | 100000/L80B10 | 3 | 6016 | 41.6 | 145 | 80+ | 4000 | 842.413
| DM1117966 | Etesian U LED1x9000 J115 T840 WAC LO2 | non-dimmable, I, IP40, IK05, double parabolic reflector, white steel body | 2982 | 47 | 60 |  | 100000/L80B10 | 3 | 7382 | 52.4 | 141 | 80+ | 4000 | 848.734
| DM1117967 | Etesian U LED1x10600 J116 T840 WAC LO3 | non-dimmable, I, IP40, IK05, double parabolic reflector, white steel body | 2982 | 47 | 60 |  | 100000/L80B10 | 3 | 8701 | 62.6 | 139 | 80+ | 4000 | 848.734
| DM1117968 | Etesian U LED1x12300 J117 T840 WAC LO4 | non-dimmable, I, IP40, IK05, double parabolic reflector, white steel body | 2982 | 47 | 60 |  | 100000/L80B10 | 3 | 10132 | 73.3 | 138 | 80+ | 4000 | 850.325
Available options:
|  | T830 | Colour temperature 3000K, CRI 80+
|  | T840 | Colour temperature 4000K, CRI 80+
|  | WMC | White matt reflector with clear lens
|  | BMC | Black matt reflector with clear lens
|  | MGC | Metallic mirror finish reflector with clear lens
|  | MMC | Metallic matt reflector with clear lens
|  | WAC | Metallic mirror finish asymmetrical reflector with white shade and clear lens
|  | BAC | Metallic mirror finish asymmetrical reflector with black shade and clear lens
|  | LO1...4 | Light output level 1 to 4
|  | DALI | Driver with DALI interface and switch-control dimming | [11 empty] | 55
|  | EAIRB-M | Master luminaire with integrated smart sensor and driver with Bluetooth communication and grouping possibilities for lighting control | [11 empty] | 178.6212
*note - for EAIRB, EAIRB-M options ingress protection IP20
*note - the EAIRB sensor is positioned in the end of the luminaire for lengths up to 2000mm, and in the middle of the luminaire for lengths over 2000mm
|  | EAIRB-S | Slave luminaire with integrated EAIR type driver for lighting control | [11 empty] | 84.9483
*note - max system size 1x EAIRB-M + 3x EAIRB-S.
*note - max wire lenght from EAIRB-M to last EAIRB-S - 11m.
|  | BLT | Integrated wireless control unit and driver for lighting control via mobile device (via Bluetooth) | [11 empty] | 321.5448
|  | COR | Driver with Corridor function (never off) | [11 empty] | 76.6899
|  | COR1min | Driver with Corridor function 1min (switch off after 1 min.) | [11 empty] | 76.6899
|  | COR30min | Driver with Corridor function 30min (switch off after 30 min.) | [11 empty] | 76.6899
|  | PULL | Pull switch device, on/off | [11 empty] | 18.662
|  | PULLDIM | Pull switch device and driver with switch-control dimming | [11 empty] | 115.111
|  | PIR(BASIC) | Integrated PIR sensor with on-off control, basic version | [11 empty] | 23.435
|  | PIR BLT DALI2 | Integrated wireless PIR sensor with CASAMBI app control. Requires DALI power supply. | [11 empty] | 204.336
|  | EM3 | Emergency version 3 hours | [11 empty] | 90
|  | EM3A | Emergency version equipped with an autonomous testing system, 3 hours | [11 empty] | 162.798
|  | EM3D | Emergency version 3 hours with DALI interface | [11 empty] | 268.578
|  | CBF3-2.0m clear | Cable 3x0.75mm² for suspended luminaire up to 2.0 meters, transparent | [11 empty] | 17.286
|  | CBF3-3.0m clear | Cable 3x0.75mm² for suspended luminaire up to 3.0 meters, transparent | [11 empty] | 18.662
|  | CBF5-2.0m clear | Cable 5x0.75mm² for suspended luminaire up to 2.0 meters, transparent | [11 empty] | 21.629
|  | CBF5-3.0m clear | Cable 5x0.75mm² for suspended luminaire up to 3.0 meters, transparent | [11 empty] | 29.799
|  | 1LIN I-join L | Luminaire designed to in-line connection with join element - end/first luminaire (joint element not included). Through wired 3x1.5 mm² with two push-in terminal blocks | [11 empty] | 19.565
|  | 1LIN I-join LL | Luminaire designed to in-line connection with join element - intermediate luminaire (joint element not included). Through wired 3x1.5 mm² with two push-in terminal blocks | [11 empty] | 19.565
|  | RAL (J102...J105, OPTIONAL QNT. ≤10) | RAL colour from OPTIONAL RAL colours list. Order quantity ≤10 pcs. | [11 empty] | 17.716
|  | RAL (J106...J109, OPTIONAL QNT. ≤10) | RAL colour from OPTIONAL RAL colours list. Order quantity ≤10 pcs. | [11 empty] | 20.253
|  | RAL (J110...J113, OPTIONAL QNT. ≤10) | RAL colour from OPTIONAL RAL colours list. Order quantity ≤10 pcs. | [11 empty] | 30.444
|  | RAL (J114...J117, OPTIONAL QNT. ≤10) | RAL colour from OPTIONAL RAL colours list. Order quantity ≤10 pcs. | [11 empty] | 37.969
|  | RAL (J102...J105, OPTIONAL QNT. >10) | RAL colour from OPTIONAL RAL colours list. Order quantity >10 pcs. | [11 empty] | 5.977
|  | RAL (J106...J109, OPTIONAL QNT. >10) | RAL colour from OPTIONAL RAL colours list. Order quantity >10 pcs. | [11 empty] | 6.837
|  | RAL (J110...J113, OPTIONAL QNT. >10) | RAL colour from OPTIONAL RAL colours list. Order quantity >10 pcs. | [11 empty] | 10.234
|  | RAL (J114...J117, OPTIONAL QNT. >10) | RAL colour from OPTIONAL RAL colours list. Order quantity >10 pcs. | [11 empty] | 12.728
Available accessories:
| DM9031359 | Remote Control HRC-12 | Remote control unit, for ON/OFF applications | 123 | 50 | 13 | [8 empty] | 102.211
*note - compatible with options: PIR
| DM9022195 | Remote Control HRC-11 | Remote control unit, for DALI applications | 123 | 50 | 13 | [8 empty] | 102.211
*note - compatible with options: PIR; PIR DALI
| DM9033770 | I-JOIN MTG KIT Etesian S/U LED | "I" type join kit for connecting luminaires in-line, RAL9003S | [11 empty] | 17.071
| DM9002149 | Suspension MTG KIT SUSI | Suspension wire set "I" type, 1.5m adjustable, 1pcs | [11 empty] | 12.728
*note - at least 2pcs MTG KIT SUSI for one fitting required. For exact quantity please refer to installation manual
| DM9022161 | CAP4, light grey | Square decorative metal cap for hiding cable inlet with suspension wire attachment point, push-in terminals 3x1x1.5mm2, light grey | 60 | 60 | 27 | [8 empty] | 15.265
| DM9024862 | CAP4, white | Square decorative metal cap for hiding cable inlet with suspension wire attachment point, push-in terminals 3x1x1.5mm2, white | 60 | 60 | 27 | [8 empty] | 15.265
| DM9025036 | CAP4, black | Square decorative metal cap for hiding cable inlet with suspension wire attachment point, push-in terminals 3x1x1.5mm2, black | 60 | 60 | 27 | [8 empty] | 15.265
| DM9033621 | CAP5, light grey | Square decorative metal cap for hiding cable inlet with suspension wire attachment point, push-in terminals 5x1x1.5mm2, light grey | 70 | 70 | 27 | [8 empty] | 21.156
| DM9033622 | CAP5, white | Square decorative metal cap for hiding cable inlet with suspension wire attachment point, push-in terminals 5x1x1.5mm2, white | 70 | 70 | 27 | [8 empty] | 21.156
| DM9033623 | CAP5, black | Square decorative metal cap for hiding cable inlet with suspension wire attachment point, push-in terminals 5x1x1.5mm2, black | 70 | 70 | 27 | [8 empty] | 21.156
| DM9015094 | CAP cable 3x0.75 2.0m, clear | Cable 3x0.75mm² for suspended luminaire up to 2.0 meters, transparent | [11 empty] | 15.91
| DM9016341 | CAP cable clip D6.3mm SET clear | Cable and suspension wire clip set, 4pcs. For cable diameter up to 6,3mm and wire diameter 1mm | [11 empty] | 2.752
| DM1134276 | Etesian U LED1x2950/1450 J118 T830 WMC LG3 LO1 | non-dimmable, I, IP40, IK05, UGR≤16, double parabolic reflector, white steel body | 1245 | 47 | 78 |  | 100000/L80B10 | 3 | 4122 | 25.5 | 162 | 80+ | 3000 | 278.339
| DM1130558 | Etesian U LED1x3600/1750 J119 T830 WMC LG3 LO2 | non-dimmable, I, IP40, IK05, UGR≤16, double parabolic reflector, white steel body | 1245 | 47 | 78 |  | 100000/L80B10 | 3 | 5060 | 32.2 | 157 | 80+ | 3000 | 278.339
| DM1134277 | Etesian U LED1x4250/2050 J120 T830 WMC LG3 LO3 | non-dimmable, I, IP40, IK05, UGR≤16, double parabolic reflector, white steel body | 1245 | 47 | 78 |  | 100000/L80B10 | 3 | 5964 | 38.5 | 155 | 80+ | 3000 | 278.339
| DM1132197 | Etesian U LED1x4900/2400 J121 T830 WMC LG3 LO4 | non-dimmable, I, IP40, IK05, UGR≤16, double parabolic reflector, white steel body | 1245 | 47 | 78 |  | 100000/L80B10 | 3 | 6880 | 45.3 | 152 | 80+ | 3000 | 284.918
| DM1134278 | Etesian U LED1x3650/1700 J122 T830 WMC LG3 LO1 | non-dimmable, I, IP40, IK05, UGR≤16, double parabolic reflector, white steel body | 1524 | 47 | 78 |  | 100000/L80B10 | 3 | 5085 | 31.8 | 160 | 80+ | 3000 | 330.068
| DM1130559 | Etesian U LED1x4500/2100 J123 T830 WMC LG3 LO2 | non-dimmable, I, IP40, IK05, UGR≤16, double parabolic reflector, white steel body | 1524 | 47 | 78 |  | 100000/L80B10 | 3 | 6241 | 39.7 | 157 | 80+ | 3000 | 330.068
| DM1134279 | Etesian U LED1x5300/2500 J124 T830 WMC LG3 LO3 | non-dimmable, I, IP40, IK05, UGR≤16, double parabolic reflector, white steel body | 1524 | 47 | 78 |  | 100000/L80B10 | 3 | 7356 | 48 | 153 | 80+ | 3000 | 336.69
| DM1134280 | Etesian U LED1x6150/2850 J125 T830 WMC LG3 LO4 | non-dimmable, I, IP40, IK05, UGR≤16, double parabolic reflector, white steel body | 1524 | 47 | 78 |  | 100000/L80B10 | 3 | 8545 | 56.1 | 152 | 80+ | 3000 | 336.69
| DM1134281 | Etesian U LED1x5850/2850 J126 T830 WMC LG3 LO1 | non-dimmable, I, IP40, IK05, UGR≤16, double parabolic reflector, white steel body | 2424 | 47 | 78 |  | 100000/L80B10 | 3 | 8243 | 49.9 | 165 | 80+ | 3000 | 503.96
| DM1130560 | Etesian U LED1x7200/3500 J127 T830 WMC LG3 LO2 | non-dimmable, I, IP40, IK05, UGR≤16, double parabolic reflector, white steel body | 2424 | 47 | 78 |  | 100000/L80B10 | 3 | 10120 | 62.3 | 162 | 80+ | 3000 | 503.96
| DM1134282 | Etesian U LED1x8450/4100 J128 T830 WMC LG3 LO3 | non-dimmable, I, IP40, IK05, UGR≤16, double parabolic reflector, white steel body | 2424 | 47 | 78 |  | 100000/L80B10 | 3 | 11928 | 75.3 | 158 | 80+ | 3000 | 503.96
| DM1134283 | Etesian U LED1x9750/4750 J129 T830 WMC LG3 LO4 | non-dimmable, I, IP40, IK05, UGR≤16, double parabolic reflector, white steel body | 2424 | 47 | 78 |  | 100000/L80B10 | 3 | 13761 | 88.8 | 155 | 80+ | 3000 | 515.742
| DM1134284 | Etesian U LED1x7300/3400 J130 T830 WMC LG3 LO1 | non-dimmable, I, IP40, IK05, UGR≤16, double parabolic reflector, white steel body | 2982 | 47 | 78 |  | 100000/L80B10 | 3 | 10169 | 61.6 | 165 | 80+ | 3000 | 614.728
| DM1130561 | Etesian U LED1x9000/4200 J131 T830 WMC LG3 LO2 | non-dimmable, I, IP40, IK05, UGR≤16, double parabolic reflector, white steel body | 2982 | 47 | 78 |  | 100000/L80B10 | 3 | 12483 | 77.7 | 161 | 80+ | 3000 | 614.728
| DM1134285 | Etesian U LED1x10600/4950 J132 T830 WMC LG3 LO3 | non-dimmable, I, IP40, IK05, UGR≤16, double parabolic reflector, white steel body | 2982 | 47 | 78 |  | 100000/L80B10 | 3 | 14713 | 94 | 157 | 80+ | 3000 | 626.51
| DM1134286 | Etesian U LED1x12300/5700 J133 T830 WMC LG3 LO4 | non-dimmable, I, IP40, IK05, UGR≤16, double parabolic reflector, white steel body | 2982 | 47 | 78 |  | 100000/L80B10 | 3 | 17092 | 111.1 | 154 | 80+ | 3000 | 626.51
| DM1109791 | Etesian U LED1x2950/1450 J118 T840 WMC LG3 LO1 | non-dimmable, I, IP40, IK05, UGR≤16, double parabolic reflector, white steel body | 1245 | 47 | 78 |  | 100000/L80B10 | 3 | 4335 | 25.5 | 170 | 80+ | 4000 | 278.339
| DM1130554 | Etesian U LED1x3600/1750 J119 T840 WMC LG3 LO2 | non-dimmable, I, IP40, IK05, UGR≤16, double parabolic reflector, white steel body | 1245 | 47 | 78 |  | 100000/L80B10 | 3 | 5322 | 32.2 | 165 | 80+ | 4000 | 278.339
| DM1134287 | Etesian U LED1x4250/2050 J120 T840 WMC LG3 LO3 | non-dimmable, I, IP40, IK05, UGR≤16, double parabolic reflector, white steel body | 1245 | 47 | 78 |  | 100000/L80B10 | 3 | 6273 | 38.5 | 163 | 80+ | 4000 | 278.339
| DM1134288 | Etesian U LED1x4900/2400 J121 T840 WMC LG3 LO4 | non-dimmable, I, IP40, IK05, UGR≤16, double parabolic reflector, white steel body | 1245 | 47 | 78 |  | 100000/L80B10 | 3 | 7236 | 45.3 | 160 | 80+ | 4000 | 284.918
| DM1134289 | Etesian U LED1x3650/1700 J122 T840 WMC LG3 LO1 | non-dimmable, I, IP40, IK05, UGR≤16, double parabolic reflector, white steel body | 1524 | 47 | 78 |  | 100000/L80B10 | 3 | 5348 | 31.8 | 168 | 80+ | 4000 | 330.068
| DM1130555 | Etesian U LED1x4500/2100 J123 T840 WMC LG3 LO2 | non-dimmable, I, IP40, IK05, UGR≤16, double parabolic reflector, white steel body | 1524 | 47 | 78 |  | 100000/L80B10 | 3 | 6565 | 39.7 | 165 | 80+ | 4000 | 330.068
| DM1134290 | Etesian U LED1x5300/2500 J124 T840 WMC LG3 LO3 | non-dimmable, I, IP40, IK05, UGR≤16, double parabolic reflector, white steel body | 1524 | 47 | 78 |  | 100000/L80B10 | 3 | 7737 | 48 | 161 | 80+ | 4000 | 336.69
| DM1134291 | Etesian U LED1x6150/2850 J125 T840 WMC LG3 LO4 | non-dimmable, I, IP40, IK05, UGR≤16, double parabolic reflector, white steel body | 1524 | 47 | 78 |  | 100000/L80B10 | 3 | 8989 | 56.1 | 160 | 80+ | 4000 | 336.69
| DM1134292 | Etesian U LED1x5850/2850 J126 T840 WMC LG3 LO1 | non-dimmable, I, IP40, IK05, UGR≤16, double parabolic reflector, white steel body | 2424 | 47 | 78 |  | 100000/L80B10 | 3 | 8670 | 49.9 | 174 | 80+ | 4000 | 503.96
| DM1130556 | Etesian U LED1x7200/3500 J127 T840 WMC LG3 LO2 | non-dimmable, I, IP40, IK05, UGR≤16, double parabolic reflector, white steel body | 2424 | 47 | 78 |  | 100000/L80B10 | 3 | 10644 | 62.3 | 171 | 80+ | 4000 | 503.96
| DM1134293 | Etesian U LED1x8450/4100 J128 T840 WMC LG3 LO3 | non-dimmable, I, IP40, IK05, UGR≤16, double parabolic reflector, white steel body | 2424 | 47 | 78 |  | 100000/L80B10 | 3 | 12546 | 75.3 | 167 | 80+ | 4000 | 503.96
| DM1134294 | Etesian U LED1x9750/4750 J129 T840 WMC LG3 LO4 | non-dimmable, I, IP40, IK05, UGR≤16, double parabolic reflector, white steel body | 2424 | 47 | 78 |  | 100000/L80B10 | 3 | 14473 | 88.8 | 163 | 80+ | 4000 | 515.742
| DM1134295 | Etesian U LED1x7300/3400 J130 T840 WMC LG3 LO1 | non-dimmable, I, IP40, IK05, UGR≤16, double parabolic reflector, white steel body | 2982 | 47 | 78 |  | 100000/L80B10 | 3 | 10695 | 61.6 | 174 | 80+ | 4000 | 614.728
| DM1130557 | Etesian U LED1x9000/4200 J131 T840 WMC LG3 LO2 | non-dimmable, I, IP40, IK05, UGR≤16, double parabolic reflector, white steel body | 2982 | 47 | 78 |  | 100000/L80B10 | 3 | 13129 | 77.7 | 169 | 80+ | 4000 | 614.728
| DM1134296 | Etesian U LED1x10600/4950 J132 T840 WMC LG3 LO3 | non-dimmable, I, IP40, IK05, UGR≤16, double parabolic reflector, white steel body | 2982 | 47 | 78 |  | 100000/L80B10 | 3 | 15475 | 94 | 165 | 80+ | 4000 | 626.51
| DM1134297 | Etesian U LED1x12300/5700 J133 T840 WMC LG3 LO4 | non-dimmable, I, IP40, IK05, UGR≤16, double parabolic reflector, white steel body | 2982 | 47 | 78 |  | 100000/L80B10 | 3 | 17977 | 111.1 | 162 | 80+ | 4000 | 626.51
| DM1134299 | Etesian U LED1x2700/1450 J118 T830 BMC LG3 LO1 | non-dimmable, I, IP40, IK05, UGR≤16, double parabolic reflector, white steel body | 1245 | 47 | 78 |  | 100000/L80B10 | 3 | 3848 | 25.5 | 151 | 80+ | 3000 | 278.339
| DM1134299 | Etesian U LED1x3350/1750 J119 T830 BMC LG3 LO2 | non-dimmable, I, IP40, IK05, UGR≤16, double parabolic reflector, white steel body | 1245 | 47 | 78 |  | 100000/L80B10 | 3 | 4724 | 32.2 | 147 | 80+ | 3000 | 278.339
| DM1134301 | Etesian U LED1x3900/2050 J120 T830 BMC LG3 LO3 | non-dimmable, I, IP40, IK05, UGR≤16, double parabolic reflector, white steel body | 1245 | 47 | 78 |  | 100000/L80B10 | 3 | 5568 | 38.5 | 145 | 80+ | 3000 | 278.339
| DM1134302 | Etesian U LED1x4500/2400 J121 T830 BMC LG3 LO4 | non-dimmable, I, IP40, IK05, UGR≤16, double parabolic reflector, white steel body | 1245 | 47 | 78 |  | 100000/L80B10 | 3 | 6424 | 45.3 | 142 | 80+ | 3000 | 284.918
| DM1134303 | Etesian U LED1x3400/1700 J122 T830 BMC LG3 LO1 | non-dimmable, I, IP40, IK05, UGR≤16, double parabolic reflector, white steel body | 1524 | 47 | 78 |  | 100000/L80B10 | 3 | 4742 | 31.8 | 149 | 80+ | 3000 | 330.068
| DM1134304 | Etesian U LED1x4150/2100 J123 T830 BMC LG3 LO2 | non-dimmable, I, IP40, IK05, UGR≤16, double parabolic reflector, white steel body | 1524 | 47 | 78 |  | 100000/L80B10 | 3 | 5821 | 39.7 | 147 | 80+ | 3000 | 330.068
| DM1134305 | Etesian U LED1x4900/2500 J124 T830 BMC LG3 LO3 | non-dimmable, I, IP40, IK05, UGR≤16, double parabolic reflector, white steel body | 1524 | 47 | 78 |  | 100000/L80B10 | 3 | 6861 | 48 | 143 | 80+ | 3000 | 336.69
| DM1134306 | Etesian U LED1x5700/2850 J125 T830 BMC LG3 LO4 | non-dimmable, I, IP40, IK05, UGR≤16, double parabolic reflector, white steel body | 1524 | 47 | 78 |  | 100000/L80B10 | 3 | 7969 | 56.1 | 142 | 80+ | 3000 | 336.69
| DM1134307 | Etesian U LED1x5400/2850 J126 T830 BMC LG3 LO1 | non-dimmable, I, IP40, IK05, UGR≤16, double parabolic reflector, white steel body | 2424 | 47 | 78 |  | 100000/L80B10 | 3 | 7696 | 49.9 | 154 | 80+ | 3000 | 503.96
| DM1134308 | Etesian U LED1x6650/3500 J127 T830 BMC LG3 LO2 | non-dimmable, I, IP40, IK05, UGR≤16, double parabolic reflector, white steel body | 2424 | 47 | 78 |  | 100000/L80B10 | 3 | 9448 | 62.3 | 152 | 80+ | 3000 | 503.96
| DM1134309 | Etesian U LED1x7800/4100 J128 T830 BMC LG3 LO3 | non-dimmable, I, IP40, IK05, UGR≤16, double parabolic reflector, white steel body | 2424 | 47 | 78 |  | 100000/L80B10 | 3 | 11136 | 75.3 | 148 | 80+ | 3000 | 503.96
| DM1134310 | Etesian U LED1x9000/4750 J129 T830 BMC LG3 LO4 | non-dimmable, I, IP40, IK05, UGR≤16, double parabolic reflector, white steel body | 2424 | 47 | 78 |  | 100000/L80B10 | 3 | 12847 | 88.8 | 145 | 80+ | 3000 | 515.742
| DM1134311 | Etesian U LED1x6750/3400 J130 T830 BMC LG3 LO1 | non-dimmable, I, IP40, IK05, UGR≤16, double parabolic reflector, white steel body | 2982 | 47 | 78 |  | 100000/L80B10 | 3 | 9484 | 61.6 | 154 | 80+ | 3000 | 614.728
| DM1134312 | Etesian U LED1x8300/4200 J131 T830 BMC LG3 LO2 | non-dimmable, I, IP40, IK05, UGR≤16, double parabolic reflector, white steel body | 2982 | 47 | 78 |  | 100000/L80B10 | 3 | 11643 | 77.7 | 150 | 80+ | 3000 | 614.728
| DM1134313 | Etesian U LED1x9750/4950 J132 T830 BMC LG3 LO3 | non-dimmable, I, IP40, IK05, UGR≤16, double parabolic reflector, white steel body | 2982 | 47 | 78 |  | 100000/L80B10 | 3 | 13722 | 94 | 146 | 80+ | 3000 | 626.51
| DM1134314 | Etesian U LED1x11350/5700 J133 T830 BMC LG3 LO4 | non-dimmable, I, IP40, IK05, UGR≤16, double parabolic reflector, white steel body | 2982 | 47 | 78 |  | 100000/L80B10 | 3 | 15939 | 111.1 | 143 | 80+ | 3000 | 626.51
| DM1134315 | Etesian U LED1x2700/1450 J118 T840 BMC LG3 LO1 | non-dimmable, I, IP40, IK05, UGR≤16, double parabolic reflector, white steel body | 1245 | 47 | 78 |  | 100000/L80B10 | 3 | 4046 | 25.5 | 159 | 80+ | 4000 | 278.339
| DM1134316 | Etesian U LED1x3350/1750 J119 T840 BMC LG3 LO2 | non-dimmable, I, IP40, IK05, UGR≤16, double parabolic reflector, white steel body | 1245 | 47 | 78 |  | 100000/L80B10 | 3 | 4968 | 32.2 | 154 | 80+ | 4000 | 278.339
| DM1134317 | Etesian U LED1x3900/2050 J120 T840 BMC LG3 LO3 | non-dimmable, I, IP40, IK05, UGR≤16, double parabolic reflector, white steel body | 1245 | 47 | 78 |  | 100000/L80B10 | 3 | 5855 | 38.5 | 152 | 80+ | 4000 | 278.339
| DM1134318 | Etesian U LED1x4500/2400 J121 T840 BMC LG3 LO4 | non-dimmable, I, IP40, IK05, UGR≤16, double parabolic reflector, white steel body | 1245 | 47 | 78 |  | 100000/L80B10 | 3 | 6755 | 45.3 | 149 | 80+ | 4000 | 284.918
| DM1134319 | Etesian U LED1x3400/1700 J122 T840 BMC LG3 LO1 | non-dimmable, I, IP40, IK05, UGR≤16, double parabolic reflector, white steel body | 1524 | 47 | 78 |  | 100000/L80B10 | 3 | 4987 | 31.8 | 157 | 80+ | 4000 | 330.068
| DM1134320 | Etesian U LED1x4150/2100 J123 T840 BMC LG3 LO2 | non-dimmable, I, IP40, IK05, UGR≤16, double parabolic reflector, white steel body | 1524 | 47 | 78 |  | 100000/L80B10 | 3 | 6122 | 39.7 | 154 | 80+ | 4000 | 330.068
| DM1134321 | Etesian U LED1x4900/2500 J124 T840 BMC LG3 LO3 | non-dimmable, I, IP40, IK05, UGR≤16, double parabolic reflector, white steel body | 1524 | 47 | 78 |  | 100000/L80B10 | 3 | 7215 | 48 | 150 | 80+ | 4000 | 336.69
| DM1134322 | Etesian U LED1x5700/2850 J125 T840 BMC LG3 LO4 | non-dimmable, I, IP40, IK05, UGR≤16, double parabolic reflector, white steel body | 1524 | 47 | 78 |  | 100000/L80B10 | 3 | 8381 | 56.1 | 149 | 80+ | 4000 | 336.69
| DM1134323 | Etesian U LED1x5400/2850 J126 T840 BMC LG3 LO1 | non-dimmable, I, IP40, IK05, UGR≤16, double parabolic reflector, white steel body | 2424 | 47 | 78 |  | 100000/L80B10 | 3 | 8092 | 49.9 | 162 | 80+ | 4000 | 503.96
| DM1134324 | Etesian U LED1x6650/3500 J127 T840 BMC LG3 LO2 | non-dimmable, I, IP40, IK05, UGR≤16, double parabolic reflector, white steel body | 2424 | 47 | 78 |  | 100000/L80B10 | 3 | 9935 | 62.3 | 159 | 80+ | 4000 | 503.96
| DM1134325 | Etesian U LED1x7800/4100 J128 T840 BMC LG3 LO3 | non-dimmable, I, IP40, IK05, UGR≤16, double parabolic reflector, white steel body | 2424 | 47 | 78 |  | 100000/L80B10 | 3 | 11710 | 75.3 | 156 | 80+ | 4000 | 503.96
| DM1134326 | Etesian U LED1x9000/4750 J129 T840 BMC LG3 LO4 | non-dimmable, I, IP40, IK05, UGR≤16, double parabolic reflector, white steel body | 2424 | 47 | 78 |  | 100000/L80B10 | 3 | 13510 | 88.8 | 152 | 80+ | 4000 | 515.742
| DM1134327 | Etesian U LED1x6750/3400 J130 T840 BMC LG3 LO1 | non-dimmable, I, IP40, IK05, UGR≤16, double parabolic reflector, white steel body | 2982 | 47 | 78 |  | 100000/L80B10 | 3 | 9973 | 61.6 | 162 | 80+ | 4000 | 614.728
| DM1134328 | Etesian U LED1x8300/4200 J131 T840 BMC LG3 LO2 | non-dimmable, I, IP40, IK05, UGR≤16, double parabolic reflector, white steel body | 2982 | 47 | 78 |  | 100000/L80B10 | 3 | 12243 | 77.7 | 158 | 80+ | 4000 | 614.728
| DM1134329 | Etesian U LED1x9750/4950 J132 T840 BMC LG3 LO3 | non-dimmable, I, IP40, IK05, UGR≤16, double parabolic reflector, white steel body | 2982 | 47 | 78 |  | 100000/L80B10 | 3 | 14431 | 94 | 154 | 80+ | 4000 | 626.51
| DM1134330 | Etesian U LED1x11350/5700 J133 T840 BMC LG3 LO4 | non-dimmable, I, IP40, IK05, UGR≤16, double parabolic reflector, white steel body | 2982 | 47 | 78 |  | 100000/L80B10 | 3 | 16762 | 111.1 | 151 | 80+ | 4000 | 626.51
| DM1117969 | Etesian U LED1x2950/1450 J118 T830 MGC LG3 LO1 | non-dimmable, I, IP40, IK05, UGR≤16, double parabolic reflector, white steel body | 1245 | 47 | 78 |  | 100000/L80B10 | 3 | 4244 | 25.5 | 166 | 80+ | 3000 | 353.245
| DM1117970 | Etesian U LED1x3600/1750 J119 T830 MGC LG3 LO2 | non-dimmable, I, IP40, IK05, UGR≤16, double parabolic reflector, white steel body | 1245 | 47 | 78 |  | 100000/L80B10 | 3 | 5210 | 32.2 | 162 | 80+ | 3000 | 353.245
| DM1117971 | Etesian U LED1x4250/2050 J120 T830 MGC LG3 LO3 | non-dimmable, I, IP40, IK05, UGR≤16, double parabolic reflector, white steel body | 1245 | 47 | 78 |  | 100000/L80B10 | 3 | 6140 | 38.5 | 159 | 80+ | 3000 | 353.245
| DM1117972 | Etesian U LED1x4900/2400 J121 T830 MGC LG3 LO4 | non-dimmable, I, IP40, IK05, UGR≤16, double parabolic reflector, white steel body | 1245 | 47 | 78 |  | 100000/L80B10 | 3 | 7083 | 45.3 | 156 | 80+ | 3000 | 359.566
| DM1117973 | Etesian U LED1x3650/1700 J122 T830 MGC LG3 LO1 | non-dimmable, I, IP40, IK05, UGR≤16, double parabolic reflector, white steel body | 1524 | 47 | 78 |  | 100000/L80B10 | 3 | 5237 | 31.8 | 165 | 80+ | 3000 | 424.926
| DM1117974 | Etesian U LED1x4500/2100 J123 T830 MGC LG3 LO2 | non-dimmable, I, IP40, IK05, UGR≤16, double parabolic reflector, white steel body | 1524 | 47 | 78 |  | 100000/L80B10 | 3 | 6428 | 39.7 | 162 | 80+ | 3000 | 424.926
| DM1117975 | Etesian U LED1x5300/2500 J124 T830 MGC LG3 LO3 | non-dimmable, I, IP40, IK05, UGR≤16, double parabolic reflector, white steel body | 1524 | 47 | 78 |  | 100000/L80B10 | 3 | 7576 | 48 | 158 | 80+ | 3000 | 431.333
| DM1117976 | Etesian U LED1x6150/2850 J125 T830 MGC LG3 LO4 | non-dimmable, I, IP40, IK05, UGR≤16, double parabolic reflector, white steel body | 1524 | 47 | 78 |  | 100000/L80B10 | 3 | 8802 | 56.1 | 157 | 80+ | 3000 | 431.333
| DM1117977 | Etesian U LED1x5850/2850 J126 T830 MGC LG3 LO1 | non-dimmable, I, IP40, IK05, UGR≤16, double parabolic reflector, white steel body | 2424 | 47 | 78 |  | 100000/L80B10 | 3 | 8487 | 49.9 | 170 | 80+ | 3000 | 657.384
| DM1117978 | Etesian U LED1x7200/3500 J127 T830 MGC LG3 LO2 | non-dimmable, I, IP40, IK05, UGR≤16, double parabolic reflector, white steel body | 2424 | 47 | 78 |  | 100000/L80B10 | 3 | 10419 | 62.3 | 167 | 80+ | 3000 | 657.384
| DM1117979 | Etesian U LED1x8450/4100 J128 T830 MGC LG3 LO3 | non-dimmable, I, IP40, IK05, UGR≤16, double parabolic reflector, white steel body | 2424 | 47 | 78 |  | 100000/L80B10 | 3 | 12281 | 75.3 | 163 | 80+ | 3000 | 657.384
| DM1117980 | Etesian U LED1x9750/4750 J129 T830 MGC LG3 LO4 | non-dimmable, I, IP40, IK05, UGR≤16, double parabolic reflector, white steel body | 2424 | 47 | 78 |  | 100000/L80B10 | 3 | 14166 | 88.8 | 160 | 80+ | 3000 | 667.833
| DM1117981 | Etesian U LED1x7300/3400 J130 T830 MGC LG3 LO1 | non-dimmable, I, IP40, IK05, UGR≤16, double parabolic reflector, white steel body | 2982 | 47 | 78 |  | 100000/L80B10 | 3 | 10473 | 61.6 | 170 | 80+ | 3000 | 806.078
| DM1117982 | Etesian U LED1x9000/4200 J131 T830 MGC LG3 LO2 | non-dimmable, I, IP40, IK05, UGR≤16, double parabolic reflector, white steel body | 2982 | 47 | 78 |  | 100000/L80B10 | 3 | 12857 | 77.7 | 165 | 80+ | 3000 | 806.078
| DM1117983 | Etesian U LED1x10600/4950 J132 T830 MGC LG3 LO3 | non-dimmable, I, IP40, IK05, UGR≤16, double parabolic reflector, white steel body | 2982 | 47 | 78 |  | 100000/L80B10 | 3 | 15153 | 94 | 161 | 80+ | 3000 | 817.43
| DM1117984 | Etesian U LED1x12300/5700 J133 T830 MGC LG3 LO4 | non-dimmable, I, IP40, IK05, UGR≤16, double parabolic reflector, white steel body | 2982 | 47 | 78 |  | 100000/L80B10 | 3 | 17605 | 111.1 | 158 | 80+ | 3000 | 817.43
| DM1117985 | Etesian U LED1x2950/1450 J118 T840 MGC LG3 LO1 | non-dimmable, I, IP40, IK05, UGR≤16, double parabolic reflector, white steel body | 1245 | 47 | 78 |  | 100000/L80B10 | 3 | 4463 | 25.5 | 175 | 80+ | 4000 | 353.245
| DM1117986 | Etesian U LED1x3600/1750 J119 T840 MGC LG3 LO2 | non-dimmable, I, IP40, IK05, UGR≤16, double parabolic reflector, white steel body | 1245 | 47 | 78 |  | 100000/L80B10 | 3 | 5479 | 32.2 | 170 | 80+ | 4000 | 353.245
| DM1117987 | Etesian U LED1x4250/2050 J120 T840 MGC LG3 LO3 | non-dimmable, I, IP40, IK05, UGR≤16, double parabolic reflector, white steel body | 1245 | 47 | 78 |  | 100000/L80B10 | 3 | 6458 | 38.5 | 168 | 80+ | 4000 | 353.245
| DM1117988 | Etesian U LED1x4900/2400 J121 T840 MGC LG3 LO4 | non-dimmable, I, IP40, IK05, UGR≤16, double parabolic reflector, white steel body | 1245 | 47 | 78 |  | 100000/L80B10 | 3 | 7450 | 45.3 | 164 | 80+ | 4000 | 359.566
| DM1117989 | Etesian U LED1x3650/1700 J122 T840 MGC LG3 LO1 | non-dimmable, I, IP40, IK05, UGR≤16, double parabolic reflector, white steel body | 1524 | 47 | 78 |  | 100000/L80B10 | 3 | 5508 | 31.8 | 173 | 80+ | 4000 | 424.926
| DM1117990 | Etesian U LED1x4500/2100 J123 T840 MGC LG3 LO2 | non-dimmable, I, IP40, IK05, UGR≤16, double parabolic reflector, white steel body | 1524 | 47 | 78 |  | 100000/L80B10 | 3 | 6762 | 39.7 | 170 | 80+ | 4000 | 424.926
| DM1117991 | Etesian U LED1x5300/2500 J124 T840 MGC LG3 LO3 | non-dimmable, I, IP40, IK05, UGR≤16, double parabolic reflector, white steel body | 1524 | 47 | 78 |  | 100000/L80B10 | 3 | 7970 | 48 | 166 | 80+ | 4000 | 431.333
| DM1117992 | Etesian U LED1x6150/2850 J125 T840 MGC LG3 LO4 | non-dimmable, I, IP40, IK05, UGR≤16, double parabolic reflector, white steel body | 1524 | 47 | 78 |  | 100000/L80B10 | 3 | 9259 | 56.1 | 165 | 80+ | 4000 | 431.333
| DM1117993 | Etesian U LED1x5850/2850 J126 T840 MGC LG3 LO1 | non-dimmable, I, IP40, IK05, UGR≤16, double parabolic reflector, white steel body | 2424 | 47 | 78 |  | 100000/L80B10 | 3 | 8927 | 49.9 | 179 | 80+ | 4000 | 657.384
| DM1117994 | Etesian U LED1x7200/3500 J127 T840 MGC LG3 LO2 | non-dimmable, I, IP40, IK05, UGR≤16, double parabolic reflector, white steel body | 2424 | 47 | 78 |  | 100000/L80B10 | 3 | 10959 | 62.3 | 176 | 80+ | 4000 | 657.384
| DM1117995 | Etesian U LED1x8450/4100 J128 T840 MGC LG3 LO3 | non-dimmable, I, IP40, IK05, UGR≤16, double parabolic reflector, white steel body | 2424 | 47 | 78 |  | 100000/L80B10 | 3 | 12917 | 75.3 | 172 | 80+ | 4000 | 657.384
| DM1117996 | Etesian U LED1x9750/4750 J129 T840 MGC LG3 LO4 | non-dimmable, I, IP40, IK05, UGR≤16, double parabolic reflector, white steel body | 2424 | 47 | 78 |  | 100000/L80B10 | 3 | 14901 | 88.8 | 168 | 80+ | 4000 | 667.833
| DM1117997 | Etesian U LED1x7300/3400 J130 T840 MGC LG3 LO1 | non-dimmable, I, IP40, IK05, UGR≤16, double parabolic reflector, white steel body | 2982 | 47 | 78 |  | 100000/L80B10 | 3 | 11016 | 61.6 | 179 | 80+ | 4000 | 806.078
| DM1117998 | Etesian U LED1x9000/4200 J131 T840 MGC LG3 LO2 | non-dimmable, I, IP40, IK05, UGR≤16, double parabolic reflector, white steel body | 2982 | 47 | 78 |  | 100000/L80B10 | 3 | 13523 | 77.7 | 174 | 80+ | 4000 | 806.078
| DM1117999 | Etesian U LED1x10600/4950 J132 T840 MGC LG3 LO3 | non-dimmable, I, IP40, IK05, UGR≤16, double parabolic reflector, white steel body | 2982 | 47 | 78 |  | 100000/L80B10 | 3 | 15939 | 94 | 170 | 80+ | 4000 | 817.43
| DM1118000 | Etesian U LED1x12300/5700 J133 T840 MGC LG3 LO4 | non-dimmable, I, IP40, IK05, UGR≤16, double parabolic reflector, white steel body | 2982 | 47 | 78 |  | 100000/L80B10 | 3 | 18518 | 111.1 | 167 | 80+ | 4000 | 817.43
| DM1118001 | Etesian U LED1x2950/1450 J118 T830 MMC LG3 LO1 | non-dimmable, I, IP40, IK05, UGR≤16, double parabolic reflector, white steel body | 1245 | 47 | 78 |  | 100000/L80B10 | 3 | 4183 | 25.5 | 164 | 80+ | 3000 | 356.427
| DM1118002 | Etesian U LED1x3600/1750 J119 T830 MMC LG3 LO2 | non-dimmable, I, IP40, IK05, UGR≤16, double parabolic reflector, white steel body | 1245 | 47 | 78 |  | 100000/L80B10 | 3 | 5135 | 32.2 | 159 | 80+ | 3000 | 356.427
| DM1118003 | Etesian U LED1x4250/2050 J120 T830 MMC LG3 LO3 | non-dimmable, I, IP40, IK05, UGR≤16, double parabolic reflector, white steel body | 1245 | 47 | 78 |  | 100000/L80B10 | 3 | 6052 | 38.5 | 157 | 80+ | 3000 | 356.427
| DM1118004 | Etesian U LED1x4900/2400 J121 T830 MMC LG3 LO4 | non-dimmable, I, IP40, IK05, UGR≤16, double parabolic reflector, white steel body | 1245 | 47 | 78 |  | 100000/L80B10 | 3 | 6982 | 45.3 | 154 | 80+ | 3000 | 363.006
| DM1118005 | Etesian U LED1x3650/1700 J122 T830 MMC LG3 LO1 | non-dimmable, I, IP40, IK05, UGR≤16, double parabolic reflector, white steel body | 1524 | 47 | 78 |  | 100000/L80B10 | 3 | 5161 | 31.8 | 162 | 80+ | 3000 | 428.839
| DM1118006 | Etesian U LED1x4500/2100 J123 T830 MMC LG3 LO2 | non-dimmable, I, IP40, IK05, UGR≤16, double parabolic reflector, white steel body | 1524 | 47 | 78 |  | 100000/L80B10 | 3 | 6334 | 39.7 | 160 | 80+ | 3000 | 428.839
| DM1118007 | Etesian U LED1x5300/2500 J124 T830 MMC LG3 LO3 | non-dimmable, I, IP40, IK05, UGR≤16, double parabolic reflector, white steel body | 1524 | 47 | 78 |  | 100000/L80B10 | 3 | 7466 | 48 | 156 | 80+ | 3000 | 435.375
| DM1118008 | Etesian U LED1x6150/2850 J125 T830 MMC LG3 LO4 | non-dimmable, I, IP40, IK05, UGR≤16, double parabolic reflector, white steel body | 1524 | 47 | 78 |  | 100000/L80B10 | 3 | 8674 | 56.1 | 155 | 80+ | 3000 | 435.375
| DM1118009 | Etesian U LED1x5850/2850 J126 T830 MMC LG3 LO1 | non-dimmable, I, IP40, IK05, UGR≤16, double parabolic reflector, white steel body | 2424 | 47 | 78 |  | 100000/L80B10 | 3 | 8365 | 49.9 | 168 | 80+ | 3000 | 663.748
| DM1118010 | Etesian U LED1x7200/3500 J127 T830 MMC LG3 LO2 | non-dimmable, I, IP40, IK05, UGR≤16, double parabolic reflector, white steel body | 2424 | 47 | 78 |  | 100000/L80B10 | 3 | 10270 | 62.3 | 165 | 80+ | 3000 | 663.748
| DM1118011 | Etesian U LED1x8450/4100 J128 T830 MMC LG3 LO3 | non-dimmable, I, IP40, IK05, UGR≤16, double parabolic reflector, white steel body | 2424 | 47 | 78 |  | 100000/L80B10 | 3 | 12105 | 75.3 | 161 | 80+ | 3000 | 663.748
| DM1118012 | Etesian U LED1x9750/4750 J129 T830 MMC LG3 LO4 | non-dimmable, I, IP40, IK05, UGR≤16, double parabolic reflector, white steel body | 2424 | 47 | 78 |  | 100000/L80B10 | 3 | 13963 | 88.8 | 157 | 80+ | 3000 | 674.197
| DM1118013 | Etesian U LED1x7300/3400 J130 T830 MMC LG3 LO1 | non-dimmable, I, IP40, IK05, UGR≤16, double parabolic reflector, white steel body | 2982 | 47 | 78 |  | 100000/L80B10 | 3 | 10321 | 61.6 | 168 | 80+ | 3000 | 814.248
| DM1118014 | Etesian U LED1x9000/4200 J131 T830 MMC LG3 LO2 | non-dimmable, I, IP40, IK05, UGR≤16, double parabolic reflector, white steel body | 2982 | 47 | 78 |  | 100000/L80B10 | 3 | 12670 | 77.7 | 163 | 80+ | 3000 | 814.248
| DM1118015 | Etesian U LED1x10600/4950 J132 T830 MMC LG3 LO3 | non-dimmable, I, IP40, IK05, UGR≤16, double parabolic reflector, white steel body | 2982 | 47 | 78 |  | 100000/L80B10 | 3 | 14933 | 94 | 159 | 80+ | 3000 | 825.385
| DM1118016 | Etesian U LED1x12300/5700 J133 T830 MMC LG3 LO4 | non-dimmable, I, IP40, IK05, UGR≤16, double parabolic reflector, white steel body | 2982 | 47 | 78 |  | 100000/L80B10 | 3 | 17348 | 111.1 | 156 | 80+ | 3000 | 825.385
| DM1118017 | Etesian U LED1x2950/1450 J118 T840 MMC LG3 LO1 | non-dimmable, I, IP40, IK05, UGR≤16, double parabolic reflector, white steel body | 1245 | 47 | 78 |  | 100000/L80B10 | 3 | 4399 | 25.5 | 173 | 80+ | 4000 | 356.427
| DM1118018 | Etesian U LED1x3600/1750 J119 T840 MMC LG3 LO2 | non-dimmable, I, IP40, IK05, UGR≤16, double parabolic reflector, white steel body | 1245 | 47 | 78 |  | 100000/L80B10 | 3 | 5401 | 32.2 | 168 | 80+ | 4000 | 356.427
| DM1118019 | Etesian U LED1x4250/2050 J120 T840 MMC LG3 LO3 | non-dimmable, I, IP40, IK05, UGR≤16, double parabolic reflector, white steel body | 1245 | 47 | 78 |  | 100000/L80B10 | 3 | 6366 | 38.5 | 165 | 80+ | 4000 | 356.427
| DM1118020 | Etesian U LED1x4900/2400 J121 T840 MMC LG3 LO4 | non-dimmable, I, IP40, IK05, UGR≤16, double parabolic reflector, white steel body | 1245 | 47 | 78 |  | 100000/L80B10 | 3 | 7343 | 45.3 | 162 | 80+ | 4000 | 363.006
| DM1118021 | Etesian U LED1x3650/1700 J122 T840 MMC LG3 LO1 | non-dimmable, I, IP40, IK05, UGR≤16, double parabolic reflector, white steel body | 1524 | 47 | 78 |  | 100000/L80B10 | 3 | 5428 | 31.8 | 171 | 80+ | 4000 | 428.839
| DM1118022 | Etesian U LED1x4500/2100 J123 T840 MMC LG3 LO2 | non-dimmable, I, IP40, IK05, UGR≤16, double parabolic reflector, white steel body | 1524 | 47 | 78 |  | 100000/L80B10 | 3 | 6663 | 39.7 | 168 | 80+ | 4000 | 428.839
| DM1118023 | Etesian U LED1x5300/2500 J124 T840 MMC LG3 LO3 | non-dimmable, I, IP40, IK05, UGR≤16, double parabolic reflector, white steel body | 1524 | 47 | 78 |  | 100000/L80B10 | 3 | 7854 | 48 | 164 | 80+ | 4000 | 435.375
| DM1118024 | Etesian U LED1x6150/2850 J125 T840 MMC LG3 LO4 | non-dimmable, I, IP40, IK05, UGR≤16, double parabolic reflector, white steel body | 1524 | 47 | 78 |  | 100000/L80B10 | 3 | 9124 | 56.1 | 163 | 80+ | 4000 | 435.375
| DM1118025 | Etesian U LED1x5850/2850 J126 T840 MMC LG3 LO1 | non-dimmable, I, IP40, IK05, UGR≤16, double parabolic reflector, white steel body | 2424 | 47 | 78 |  | 100000/L80B10 | 3 | 8798 | 49.9 | 176 | 80+ | 4000 | 663.748
| DM1118026 | Etesian U LED1x7200/3500 J127 T840 MMC LG3 LO2 | non-dimmable, I, IP40, IK05, UGR≤16, double parabolic reflector, white steel body | 2424 | 47 | 78 |  | 100000/L80B10 | 3 | 10801 | 62.3 | 173 | 80+ | 4000 | 663.748
| DM1118027 | Etesian U LED1x8450/4100 J128 T840 MMC LG3 LO3 | non-dimmable, I, IP40, IK05, UGR≤16, double parabolic reflector, white steel body | 2424 | 47 | 78 |  | 100000/L80B10 | 3 | 12731 | 75.3 | 169 | 80+ | 4000 | 663.748
| DM1118028 | Etesian U LED1x9750/4750 J129 T840 MMC LG3 LO4 | non-dimmable, I, IP40, IK05, UGR≤16, double parabolic reflector, white steel body | 2424 | 47 | 78 |  | 100000/L80B10 | 3 | 14687 | 88.8 | 165 | 80+ | 4000 | 674.197
| DM1118029 | Etesian U LED1x7300/3400 J130 T840 MMC LG3 LO1 | non-dimmable, I, IP40, IK05, UGR≤16, double parabolic reflector, white steel body | 2982 | 47 | 78 |  | 100000/L80B10 | 3 | 10855 | 61.6 | 176 | 80+ | 4000 | 814.248
| DM1118030 | Etesian U LED1x9000/4200 J131 T840 MMC LG3 LO2 | non-dimmable, I, IP40, IK05, UGR≤16, double parabolic reflector, white steel body | 2982 | 47 | 78 |  | 100000/L80B10 | 3 | 13326 | 77.7 | 172 | 80+ | 4000 | 814.248
| DM1118031 | Etesian U LED1x10600/4950 J132 T840 MMC LG3 LO3 | non-dimmable, I, IP40, IK05, UGR≤16, double parabolic reflector, white steel body | 2982 | 47 | 78 |  | 100000/L80B10 | 3 | 15707 | 94 | 167 | 80+ | 4000 | 825.385
| DM1118032 | Etesian U LED1x12300/5700 J133 T840 MMC LG3 LO4 | non-dimmable, I, IP40, IK05, UGR≤16, double parabolic reflector, white steel body | 2982 | 47 | 78 |  | 100000/L80B10 | 3 | 18248 | 111.1 | 164 | 80+ | 4000 | 825.385
Available options:
|  | T830 | Colour temperature 3000K, CRI 80+
|  | T840 | Colour temperature 4000K, CRI 80+
|  | WMC | White matt reflector with clear lens
|  | BMC | Black matt reflector with clear lens
|  | MGC | Metallic mirror finish reflector with clear lens
|  | MMC | Metallic matt reflector with clear lens
|  | LO1...4 | Light output level 1 to 4
|  | DALI | Driver with DALI interface and switch-control dimming | [11 empty] | 55
|  | DALIsep | Driver with DALI interface and with possibility to control down and up light separately | [11 empty] | 154.843
|  | EAIRB-M | Master luminaire with integrated smart sensor and driver with wireless communication and grouping possibilities for lighting control | [11 empty] | 178.6212
*note - for EAIRB, EAIRB-M options ingress protection IP20
*note - the EAIRB sensor is positioned in the end of the luminaire for lengths up to 2000mm, and in the middle of the luminaire for lengths over 2000mm
|  | EAIRB-S | Slave luminaire with integrated EAIR type driver for lighting control | [11 empty] | 84.9483
*note - max system size 1x EAIRB-M + 3x EAIRB-S.
*note - max wire lenght from EAIRB-M to last EAIRB-S - 11m.
*note - EAIRB options are not applicable for model: J133
|  | BLT | Integrated wireless control unit and driver for lighting control via mobile device (via Bluetooth) | [11 empty] | 321.5448
|  | COR | Driver with Corridor function (never off) | [11 empty] | 76.6899
|  | COR1min | Driver with Corridor function 1min (switch off after 1 min.) | [11 empty] | 76.6899
|  | COR30min | Driver with Corridor function 30min (switch off after 30 min.) | [11 empty] | 76.6899
*note - COR options are not applicable for models: J132; J133
|  | PULL | Pull switch device, on/off | [11 empty] | 18.662
|  | PULLDIM | Pull switch device and driver with switch-control dimming | [11 empty] | 115.111
|  | PIR(BASIC) | Integrated PIR sensor with on-off control, basic version | [11 empty] | 23.435
|  | PIR BLT DALI2 | Integrated wireless PIR sensor with CASAMBI app control. Requires DALI power supply. | [11 empty] | 204.336
|  | EM3 | Emergency version 3 hours | [11 empty] | 90
|  | EM3A | Emergency version equipped with an autonomous testing system, 3 hours | [11 empty] | 162.798
|  | EM3D | Emergency version 3 hours with DALI interface | [11 empty] | 268.578
*note - EM options are not compatible with some of COR and EAIRB models. Please check before placing an order.
|  | Lsep | Option that enables to control (on/off) Down and up lights separately | [11 empty] | 50.697
|  | CBF3-2.0m clear | Cable 3x0.75mm² for suspended luminaire up to 2.0 meters, transparent | [11 empty] | 17.286
|  | CBF3-3.0m clear | Cable 3x0.75mm² for suspended luminaire up to 3.0 meters, transparent | [11 empty] | 18.662
|  | CBF5-2.0m clear | Cable 5x0.75mm² for suspended luminaire up to 2.0 meters, transparent | [11 empty] | 21.629
|  | CBF5-3.0m clear | Cable 5x0.75mm² for suspended luminaire up to 3.0 meters, transparent | [11 empty] | 29.799
|  | 1LIN I-join L | Luminaire designed to in-line connection with join element - end/first luminaire (joint element not included). Through wired 3x1.5 mm² with two push-in terminal blocks | [11 empty] | 19.565
|  | 1LIN I-join LL | Luminaire designed to in-line connection with join element - intermediate luminaire (joint element not included). Through wired 3x1.5 mm² with two push-in terminal blocks | [11 empty] | 19.565
|  | RAL (J118...J121, OPTIONAL QNT. ≤10) | RAL colour from OPTIONAL RAL colours list. Order quantity ≤10 pcs. | [11 empty] | 22.962
|  | RAL (J122...J125, OPTIONAL QNT. ≤10) | RAL colour from OPTIONAL RAL colours list. Order quantity ≤10 pcs. | [11 empty] | 27.95
|  | RAL (J126...J129, OPTIONAL QNT. ≤10) | RAL colour from OPTIONAL RAL colours list. Order quantity ≤10 pcs. | [11 empty] | 43.172
|  | RAL (J130...J133, OPTIONAL QNT. ≤10) | RAL colour from OPTIONAL RAL colours list. Order quantity ≤10 pcs. | [11 empty] | 55.642
|  | RAL (J118...J121, OPTIONAL QNT. >10) | RAL colour from OPTIONAL RAL colours list. Order quantity >10 pcs. | [11 empty] | 7.783
|  | RAL (J122...J125, OPTIONAL QNT. >10) | RAL colour from OPTIONAL RAL colours list. Order quantity >10 pcs. | [11 empty] | 9.374
|  | RAL (J126...J1293, OPTIONAL QNT. >10) | RAL colour from OPTIONAL RAL colours list. Order quantity >10 pcs. | [11 empty] | 14.534
|  | RAL (J130...J133, OPTIONAL QNT. >10) | RAL colour from OPTIONAL RAL colours list. Order quantity >10 pcs. | [11 empty] | 18.662
Available accessories:
| DM9033772 | I-JOIN MTG KIT Etesian U LED LG3 | "I" type join kit for connecting luminaires in-line, RAL9003S | [11 empty] | 17.071
| DM9002149 | Suspension MTG KIT SUSI | Suspension wire set "I" type, 1.5m adjustable, 1pcs | [11 empty] | 12.728
*note - at least 2pcs MTG KIT SUSI for one fitting required. For exact quantity please refer to installation manual
| DM9022161 | CAP4, light grey | Square decorative metal cap for hiding cable inlet with suspension wire attachment point, push-in terminals 3x1x1.5mm2, light grey | [11 empty] | 15.265
| DM9024862 | CAP4, white | Square decorative metal cap for hiding cable inlet with suspension wire attachment point, push-in terminals 3x1x1.5mm2, white | [11 empty] | 15.265
| DM9025036 | CAP4, black | Square decorative metal cap for hiding cable inlet with suspension wire attachment point, push-in terminals 3x1x1.5mm2, black | [11 empty] | 15.265
| DM9033621 | CAP5, light grey | Square decorative metal cap for hiding cable inlet with suspension wire attachment point, push-in terminals 5x1x1.5mm2, light grey | [11 empty] | 21.156
| DM9033622 | CAP5, white | Square decorative metal cap for hiding cable inlet with suspension wire attachment point, push-in terminals 5x1x1.5mm2, white | [11 empty] | 21.156
| DM9033623 | CAP5, black | Square decorative metal cap for hiding cable inlet with suspension wire attachment point, push-in terminals 5x1x1.5mm2, black | [11 empty] | 21.156
| DM9015094 | CAP cable 3x0.75 2.0m, clear | Cable 3x0.75mm² for suspended luminaire up to 2.0 meters, transparent | [11 empty] | 15.91
| DM9016341 | CAP cable clip D6.3mm SET clear | Cable and suspension wire clip set, 4pcs. For cable diameter up to 6,3mm and wire diameter 1mm | [11 empty] | 2.752
| DM1107977 | Calima S LED1x3550 H137 T830 DPRZ LT80 | non-dimmable, I, IP44, IK05, UGR≤19, matt micro-prismatic diffuser, white steel body, basic version | 1203 | 175 | 47 |  | 50000/L80B10 | 3 | 3376 | 26.1 | 129 | 80+ | 3000 | 192.45
| DM1107978 | Calima S LED1x5100 H138 T830 DPRZ LT80 | non-dimmable, I, IP44, IK05, low glare, matt micro-prismatic diffuser, white steel body, basic version | 1203 | 175 | 47 |  | 50000/L80B10 | 3 | 4824 | 35.5 | 136 | 80+ | 3000 | 199.5375
| DM1107979 | Calima S LED1x5800 H139 T830 DPRZ LT80 | non-dimmable, I, IP44, IK05, low glare, matt micro-prismatic diffuser, white steel body, basic version | 1203 | 175 | 47 |  | 50000/L80B10 | 3 | 5525 | 42.7 | 129 | 80+ | 3000 | 201.5625
| DM1107980 | Calima S LED1x4450 H140 T830 DPRZ LT80 | non-dimmable, I, IP44, IK05, UGR≤19, matt micro-prismatic diffuser, white steel body, basic version | 1483 | 175 | 47 |  | 50000/L80B10 | 3 | 4220 | 31.8 | 133 | 80+ | 3000 | 234
| DM1107981 | Calima S LED1x6350 H141 T830 DPRZ LT80 | non-dimmable, I, IP44, IK05, low glare, matt micro-prismatic diffuser, white steel body, basic version | 1483 | 175 | 47 |  | 50000/L80B10 | 3 | 6030 | 45.4 | 133 | 80+ | 3000 | 241.9125
| DM1107982 | Calima S LED1x7250 H142 T830 DPRZ LT80 | non-dimmable, I, IP44, IK05, low glare, matt micro-prismatic diffuser, white steel body, basic version | 1483 | 175 | 47 |  | 50000/L80B10 | 3 | 6907 | 52.8 | 131 | 80+ | 3000 | 241.9125
| DM1107695 | Calima S LED1x3550 H137 T840 DPRZ LT80 1G | non-dimmable, I, IP44, IK05, UGR≤19, matt micro-prismatic diffuser, white steel body, basic version | 1203 | 175 | 47 |  | 50000/L80B10 | 3 | 3534 | 26.1 | 135 | 80+ | 4000 | 192.45
| DM1107696 | Calima S LED1x5100 H138 T840 DPRZ LT80 1G | non-dimmable, I, IP44, IK05, low glare, matt micro-prismatic diffuser, white steel body, basic version | 1203 | 175 | 47 |  | 50000/L80B10 | 3 | 5051 | 35.5 | 142 | 80+ | 4000 | 199.5375
| DM1107983 | Calima S LED1x5800 H139 T840 DPRZ LT80 | non-dimmable, I, IP44, IK05, low glare, matt micro-prismatic diffuser, white steel body, basic version | 1203 | 175 | 47 |  | 50000/L80B10 | 3 | 5785 | 42.7 | 135 | 80+ | 4000 | 201.5625
| DM1107984 | Calima S LED1x4450 H140 T840 DPRZ LT80 | non-dimmable, I, IP44, IK05, UGR≤19, matt micro-prismatic diffuser, white steel body, basic version | 1483 | 175 | 47 |  | 50000/L80B10 | 3 | 4418 | 31.8 | 139 | 80+ | 4000 | 234
| DM1107697 | Calima S LED1x6350 H141 T840 DPRZ LT80 1G | non-dimmable, I, IP44, IK05, low glare, matt micro-prismatic diffuser, white steel body, basic version | 1483 | 175 | 47 |  | 50000/L80B10 | 3 | 6313 | 45.4 | 139 | 80+ | 4000 | 241.9125
| DM1107985 | Calima S LED1x7250 H142 T840 DPRZ LT80 | non-dimmable, I, IP44, IK05, low glare, matt micro-prismatic diffuser, white steel body, basic version | 1483 | 175 | 47 |  | 50000/L80B10 | 3 | 7231 | 52.8 | 137 | 80+ | 4000 | 241.9125
| DM1107968 | Calima S LED1x3800 H137 T830 MPRZ LT92 | non-dimmable, I, IP44, IK05, translucent micro-prismatic diffuser, white steel body, basic version | 1203 | 175 | 47 |  | 50000/L80B10 | 3 | 3614 | 26.1 | 138 | 80+ | 3000 | 196.3875
| DM1107969 | Calima S LED1x5450 H138 T830 MPRZ LT92 | non-dimmable, I, IP44, IK05, translucent micro-prismatic diffuser, white steel body, basic version | 1203 | 175 | 47 |  | 50000/L80B10 | 3 | 5164 | 35.5 | 145 | 80+ | 3000 | 203.55
| DM1107970 | Calima S LED1x6200 H139 T830 MPRZ LT92 | non-dimmable, I, IP44, IK05, translucent micro-prismatic diffuser, white steel body, basic version | 1203 | 175 | 47 |  | 50000/L80B10 | 3 | 5915 | 42.7 | 139 | 80+ | 3000 | 206.325
| DM1107971 | Calima S LED1x4750 H140 T830 MPRZ LT92 | non-dimmable, I, IP44, IK05, translucent micro-prismatic diffuser, white steel body, basic version | 1483 | 175 | 47 |  | 50000/L80B10 | 3 | 4517 | 31.8 | 142 | 80+ | 3000 | 240.5625
| DM1107972 | Calima S LED1x6800 H141 T830 MPRZ LT92 | non-dimmable, I, IP44, IK05, translucent micro-prismatic diffuser, white steel body, basic version | 1483 | 175 | 47 |  | 50000/L80B10 | 3 | 6455 | 45.4 | 142 | 80+ | 3000 | 249.2625
| DM1107973 | Calima S LED1x7750 H142 T830 MPRZ LT92 | non-dimmable, I, IP44, IK05, translucent micro-prismatic diffuser, white steel body, basic version | 1483 | 175 | 47 |  | 50000/L80B10 | 3 | 7394 | 52.8 | 140 | 80+ | 3000 | 249.2625
| DM1107530 | Calima S LED1x3800 H137 T840 MPRZ LT92 | non-dimmable, I, IP44, IK05, translucent micro-prismatic diffuser, white steel body, basic version | 1203 | 175 | 47 |  | 50000/L80B10 | 3 | 3784 | 26.1 | 145 | 80+ | 4000 | 196.3875
| DM1107531 | Calima S LED1x5450 H138 T840 MPRZ LT92 | non-dimmable, I, IP44, IK05, translucent micro-prismatic diffuser, white steel body, basic version | 1203 | 175 | 47 |  | 50000/L80B10 | 3 | 5407 | 35.5 | 152 | 80+ | 4000 | 203.55
| DM1107974 | Calima S LED1x6200 H139 T840 MPRZ LT92 | non-dimmable, I, IP44, IK05, translucent micro-prismatic diffuser, white steel body, basic version | 1203 | 175 | 47 |  | 50000/L80B10 | 3 | 6193 | 42.7 | 145 | 80+ | 4000 | 206.325
| DM1107975 | Calima S LED1x4750 H140 T840 MPRZ LT92 | non-dimmable, I, IP44, IK05, translucent micro-prismatic diffuser, white steel body, basic version | 1483 | 175 | 47 |  | 50000/L80B10 | 3 | 4730 | 31.8 | 149 | 80+ | 4000 | 240.5625
| DM1107532 | Calima S LED1x6800 H141 T840 MPRZ LT92 | non-dimmable, I, IP44, IK05, translucent micro-prismatic diffuser, white steel body, basic version | 1483 | 175 | 47 |  | 50000/L80B10 | 3 | 6759 | 45.4 | 149 | 80+ | 4000 | 249.2625
| DM1107976 | Calima S LED1x7750 H142 T840 MPRZ LT92 | non-dimmable, I, IP44, IK05, translucent micro-prismatic diffuser, white steel body, basic version | 1483 | 175 | 47 |  | 50000/L80B10 | 3 | 7742 | 52.8 | 147 | 80+ | 4000 | 249.2625
| DM1105525 | Calima S LED1x1500 G150 T830 DPRZ LT80 | non-dimmable, I, IP44, IK05, UGR≤19, matt micro-prismatic diffuser, white steel body | 635 | 175 | 47 |  | 100000/L80B10 | 3 | 1399 | 10.1 | 139 | 80+ | 3000 | 154.65
| DM1105526 | Calima S LED1x2050 G151 T830 DPRZ LT80 | non-dimmable, I, IP44, IK05, UGR≤19, matt micro-prismatic diffuser, white steel body | 635 | 175 | 47 |  | 100000/L80B10 | 3 | 1913 | 13.9 | 138 | 80+ | 3000 | 154.65
| DM1105527 | Calima S LED1x2800 G152 T830 DPRZ LT80 | non-dimmable, I, IP44, IK05, low glare, matt micro-prismatic diffuser, white steel body | 635 | 175 | 47 |  | 100000/L80B10 | 3 | 2651 | 19.9 | 133 | 80+ | 3000 | 154.05
| DM1105528 | Calima S LED1x2700 G153 T830 DPRZ LT80 | non-dimmable, I, IP44, IK05, UGR≤19, matt micro-prismatic diffuser, white steel body | 1203 | 175 | 47 |  | 100000/L80B10 | 3 | 2551 | 18.5 | 138 | 80+ | 3000 | 215.4
| DM1105529 | Calima S LED1x3550 G154 T830 DPRZ LT80 | non-dimmable, I, IP44, IK05, UGR≤19, matt micro-prismatic diffuser, white steel body | 1203 | 175 | 47 |  | 100000/L80B10 | 3 | 3327 | 22.3 | 149 | 80+ | 3000 | 220.125
| DM1105530 | Calima S LED1x4600 G155 T830 DPRZ LT80 | non-dimmable, I, IP44, IK05, UGR≤19, matt micro-prismatic diffuser, white steel body | 1203 | 175 | 47 |  | 100000/L80B10 | 3 | 4336 | 29.8 | 146 | 80+ | 3000 | 220.125
| DM1105531 | Calima S LED1x5100 G156 T830 DPRZ LT80 | non-dimmable, I, IP44, IK05, low glare, matt micro-prismatic diffuser, white steel body | 1203 | 175 | 47 |  | 100000/L80B10 | 3 | 4811 | 33.7 | 143 | 80+ | 3000 | 220.125
| DM1105532 | Calima S LED1x7100 G158 T830 DPRZ LT80 | non-dimmable, I, IP44, IK05, low glare, matt micro-prismatic diffuser, white steel body | 1203 | 175 | 47 |  | 100000/L80B10 | 3 | 6708 | 46.3 | 145 | 80+ | 3000 | 235.3875
| DM1105533 | Calima S LED1x3400 G159 T830 DPRZ LT80 | non-dimmable, I, IP44, IK05, UGR≤19, matt micro-prismatic diffuser, white steel body | 1483 | 175 | 47 |  | 100000/L80B10 | 3 | 3189 | 22.6 | 141 | 80+ | 3000 | 258.375
| DM1105534 | Calima S LED1x4400 G160 T830 DPRZ LT80 | non-dimmable, I, IP44, IK05, UGR≤19, matt micro-prismatic diffuser, white steel body | 1483 | 175 | 47 |  | 100000/L80B10 | 3 | 4159 | 27.6 | 151 | 80+ | 3000 | 264.3375
| DM1105535 | Calima S LED1x5750 G161 T830 DPRZ LT80 | non-dimmable, I, IP44, IK05, UGR≤19, matt micro-prismatic diffuser, white steel body | 1483 | 175 | 47 |  | 100000/L80B10 | 3 | 5419 | 37.2 | 146 | 80+ | 3000 | 264.3375
| DM1105536 | Calima S LED1x6400 G162 T830 DPRZ LT80 | non-dimmable, I, IP44, IK05, low glare, matt micro-prismatic diffuser, white steel body | 1483 | 175 | 47 |  | 100000/L80B10 | 3 | 6014 | 42.6 | 141 | 80+ | 3000 | 264.3375
| DM1105537 | Calima S LED1x8850 G164 T830 DPRZ LT80 | non-dimmable, I, IP44, IK05, low glare, matt micro-prismatic diffuser, white steel body | 1483 | 175 | 47 |  | 100000/L80B10 | 3 | 8386 | 57.3 | 146 | 80+ | 3000 | 282.15
| DM1105538 | Calima S LED2x1350 G165 T830 DPRZ LT80 | non-dimmable, I, IP44, IK05, UGR≤19, matt micro-prismatic diffuser, white steel body | 635 | 295 | 47 |  | 100000/L80B10 | 3 | 2551 | 17.7 | 144 | 80+ | 3000 | 235.9875
| DM1105539 | Calima S LED2x1950 G166 T830 DPRZ LT80 | non-dimmable, I, IP44, IK05, UGR≤19, matt micro-prismatic diffuser, white steel body | 635 | 295 | 47 |  | 100000/L80B10 | 3 | 3535 | 26.5 | 133 | 80+ | 3000 | 242.55
| DM1105540 | Calima S LED2x2550 G167 T830 DPRZ LT80 | non-dimmable, I, IP44, IK05, low glare, matt micro-prismatic diffuser, white steel body | 635 | 295 | 47 |  | 100000/L80B10 | 3 | 4811 | 33.7 | 143 | 80+ | 3000 | 242.55
| DM1105541 | Calima S LED2x1350 G168 T830 DPRZ LT80 | non-dimmable, I, IP44, IK05, UGR≤19, matt micro-prismatic diffuser, white steel body | 635 | 595 | 47 |  | 100000/L80B10 | 3 | 2551 | 17.7 | 144 | 80+ | 3000 | 276.1875
| DM1105542 | Calima S LED2x1950 G169 T830 DPRZ LT80 | non-dimmable, I, IP44, IK05, UGR≤19, matt micro-prismatic diffuser, white steel body | 635 | 595 | 47 |  | 100000/L80B10 | 3 | 3535 | 26.5 | 133 | 80+ | 3000 | 282.9
| DM1105543 | Calima S LED2x2550 G170 T830 DPRZ LT80 | non-dimmable, I, IP44, IK05, low glare, matt micro-prismatic diffuser, white steel body | 635 | 595 | 47 |  | 100000/L80B10 | 3 | 4811 | 33.7 | 143 | 80+ | 3000 | 282.9
| DM1105544 | Calima S LED3x1350 G171 T830 DPRZ LT80 | non-dimmable, I, IP44, IK05, UGR≤19, matt micro-prismatic diffuser, white steel body | 635 | 595 | 47 |  | 100000/L80B10 | 3 | 3827 | 25.9 | 148 | 80+ | 3000 | 313.9875
| DM1105545 | Calima S LED3x1900 G172 T830 DPRZ LT80 | non-dimmable, I, IP44, IK05, UGR≤19, matt micro-prismatic diffuser, white steel body | 635 | 595 | 47 |  | 100000/L80B10 | 3 | 5302 | 38.4 | 138 | 80+ | 3000 | 318.5625
| DM1105546 | Calima S LED1x1500 G150 T840 DPRZ LT80 | non-dimmable, I, IP44, IK05, UGR≤19, matt micro-prismatic diffuser, white steel body | 635 | 175 | 47 |  | 100000/L80B10 | 3 | 1475 | 10.1 | 146 | 80+ | 4000 | 154.65
| DM1105547 | Calima S LED1x2050 G151 T840 DPRZ LT80 | non-dimmable, I, IP44, IK05, UGR≤19, matt micro-prismatic diffuser, white steel body | 635 | 175 | 47 |  | 100000/L80B10 | 3 | 2017 | 13.9 | 145 | 80+ | 4000 | 154.65
| DM1105548 | Calima S LED1x2800 G152 T840 DPRZ LT80 | non-dimmable, I, IP44, IK05, low glare, matt micro-prismatic diffuser, white steel body | 635 | 175 | 47 |  | 100000/L80B10 | 3 | 2794 | 19.4 | 144 | 80+ | 4000 | 154.05
| DM1105549 | Calima S LED1x2700 G153 T840 DPRZ LT80 | non-dimmable, I, IP44, IK05, UGR≤19, matt micro-prismatic diffuser, white steel body | 1203 | 175 | 47 |  | 100000/L80B10 | 3 | 2689 | 18.5 | 145 | 80+ | 4000 | 215.4
| DM1105550 | Calima S LED1x3550 G154 T840 DPRZ LT80 | non-dimmable, I, IP44, IK05, UGR≤19, matt micro-prismatic diffuser, white steel body | 1203 | 175 | 47 |  | 100000/L80B10 | 3 | 3507 | 22.3 | 157 | 80+ | 4000 | 220.125
| DM1105551 | Calima S LED1x4600 G155 T840 DPRZ LT80 | non-dimmable, I, IP44, IK05, UGR≤19, matt micro-prismatic diffuser, white steel body | 1203 | 175 | 47 |  | 100000/L80B10 | 3 | 4570 | 29.8 | 153 | 80+ | 4000 | 220.125
| DM1105552 | Calima S LED1x5100 G156 T840 DPRZ LT80 | non-dimmable, I, IP44, IK05, low glare, matt micro-prismatic diffuser, white steel body | 1203 | 175 | 47 |  | 100000/L80B10 | 3 | 5098 | 33.7 | 151 | 80+ | 4000 | 220.125
| DM1105553 | Calima S LED1x7100 G158 T840 DPRZ LT80 | non-dimmable, I, IP44, IK05, low glare, matt micro-prismatic diffuser, white steel body | 1203 | 175 | 47 |  | 100000/L80B10 | 3 | 7071 | 46.3 | 153 | 80+ | 4000 | 235.3875
| DM1105554 | Calima S LED1x3400 G159 T840 DPRZ LT80 | non-dimmable, I, IP44, IK05, UGR≤19, matt micro-prismatic diffuser, white steel body | 1483 | 175 | 47 |  | 100000/L80B10 | 3 | 3362 | 22.6 | 149 | 80+ | 4000 | 258.375
| DM1105555 | Calima S LED1x4400 G160 T840 DPRZ LT80 | non-dimmable, I, IP44, IK05, UGR≤19, matt micro-prismatic diffuser, white steel body | 1483 | 175 | 47 |  | 100000/L80B10 | 3 | 4383 | 27.6 | 159 | 80+ | 4000 | 264.3375
| DM1105556 | Calima S LED1x5750 G161 T840 DPRZ LT80 | non-dimmable, I, IP44, IK05, UGR≤19, matt micro-prismatic diffuser, white steel body | 1483 | 175 | 47 |  | 100000/L80B10 | 3 | 5713 | 37.2 | 154 | 80+ | 4000 | 264.3375
| DM1105557 | Calima S LED1x6400 G162 T840 DPRZ LT80 | non-dimmable, I, IP44, IK05, low glare, matt micro-prismatic diffuser, white steel body | 1483 | 175 | 47 |  | 100000/L80B10 | 3 | 6372 | 42.6 | 150 | 80+ | 4000 | 264.3375
| DM1105558 | Calima S LED1x8850 G164 T840 DPRZ LT80 | non-dimmable, I, IP44, IK05, low glare, matt micro-prismatic diffuser, white steel body | 1483 | 175 | 47 |  | 100000/L80B10 | 3 | 8839 | 57.3 | 154 | 80+ | 4000 | 282.15
| DM1105559 | Calima S LED2x1350 G165 T840 DPRZ LT80 | non-dimmable, I, IP44, IK05, UGR≤19, matt micro-prismatic diffuser, white steel body | 635 | 295 | 47 |  | 100000/L80B10 | 3 | 2689 | 17.7 | 152 | 80+ | 4000 | 235.9875
| DM1105560 | Calima S LED2x1950 G166 T840 DPRZ LT80 | non-dimmable, I, IP44, IK05, UGR≤19, matt micro-prismatic diffuser, white steel body | 635 | 295 | 47 |  | 100000/L80B10 | 3 | 3726 | 26.5 | 141 | 80+ | 4000 | 242.55
| DM1105561 | Calima S LED2x2550 G167 T840 DPRZ LT80 | non-dimmable, I, IP44, IK05, low glare, matt micro-prismatic diffuser, white steel body | 635 | 295 | 47 |  | 100000/L80B10 | 3 | 5098 | 33.7 | 151 | 80+ | 4000 | 242.55
| DM1105562 | Calima S LED2x1350 G168 T840 DPRZ LT80 | non-dimmable, I, IP44, IK05, UGR≤19, matt micro-prismatic diffuser, white steel body | 635 | 595 | 47 |  | 100000/L80B10 | 3 | 2689 | 17.7 | 152 | 80+ | 4000 | 276.1875
| DM1105563 | Calima S LED2x1950 G169 T840 DPRZ LT80 | non-dimmable, I, IP44, IK05, UGR≤19, matt micro-prismatic diffuser, white steel body | 635 | 595 | 47 |  | 100000/L80B10 | 3 | 3726 | 26.2 | 142 | 80+ | 4000 | 282.9
| DM1105564 | Calima S LED2x2550 G170 T840 DPRZ LT80 | non-dimmable, I, IP44, IK05, low glare, matt micro-prismatic diffuser, white steel body | 635 | 595 | 47 |  | 100000/L80B10 | 3 | 5098 | 33.7 | 151 | 80+ | 4000 | 282.9
| DM1105565 | Calima S LED3x1350 G171 T840 DPRZ LT80 | non-dimmable, I, IP44, IK05, UGR≤19, matt micro-prismatic diffuser, white steel body | 635 | 595 | 47 |  | 100000/L80B10 | 3 | 4034 | 25.9 | 156 | 80+ | 4000 | 313.9875
| DM1105566 | Calima S LED3x1900 G172 T840 DPRZ LT80 | non-dimmable, I, IP44, IK05, UGR≤19, matt micro-prismatic diffuser, white steel body | 635 | 595 | 47 |  | 100000/L80B10 | 3 | 5589 | 38.4 | 146 | 80+ | 4000 | 318.5625
| DM1105567 | Calima S LED1x1600 G150 T830 MPRZ LT92 | non-dimmable, I, IP44, IK05, translucent micro-prismatic diffuser, white steel body | 635 | 175 | 47 |  | 100000/L80B10 | 3 | 1498 | 10.1 | 148 | 80+ | 3000 | 152.0625
| DM1105568 | Calima S LED1x2200 G151 T830 MPRZ LT92 | non-dimmable, I, IP44, IK05, translucent micro-prismatic diffuser, white steel body | 635 | 175 | 47 |  | 100000/L80B10 | 3 | 2049 | 13.9 | 147 | 80+ | 3000 | 152.0625
| DM1105569 | Calima S LED1x3000 G152 T830 MPRZ LT92 | non-dimmable, I, IP44, IK05, translucent micro-prismatic diffuser, white steel body | 635 | 175 | 47 |  | 100000/L80B10 | 3 | 2838 | 19.9 | 143 | 80+ | 3000 | 151.4625
| DM1105570 | Calima S LED1x2900 G153 T830 MPRZ LT92 | non-dimmable, I, IP44, IK05, translucent micro-prismatic diffuser, white steel body | 1203 | 175 | 47 |  | 100000/L80B10 | 3 | 2731 | 18.5 | 148 | 80+ | 3000 | 220.125
| DM1105571 | Calima S LED1x3800 G154 T830 MPRZ LT92 | non-dimmable, I, IP44, IK05, translucent micro-prismatic diffuser, white steel body | 1203 | 175 | 47 |  | 100000/L80B10 | 3 | 3562 | 22.3 | 160 | 80+ | 3000 | 224.7375
| DM1105572 | Calima S LED1x4900 G155 T830 MPRZ LT92 | non-dimmable, I, IP44, IK05, translucent micro-prismatic diffuser, white steel body | 1203 | 175 | 47 |  | 100000/L80B10 | 3 | 4642 | 29.8 | 156 | 80+ | 3000 | 224.7375
| DM1105573 | Calima S LED1x5500 G156 T830 MPRZ LT92 | non-dimmable, I, IP44, IK05, translucent micro-prismatic diffuser, white steel body | 1203 | 175 | 47 |  | 100000/L80B10 | 3 | 5151 | 33.7 | 153 | 80+ | 3000 | 224.7375
| DM1105574 | Calima S LED1x7600 G158 T830 MPRZ LT92 | non-dimmable, I, IP44, IK05, translucent micro-prismatic diffuser, white steel body | 1203 | 175 | 47 |  | 100000/L80B10 | 3 | 7182 | 46.3 | 155 | 80+ | 3000 | 239.9625
| DM1105575 | Calima S LED1x3600 G159 T830 MPRZ LT92 | non-dimmable, I, IP44, IK05, translucent micro-prismatic diffuser, white steel body | 1483 | 175 | 47 |  | 100000/L80B10 | 3 | 3414 | 22.6 | 151 | 80+ | 3000 | 265.6875
| DM1105576 | Calima S LED1x4700 G160 T830 MPRZ LT92 | non-dimmable, I, IP44, IK05, translucent micro-prismatic diffuser, white steel body | 1483 | 175 | 47 |  | 100000/L80B10 | 3 | 4452 | 27.6 | 161 | 80+ | 3000 | 271.6125
| DM1105577 | Calima S LED1x6150 G161 T830 MPRZ LT92 | non-dimmable, I, IP44, IK05, translucent micro-prismatic diffuser, white steel body | 1483 | 175 | 47 |  | 100000/L80B10 | 3 | 5802 | 37.2 | 156 | 80+ | 3000 | 271.6125
| DM1105578 | Calima S LED1x6850 G162 T830 MPRZ LT92 | non-dimmable, I, IP44, IK05, translucent micro-prismatic diffuser, white steel body | 1483 | 175 | 47 |  | 100000/L80B10 | 3 | 6439 | 42.6 | 151 | 80+ | 3000 | 271.6125
| DM1105579 | Calima S LED1x9500 G164 T830 MPRZ LT92 | non-dimmable, I, IP44, IK05, translucent micro-prismatic diffuser, white steel body | 1483 | 175 | 47 |  | 100000/L80B10 | 3 | 8977 | 57.3 | 157 | 80+ | 3000 | 289.425
| DM1105580 | Calima S LED2x1450 G165 T830 MPRZ LT92 | non-dimmable, I, IP44, IK05, translucent micro-prismatic diffuser, white steel body | 635 | 295 | 47 |  | 100000/L80B10 | 3 | 2731 | 17.7 | 154 | 80+ | 3000 | 237.975
| DM1105581 | Calima S LED2x2100 G166 T830 MPRZ LT92 | non-dimmable, I, IP44, IK05, translucent micro-prismatic diffuser, white steel body | 635 | 295 | 47 |  | 100000/L80B10 | 3 | 3785 | 26.5 | 143 | 80+ | 3000 | 244.5
| DM1105582 | Calima S LED2x2750 G167 T830 MPRZ LT92 | non-dimmable, I, IP44, IK05, translucent micro-prismatic diffuser, white steel body | 635 | 295 | 47 |  | 100000/L80B10 | 3 | 5151 | 33.7 | 153 | 80+ | 3000 | 244.5
| DM1105583 | Calima S LED2x1450 G168 T830 MPRZ LT92 | non-dimmable, I, IP44, IK05, translucent micro-prismatic diffuser, white steel body | 635 | 595 | 47 |  | 100000/L80B10 | 3 | 2731 | 17.7 | 154 | 80+ | 3000 | 277.95
| DM1105584 | Calima S LED2x2100 G169 T830 MPRZ LT92 | non-dimmable, I, IP44, IK05, translucent micro-prismatic diffuser, white steel body | 635 | 595 | 47 |  | 100000/L80B10 | 3 | 3785 | 26.5 | 143 | 80+ | 3000 | 284.475
| DM1105585 | Calima S LED2x2750 G170 T830 MPRZ LT92 | non-dimmable, I, IP44, IK05, translucent micro-prismatic diffuser, white steel body | 635 | 595 | 47 |  | 100000/L80B10 | 3 | 5151 | 33.7 | 153 | 80+ | 3000 | 284.475
| DM1105586 | Calima S LED3x1450 G171 T830 MPRZ LT92 | non-dimmable, I, IP44, IK05, translucent micro-prismatic diffuser, white steel body | 635 | 595 | 47 |  | 100000/L80B10 | 3 | 4097 | 25.9 | 158 | 80+ | 3000 | 316.35
| DM1105587 | Calima S LED3x2000 G172 T830 MPRZ LT92 | non-dimmable, I, IP44, IK05, translucent micro-prismatic diffuser, white steel body | 635 | 595 | 47 |  | 100000/L80B10 | 3 | 5676 | 38.4 | 148 | 80+ | 3000 | 321.1125
| DM1105588 | Calima S LED1x1600 G150 T840 MPRZ LT92 | non-dimmable, I, IP44, IK05, translucent micro-prismatic diffuser, white steel body | 635 | 175 | 47 |  | 100000/L80B10 | 3 | 1579 | 10.1 | 156 | 80+ | 4000 | 152.0625
| DM1105589 | Calima S LED1x2200 G151 T840 MPRZ LT92 | non-dimmable, I, IP44, IK05, translucent micro-prismatic diffuser, white steel body | 635 | 175 | 47 |  | 100000/L80B10 | 3 | 2159 | 13.9 | 155 | 80+ | 4000 | 152.0625
| DM1105590 | Calima S LED1x3000 G152 T840 MPRZ LT92 | non-dimmable, I, IP44, IK05, translucent micro-prismatic diffuser, white steel body | 635 | 175 | 47 |  | 100000/L80B10 | 3 | 2992 | 19.4 | 154 | 80+ | 4000 | 151.4625
| DM1105591 | Calima S LED1x2900 G153 T840 MPRZ LT92 | non-dimmable, I, IP44, IK05, translucent micro-prismatic diffuser, white steel body | 1203 | 175 | 47 |  | 100000/L80B10 | 3 | 2879 | 18.5 | 156 | 80+ | 4000 | 220.125
| DM1105592 | Calima S LED1x3800 G154 T840 MPRZ LT92 | non-dimmable, I, IP44, IK05, translucent micro-prismatic diffuser, white steel body | 1203 | 175 | 47 |  | 100000/L80B10 | 3 | 3754 | 22.3 | 168 | 80+ | 4000 | 224.7375
| DM1105593 | Calima S LED1x4900 G155 T840 MPRZ LT92 | non-dimmable, I, IP44, IK05, translucent micro-prismatic diffuser, white steel body | 1203 | 175 | 47 |  | 100000/L80B10 | 3 | 4893 | 29.8 | 164 | 80+ | 4000 | 224.7375
| DM1105594 | Calima S LED1x5500 G156 T840 MPRZ LT92 | non-dimmable, I, IP44, IK05, translucent micro-prismatic diffuser, white steel body | 1203 | 175 | 47 |  | 100000/L80B10 | 3 | 5457 | 33.7 | 162 | 80+ | 4000 | 224.7375
| DM1105595 | Calima S LED1x7600 G158 T840 MPRZ LT92 | non-dimmable, I, IP44, IK05, translucent micro-prismatic diffuser, white steel body | 1203 | 175 | 47 |  | 100000/L80B10 | 3 | 7570 | 46.3 | 163 | 80+ | 4000 | 239.9625
| DM1105596 | Calima S LED1x3600 G159 T840 MPRZ LT92 | non-dimmable, I, IP44, IK05, translucent micro-prismatic diffuser, white steel body | 1483 | 175 | 47 |  | 100000/L80B10 | 3 | 3599 | 22.6 | 159 | 80+ | 4000 | 265.6875
| DM1105597 | Calima S LED1x4700 G160 T840 MPRZ LT92 | non-dimmable, I, IP44, IK05, translucent micro-prismatic diffuser, white steel body | 1483 | 175 | 47 |  | 100000/L80B10 | 3 | 4693 | 27.6 | 170 | 80+ | 4000 | 271.6125
| DM1105598 | Calima S LED1x6150 G161 T840 MPRZ LT92 | non-dimmable, I, IP44, IK05, translucent micro-prismatic diffuser, white steel body | 1483 | 175 | 47 |  | 100000/L80B10 | 3 | 6116 | 37.2 | 164 | 80+ | 4000 | 271.6125
| DM1105599 | Calima S LED1x6850 G162 T840 MPRZ LT92 | non-dimmable, I, IP44, IK05, translucent micro-prismatic diffuser, white steel body | 1483 | 175 | 47 |  | 100000/L80B10 | 3 | 6822 | 42.6 | 160 | 80+ | 4000 | 271.6125
| DM1105600 | Calima S LED1x9500 G164 T840 MPRZ LT92 | non-dimmable, I, IP44, IK05, translucent micro-prismatic diffuser, white steel body | 1483 | 175 | 47 |  | 100000/L80B10 | 3 | 9463 | 57.3 | 165 | 80+ | 4000 | 289.425
| DM1105601 | Calima S LED2x1450 G165 T840 MPRZ LT92 | non-dimmable, I, IP44, IK05, translucent micro-prismatic diffuser, white steel body | 635 | 295 | 47 |  | 100000/L80B10 | 3 | 2879 | 17.7 | 163 | 80+ | 4000 | 237.975
| DM1105602 | Calima S LED2x2100 G166 T840 MPRZ LT92 | non-dimmable, I, IP44, IK05, translucent micro-prismatic diffuser, white steel body | 635 | 295 | 47 |  | 100000/L80B10 | 3 | 3989 | 26.5 | 151 | 80+ | 4000 | 244.5
| DM1105603 | Calima S LED2x2750 G167 T840 MPRZ LT92 | non-dimmable, I, IP44, IK05, translucent micro-prismatic diffuser, white steel body | 635 | 295 | 47 |  | 100000/L80B10 | 3 | 5457 | 33.7 | 162 | 80+ | 4000 | 244.5
| DM1105604 | Calima S LED2x1450 G168 T840 MPRZ LT92 | non-dimmable, I, IP44, IK05, translucent micro-prismatic diffuser, white steel body | 635 | 595 | 47 |  | 100000/L80B10 | 3 | 2879 | 17.7 | 163 | 80+ | 4000 | 277.95
| DM1105605 | Calima S LED2x2100 G169 T840 MPRZ LT92 | non-dimmable, I, IP44, IK05, translucent micro-prismatic diffuser, white steel body | 635 | 595 | 47 |  | 100000/L80B10 | 3 | 3989 | 26.5 | 151 | 80+ | 4000 | 284.475
| DM1105606 | Calima S LED2x2750 G170 T840 MPRZ LT92 | non-dimmable, I, IP44, IK05, translucent micro-prismatic diffuser, white steel body | 635 | 595 | 47 |  | 100000/L80B10 | 3 | 5457 | 33.7 | 162 | 80+ | 4000 | 284.475
| DM1105607 | Calima S LED3x1450 G171 T840 MPRZ LT92 | non-dimmable, I, IP44, IK05, translucent micro-prismatic diffuser, white steel body | 635 | 595 | 47 |  | 100000/L80B10 | 3 | 4319 | 25.9 | 167 | 80+ | 4000 | 316.35
| DM1105608 | Calima S LED3x2000 G172 T840 MPRZ LT92 | non-dimmable, I, IP44, IK05, translucent micro-prismatic diffuser, white steel body | 635 | 595 | 47 |  | 100000/L80B10 | 3 | 5983 | 38.4 | 156 | 80+ | 4000 | 321.1125
Available options :
|  | DALI(G150...G164; G167; G170...G172; H137...H142) | Driver with DALI interface and switch-control dimming | [11 empty] | 55
|  | DALI(G165...G166; G168...G169) | Driver with DALI interface and switch-control dimming | [11 empty] | 55
|  | EAIRB-M | Master luminaire with integrated smart sensor and driver with wireless communication and grouping possibilities for lighting control | [11 empty] | 178.6212
*note - ingress protection IP20
|  | EAIRB-S | Slave luminaire with integrated EAIRB type driver for lighting control | [11 empty] | 84.9483
*note - max system size 1x EAIRB-M + 3x EAIRB-S
*note - max wire lenght from EAIRB-M to last EAIRB-S - 11 meters
*note - EAIRB option not applicable for models: G150, G151, G152, G155
*note - EAIRB options not applicable for H series models
|  | BLT | Integrated wireless control unit and driver for lighting control via mobile device (via Bluetooth) | [11 empty] | 321.5448
|  | KRBLT | Integrated wireless control unit and driver for lighting control via mobile device (KR system app), on/off | [11 empty] | 126.248
|  | KRBLT DALI | Integrated wireless control unit and driver for lighting control via mobile device (KR system app), DALI with integrated PS | [11 empty] | 236.07
|  | TW | Integrated light source and driver for Tuneable white control 2700-6500 K
|  | BLT TW | Integrated light source, wireless control unit and driver for Tuneable white control 2700-6500 K via mobile device (via Bluetooth)
|  | COR | Driver with Corridor function (never off) | [11 empty] | 76.6899
|  | COR1min | Driver with Corridor function 1min (switch off after 1 min.) | [11 empty] | 76.6899
|  | COR30min | Driver with Corridor function 30min (switch off after 30 min.) | [11 empty] | 76.6899
|  | MPRZ LT92 | Translucent micro-prismatic diffuser with high light transmittance
|  | DPRZ | De-glaring micro-prismatic diffuser
|  | 1G | Strain relief for power supply cable | [11 empty] | 1.849
|  | RAL (>10 pcs) | RAL colour | [11 empty] | 9.589
|  | RAL (1-9 pcs) | RAL colour | [11 empty] | 19.092
*note - standard colour for luminaire fixing levers is white
|  | T830 | Colour temperature 3000K, CRI 80+
|  | T840 | Colour temperature 4000K, CRI 80+
|  | EM3 | Emergency version 3 hours | [11 empty] | 90
|  | EM3A | Emergency version equipped with an autonomous testing system, 3 hours | [11 empty] | 162.798
|  | EM3D | Emergency version 3 hours with DALI interface | [11 empty] | 268.578
|  | EM3LER | Emergency version 3 hours, lens - escape route | [11 empty] | 102.426
|  | EM3LOA | Emergency version 3 hours, lens - open areas | [11 empty] | 102.426
| DM1107905 | Calima U LED1x2600 H143 T830 DPRZ LT80 | non-dimmable, I, IP40, IK05, UGR≤19, matt micro-prismatic diffuser, white steel body, basic version | 1215 | 175 | 40 |  | 50000/L80B10 | 3 | 2477 | 18.4 | 135 | 80+ | 3000 | 240.886
| DM1107906 | Calima U LED1x3550 H144 T830 DPRZ LT80 | non-dimmable, I, IP40, IK05, UGR≤19, matt micro-prismatic diffuser, white steel body, basic version | 1215 | 175 | 40 |  | 50000/L80B10 | 3 | 3376 | 25.7 | 131 | 80+ | 3000 | 240.886
| DM1107926 | Calima U LED1x5100 H207 T830 DPRZ LT80 | non-dimmable, I, IP40, IK05, low glare, matt micro-prismatic diffuser, white steel body, basic version | 1215 | 175 | 40 |  | 50000/L80B10 | 3 | 4824 | 35.5 | 136 | 80+ | 3000 | 249.056
| DM1107907 | Calima U LED1x3250 H145 T830 DPRZ LT80 | non-dimmable, I, IP40, IK05, UGR≤19, matt micro-prismatic diffuser, white steel body, basic version | 1495 | 175 | 40 |  | 50000/L80B10 | 3 | 3097 | 22.7 | 136 | 80+ | 3000 | 277.694
| DM1107908 | Calima U LED1x4450 H146 T830 DPRZ LT80 | non-dimmable, I, IP40, IK05, UGR≤19, matt micro-prismatic diffuser, white steel body, basic version | 1495 | 175 | 40 |  | 50000/L80B10 | 3 | 4220 | 31.8 | 133 | 80+ | 3000 | 277.694
| DM1107986 | Calima U LED1x6350 H208 T830 DPRZ LT80 | non-dimmable, I, IP40, IK05, low glare, matt micro-prismatic diffuser, white steel body, basic version | 1495 | 175 | 40 |  | 50000/L80B10 | 3 | 6030 | 45.4 | 133 | 80+ | 3000 | 286.509
| DM1107909 | Calima U LED1x2600 H143 T840 DPRZ LT80 | non-dimmable, I, IP40, IK05, UGR≤19, matt micro-prismatic diffuser, white steel body, basic version | 1215 | 175 | 40 |  | 50000/L80B10 | 3 | 2570 | 18.4 | 140 | 80+ | 4000 | 240.886
| DM1107910 | Calima U LED1x3550 H144 T840 DPRZ LT80 | non-dimmable, I, IP40, IK05, UGR≤19, matt micro-prismatic diffuser, white steel body, basic version | 1215 | 175 | 40 |  | 50000/L80B10 | 3 | 3534 | 25.7 | 137 | 80+ | 4000 | 240.886
| DM1107987 | Calima U LED1x5100 H207 T840 DPRZ LT80 | non-dimmable, I, IP40, IK05, low glare, matt micro-prismatic diffuser, white steel body, basic version | 1215 | 175 | 40 |  | 50000/L80B10 | 3 | 5051 | 35.5 | 142 | 80+ | 4000 | 249.056
| DM1107911 | Calima U LED1x3250 H145 T840 DPRZ LT80 | non-dimmable, I, IP40, IK05, UGR≤19, matt micro-prismatic diffuser, white steel body, basic version | 1495 | 175 | 40 |  | 50000/L80B10 | 3 | 3213 | 22.7 | 141 | 80+ | 4000 | 277.694
| DM1107912 | Calima U LED1x4450 H146 T840 DPRZ LT80 | non-dimmable, I, IP40, IK05, UGR≤19, matt micro-prismatic diffuser, white steel body, basic version | 1495 | 175 | 40 |  | 50000/L80B10 | 3 | 4418 | 31.8 | 139 | 80+ | 4000 | 277.694
| DM1107988 | Calima U LED1x6350 H208 T840 DPRZ LT80 | non-dimmable, I, IP40, IK05, low glare, matt micro-prismatic diffuser, white steel body, basic version | 1495 | 175 | 40 |  | 50000/L80B10 | 3 | 6313 | 45.4 | 139 | 80+ | 4000 | 286.509
| DM1105609 | Calima U LED1x2700 G173 T830 DPRZ LT80 | non-dimmable, I, IP40, IK05, UGR<19, matt micro-prismatic diffuser, white steel body | 1215 | 175 | 40 |  | 100000/L80B10 | 3 | 2551 | 18.7 | 136 | 80+ | 3000 | 272.663
| DM1105610 | Calima U LED1x3550 G174 T830 DPRZ LT80 | non-dimmable, I, IP40, IK05, UGR<19, matt micro-prismatic diffuser, white steel body | 1215 | 175 | 40 |  | 100000/L80B10 | 3 | 3327 | 22.3 | 149 | 80+ | 3000 | 283.284
| DM1105611 | Calima U LED1x4600 G175 T830 DPRZ LT80 | non-dimmable, I, IP40, IK05, UGR<19, matt micro-prismatic diffuser, white steel body | 1215 | 175 | 40 |  | 100000/L80B10 | 3 | 4336 | 29.8 | 146 | 80+ | 3000 | 283.284
| DM1105612 | Calima U LED1x3400 G176 T830 DPRZ LT80 | non-dimmable, I, IP40, IK05, UGR<19, matt micro-prismatic diffuser, white steel body | 1495 | 175 | 40 |  | 100000/L80B10 | 3 | 3189 | 22.3 | 143 | 80+ | 3000 | 315.792
| DM1105613 | Calima U LED1x4400 G177 T830 DPRZ LT80 | non-dimmable, I, IP40, IK05, UGR<19, matt micro-prismatic diffuser, white steel body | 1495 | 175 | 40 |  | 100000/L80B10 | 3 | 4159 | 27.3 | 152 | 80+ | 3000 | 328.047
| DM1105614 | Calima U LED1x5750 G178 T830 DPRZ LT80 | non-dimmable, I, IP40, IK05, UGR<19, matt micro-prismatic diffuser, white steel body | 1495 | 175 | 40 |  | 100000/L80B10 | 3 | 5419 | 36.8 | 147 | 80+ | 3000 | 328.047
| DM1105615 | Calima U LED1x2700 G173 T840 DPRZ LT80 | non-dimmable, I, IP40, IK05, UGR<19, matt micro-prismatic diffuser, white steel body | 1215 | 175 | 40 |  | 100000/L80B10 | 3 | 2689 | 18.7 | 144 | 80+ | 4000 | 272.663
| DM1105616 | Calima U LED1x3550 G174 T840 DPRZ LT80 | non-dimmable, I, IP40, IK05, UGR<19, matt micro-prismatic diffuser, white steel body | 1215 | 175 | 40 |  | 100000/L80B10 | 3 | 3507 | 22.3 | 157 | 80+ | 4000 | 283.284
| DM1105617 | Calima U LED1x4600 G175 T840 DPRZ LT80 | non-dimmable, I, IP40, IK05, UGR<19, matt micro-prismatic diffuser, white steel body | 1215 | 175 | 40 |  | 100000/L80B10 | 3 | 4570 | 29.8 | 153 | 80+ | 4000 | 283.284
| DM1105618 | Calima U LED1x3400 G176 T840 DPRZ LT80 | non-dimmable, I, IP40, IK05, UGR<19, matt micro-prismatic diffuser, white steel body | 1495 | 175 | 40 |  | 100000/L80B10 | 3 | 3362 | 22.3 | 151 | 80+ | 4000 | 315.792
| DM1105619 | Calima U LED1x4400 G177 T840 DPRZ LT80 | non-dimmable, I, IP40, IK05, UGR<19, matt micro-prismatic diffuser, white steel body | 1495 | 175 | 40 |  | 100000/L80B10 | 3 | 4383 | 27.3 | 160 | 80+ | 4000 | 328.047
| DM1105620 | Calima U LED1x5750 G178 T840 DPRZ LT80 | non-dimmable, I, IP40, IK05, low glare, matt micro-prismatic diffuser, white steel body | 1495 | 175 | 40 |  | 100000/L80B10 | 3 | 5713 | 36.8 | 155 | 80+ | 4000 | 328.047
| DM1105621 | Calima U LED1x2900 G173 T830 MPRZ LT92 | non-dimmable, I, IP40, IK05, translucent micro-prismatic diffuser, white steel body | 1215 | 175 | 40 |  | 100000/L80B10 | 3 | 2731 | 18.7 | 146 | 80+ | 3000 | 277.694
| DM1105622 | Calima U LED1x3800 G174 T830 MPRZ LT92 | non-dimmable, I, IP40, IK05, translucent micro-prismatic diffuser, white steel body | 1215 | 175 | 40 |  | 100000/L80B10 | 3 | 3562 | 22.3 | 160 | 80+ | 3000 | 288.1
| DM1105623 | Calima U LED1x4900 G175 T830 MPRZ LT92 | non-dimmable, I, IP40, IK05, translucent micro-prismatic diffuser, white steel body | 1215 | 175 | 40 |  | 100000/L80B10 | 3 | 4642 | 29.8 | 156 | 80+ | 3000 | 288.1
| DM1105624 | Calima U LED1x3600 G176 T830 MPRZ LT92 | non-dimmable, I, IP40, IK05, translucent micro-prismatic diffuser, white steel body | 1495 | 175 | 40 |  | 100000/L80B10 | 3 | 3414 | 22.3 | 153 | 80+ | 3000 | 316.695
| DM1105625 | Calima U LED1x4700 G177 T830 MPRZ LT92 | non-dimmable, I, IP40, IK05, translucent micro-prismatic diffuser, white steel body | 1495 | 175 | 40 |  | 100000/L80B10 | 3 | 4452 | 27.3 | 163 | 80+ | 3000 | 328.95
| DM1105626 | Calima U LED1x6150 G178 T830 MPRZ LT92 | non-dimmable, I, IP40, IK05, translucent micro-prismatic diffuser, white steel body | 1495 | 175 | 40 |  | 100000/L80B10 | 3 | 5802 | 36.8 | 158 | 80+ | 3000 | 328.95
| DM1105627 | Calima U LED1x2900 G173 T840 MPRZ LT92 | non-dimmable, I, IP40, IK05, translucent micro-prismatic diffuser, white steel body | 1215 | 175 | 40 |  | 100000/L80B10 | 3 | 2879 | 18.7 | 154 | 80+ | 4000 | 277.694
| DM1105628 | Calima U LED1x3800 G174 T840 MPRZ LT92 | non-dimmable, I, IP40, IK05, translucent micro-prismatic diffuser, white steel body | 1215 | 175 | 40 |  | 100000/L80B10 | 3 | 3754 | 22.3 | 168 | 80+ | 4000 | 288.1
| DM1105629 | Calima U LED1x4900 G175 T840 MPRZ LT92 | non-dimmable, I, IP40, IK05, translucent micro-prismatic diffuser, white steel body | 1215 | 175 | 40 |  | 100000/L80B10 | 3 | 4893 | 29.8 | 164 | 80+ | 4000 | 288.1
| DM1105630 | Calima U LED1x3600 G176 T840 MPRZ LT92 | non-dimmable, I, IP40, IK05, translucent micro-prismatic diffuser, white steel body | 1495 | 175 | 40 |  | 100000/L80B10 | 3 | 3599 | 22.3 | 161 | 80+ | 4000 | 316.695
| DM1105631 | Calima U LED1x4700 G177 T840 MPRZ LT92 | non-dimmable, I, IP40, IK05, translucent micro-prismatic diffuser, white steel body | 1495 | 175 | 40 |  | 100000/L80B10 | 3 | 4693 | 27.3 | 172 | 80+ | 4000 | 328.95
| DM1105632 | Calima U LED1x6150 G178 T840 MPRZ LT92 | non-dimmable, I, IP40, IK05, translucent micro-prismatic diffuser, white steel body | 1495 | 175 | 40 |  | 100000/L80B10 | 3 | 6116 | 36.8 | 166 | 80+ | 4000 | 328.95
Available options:
|  | DALI(G173) | Driver with DALI interface and switch-control dimming | [11 empty] | 55
|  | DALI(G174...G178; H143...H146; H207...H208) | Driver with DALI interface and switch-control dimming | [11 empty] | 55
*note - for DALI LIN option wires are 2x0.5mm2
|  | EAIRB-M | Master luminaire with integrated smart sensor and driver with wireless communication and grouping possibilities for lighting control | [11 empty] | 178.6212
*note - ingress protection IP20
|  | EAIRB-S | Slave luminaire with integrated EAIRB type driver for lighting control | [11 empty] | 84.9483
*note - max system size 1x EAIRB-M + 3x EAIRB-S
*note - max wire lenght from EAIRB-M to last EAIRB-S - 11 meters
*note - EAIRB options not applicable for H series models
|  | BLT | Integrated wireless control unit and driver for lighting control via mobile device (via Bluetooth) | [11 empty] | 321.5448
|  | TW | Integrated light source and driver for Tuneable white control 2700-6500 K
|  | BLT TW | Integrated light source, wireless control unit and driver for Tuneable white control 2700-6500 K via mobile device (via Bluetooth)
|  | COR | Driver with Corridor function (never off) | [11 empty] | 76.6899
|  | COR1min | Driver with Corridor function 1min (switch off after 1 min.) | [11 empty] | 76.6899
|  | COR30min | Driver with Corridor function 30min (switch off after 30 min.) | [11 empty] | 76.6899
|  | PULL | Pull switch device, on/off | [11 empty] | 18.662
|  | PULLDIM | [12 empty] | 115.111
|  | 1LIN | Through wiring 3x1.5 mm² with two push-in terminal blocks | [11 empty] | 8.643
|  | 3LIN | Through wiring 5x1.5 mm² with two push-in terminal blocks | [11 empty] | 11.868
|  | MPRZ LT92 | Translucent micro-prismatic diffuser with high light transmittance
|  | DPRZ | De-glaring micro-prismatic diffuser
|  | 1G | Strain relief for power supply cable | [11 empty] | 1.849
|  | L | Luminaire designed to in-line connection with join element - end/first luminaire (join kit not included)
|  | LL | Luminaire designed to in-line connection with join element - intermediate luminaire (join kit not included)
*note - for L and LL models joint kit not included, 1LIN option included (5TB option for lengths up to 800mm)
|  | CBF3-2.0m spiral | Spiral cable 3x0.75mm² for suspended luminaire up to 2.0 meters, white | [11 empty] | 21.629
|  | CBF3-2.0m | Cable 3x0.75mm² for suspended luminaire up to 2.0 meters, white | [11 empty] | 8.643
|  | CBF3-2.0m clear | Cable 3x0.75mm² for suspended luminaire up to 2.0 meters, transparent | [11 empty] | 17.286
|  | CBF5-2.0m clear | Cable 5x0.75mm² for suspended luminaire up to 2.0 meters, transparent | [11 empty] | 21.629
*note - for suspended luminaires it is recommended to use one of CBF3 option for easier mounting
|  | RAL (>10 pcs) | RAL colour | [11 empty] | 9.589
|  | RAL (1-9 pcs) | RAL colour | [11 empty] | 19.092
|  | T830 | Colour temperature 3000K, CRI 80+
|  | T840 | Colour temperature 4000K, CRI 80+
|  | EM3 | Emergency version 3 hours | [11 empty] | 90
|  | EM3A | Emergency version equipped with an autonomous testing system, 3 hours | [11 empty] | 162.798
|  | EM3D | Emergency version 3 hours with DALI interface | [11 empty] | 268.578
|  | EM3LER | Emergency version 3 hours, lens - escape route | [11 empty] | 102.426
|  | EM3LOA | Emergency version 3 hours, lens - open areas | [11 empty] | 102.426
Available accessories:
| DM9020569 | I-JOIN MTG KIT Calima U LED/Etesian U LED v2 RAL9003 | "I" type join kit for connecting luminaires in-line | [11 empty] | 25.456
| DM9020728 | BLANK Calima U LED 300mm 1LIN v2 RAL9003 | Blank part kit for connecting luminaires in-line, 1pcs | [11 empty] | 64.285
| DM9020729 | BLANK Calima U LED 600mm 1LIN v2 RAL9003 | Blank part kit for connecting luminaires in-line, 1pcs | [11 empty] | 98.556
| DM9020730 | BLANK Calima U LED 1215mm 1LIN v2 RAL9003 | Blank part kit for connecting luminaires in-line, 1pcs | [11 empty] | 157.552
*note - BLANK through wiring option must meet luminaire options
| DM9002118 | Suspension MTG KIT SUSY | Suspension wire set "Y" type, 1.5m adjustable, 1pcs | [11 empty] | 19.995
*note - 2pcs MTG KIT SUSY for one fitting required
| DM9002131 | CAP1 WHITE | Plastic cap for hiding cable inlet into ceilings, white | [11 empty] | 2.537
| DM9015089 | CAP1 CLEAR | Plastic cap for hiding cable inlet into ceilings, clear | [11 empty] | 2.537
| DM9015091 | CAP2 CLEAR | Plastic cap for hiding cable inlet into ceilings, clear | [11 empty] | 2.537
| DM9022161 | CAP4, light grey | Square decorative metal cap for hiding cable inlet into ceilings, light grey | [11 empty] | 15.265
| DM9024862 | CAP4, white | Square decorative metal cap for hiding cable inlet into ceilings, white | [11 empty] | 15.265
| DM9025036 | CAP4, black | Square decorative metal cap for hiding cable inlet into ceilings, black | [11 empty] | 15.265
| DM9033621 | CAP5, light grey | Square decorative metal cap for hiding cable inlet with suspension wire attachment point, push-in terminals 5x1x1.5mm2, light grey | 70 | 70 | 27 | [8 empty] | 21.156
| DM9033622 | CAP5, white | Square decorative metal cap for hiding cable inlet with suspension wire attachment point, push-in terminals 5x1x1.5mm2, white | 70 | 70 | 27 | [8 empty] | 21.156
| DM9033623 | CAP5, black | Square decorative metal cap for hiding cable inlet with suspension wire attachment point, push-in terminals 5x1x1.5mm2, black | 70 | 70 | 27 | [8 empty] | 21.156
| DM9015094 | CAP cable 3x0.75 2.0m, clear | Cable 3x0.75mm² for suspended luminaire up to 2.0 meters, transparent | [11 empty] | 15.91
| DM9016341 | CAP cable clip D6.3mm SET clear | Cable and suspension wire clip set, 4pcs. For cable diameter up to 6,3mm and wire diameter 1mm | [11 empty] | 2.752
| DM1107913 | Calima U LED1x2600/1450 H147 T830 DPRZ LT80 LG3 | non-dimmable, I, IP40, IK05, UGR≤16, matt micro-prismatic diffuser, white steel body, with direct and indirect light distribution | 1215 | 175 | 40 |  | 50000/L80B10 | 3 | 3818 | 26.4 | 145 | 80+ | 3000 | 278.339
| DM1107914 | Calima U LED1x3550/1950 H148 T830 DPRZ LT80 LG3 | non-dimmable, I, IP40, IK05, UGR≤16, matt micro-prismatic diffuser, white steel body, with direct and indirect light distribution | 1215 | 175 | 40 |  | 50000/L80B10 | 3 | 5203 | 38.6 | 135 | 80+ | 3000 | 278.339
| DM1107989 | Calima U LED1x4300/2100 H209 T830 DPRZ LT80 LG3 | non-dimmable, I, IP40, IK05, UGR≤19, matt micro-prismatic diffuser, white steel body, with direct and indirect light distribution | 1215 | 175 | 40 |  | 50000/L80B10 | 3 | 6085 | 43.4 | 140 | 80+ | 3000 | 289.003
| DM1107915 | Calima U LED1x3250/1900 H149 T830 DPRZ LT80 LG3 | non-dimmable, I, IP40, IK05, UGR≤16, matt micro-prismatic diffuser, white steel body, with direct and indirect light distribution | 1495 | 175 | 40 |  | 50000/L80B10 | 3 | 4885 | 33.8 | 145 | 80+ | 3000 | 338.711
| DM1107916 | Calima U LED1x4450/2550 H150 T830 DPRZ LT80 LG3 | non-dimmable, I, IP40, IK05, UGR≤16, matt micro-prismatic diffuser, white steel body, with direct and indirect light distribution | 1495 | 175 | 40 |  | 50000/L80B10 | 3 | 6656 | 48.8 | 136 | 80+ | 3000 | 338.711
| DM1107990 | Calima U LED1x5400/2800 H210 T830 DPRZ LT80 LG3 | non-dimmable, I, IP40, IK05, UGR≤19, matt micro-prismatic diffuser, white steel body, with direct and indirect light distribution | 1495 | 175 | 40 |  | 50000/L80B10 | 3 | 7773 | 54.2 | 143 | 80+ | 3000 | 376.852
| DM1107917 | Calima U LED1x2600/1450 H147 T840 DPRZ LT80 LG3 | non-dimmable, I, IP40, IK05, UGR≤16, matt micro-prismatic diffuser, white steel body, with direct and indirect light distribution | 1215 | 175 | 40 |  | 50000/L80B10 | 3 | 3997 | 26.4 | 151 | 80+ | 4000 | 278.339
| DM1107918 | Calima U LED1x3550/1950 H148 T840 DPRZ LT80 LG3 | non-dimmable, I, IP40, IK05, UGR≤16, matt micro-prismatic diffuser, white steel body, with direct and indirect light distribution | 1215 | 175 | 40 |  | 50000/L80B10 | 3 | 5447 | 38.6 | 141 | 80+ | 4000 | 278.339
| DM1107991 | Calima U LED1x4300/2100 H209 T840 DPRZ LT80 LG3 | non-dimmable, I, IP40, IK05, UGR≤19, matt micro-prismatic diffuser, white steel body, with direct and indirect light distribution | 1215 | 175 | 40 |  | 50000/L80B10 | 3 | 6372 | 43.4 | 147 | 80+ | 4000 | 289.003
| DM1107919 | Calima U LED1x3250/1900 H149 T840 DPRZ LT80 LG3 | non-dimmable, I, IP40, IK05, UGR≤16, matt micro-prismatic diffuser, white steel body, with direct and indirect light distribution | 1495 | 175 | 40 |  | 50000/L80B10 | 3 | 5114 | 33.8 | 151 | 80+ | 4000 | 338.711
| DM1107920 | Calima U LED1x4450/2550 H150 T840 DPRZ LT80 LG3 | non-dimmable, I, IP40, IK05, UGR≤16, matt micro-prismatic diffuser, white steel body, with direct and indirect light distribution | 1495 | 175 | 40 |  | 50000/L80B10 | 3 | 6968 | 48.8 | 143 | 80+ | 4000 | 338.711
| DM1107992 | Calima U LED1x5400/2800 H210 T840 DPRZ LT80 LG3 | non-dimmable, I, IP40, IK05, UGR≤19, matt micro-prismatic diffuser, white steel body, with direct and indirect light distribution | 1495 | 175 | 40 |  | 50000/L80B10 | 3 | 8138 | 54.2 | 150 | 80+ | 4000 | 376.852
| DM1105633 | Calima U LED1x2700/2200 G179 T830 DPRZ LT80 LG3 | non-dimmable, I, IP40, IK05, UGR<16, direct/indirect, matt micro-prismatic diffuser, white steel body | 1215 | 175 | 40 |  | 100000/L80B10 | 3 | 4622 | 29.6 | 156 | 80+ | 3000 | 328.95
| DM1105634 | Calima U LED1x4050/3300 G180 T830 DPRZ LT80 LG3 | non-dimmable, I, IP40, IK05, UGR<16, direct/indirect, matt micro-prismatic diffuser, white steel body | 1215 | 175 | 40 |  | 100000/L80B10 | 3 | 6934 | 43.9 | 158 | 80+ | 3000 | 330.498
| DM1105635 | Calima U LED1x3400/2950 G181 T830 DPRZ LT80 LG3 | non-dimmable, I, IP40, IK05, UGR<16, direct/indirect, matt micro-prismatic diffuser, white steel body | 1495 | 175 | 40 |  | 100000/L80B10 | 3 | 5950 | 37.6 | 158 | 80+ | 3000 | 399.513
| DM1105636 | Calima U LED1x5050/4400 G182 T830 DPRZ LT80 LG3 | non-dimmable, I, IP40, IK05, UGR<16, direct/indirect, matt micro-prismatic diffuser, white steel body | 1495 | 175 | 40 |  | 100000/L80B10 | 3 | 8926 | 56.4 | 158 | 80+ | 3000 | 419.981
| DM1105637 | Calima U LED1x2700/2200 G179 T840 DPRZ LT80 LG3 | non-dimmable, I, IP40, IK05, UGR<16, direct/indirect, matt micro-prismatic diffuser, white steel body | 1215 | 175 | 40 |  | 100000/L80B10 | 3 | 4872 | 29.6 | 165 | 80+ | 4000 | 328.95
| DM1105638 | Calima U LED1x4050/3300 G180 T840 DPRZ LT80 LG3 | non-dimmable, I, IP40, IK05, UGR<16, direct/indirect, matt micro-prismatic diffuser, white steel body | 1215 | 175 | 40 |  | 100000/L80B10 | 3 | 7309 | 43.9 | 166 | 80+ | 4000 | 330.498
| DM1105639 | Calima U LED1x3400/2950 G181 T840 DPRZ LT80 LG3 | non-dimmable, I, IP40, IK05, UGR<16, direct/indirect, matt micro-prismatic diffuser, white steel body | 1495 | 175 | 40 |  | 100000/L80B10 | 3 | 6273 | 37.6 | 167 | 80+ | 4000 | 399.513
| DM1105640 | Calima U LED1x5050/4400 G182 T840 DPRZ LT80 LG3 | non-dimmable, I, IP40, IK05, UGR<16, direct/indirect, matt micro-prismatic diffuser, white steel body | 1495 | 175 | 40 |  | 100000/L80B10 | 3 | 9408 | 56.4 | 167 | 80+ | 4000 | 419.981
| DM1105641 | Calima U LED1x2900/2200 G179 T830 MPRZ LT92 LG3 | non-dimmable, I, IP40, IK05, direct/indirect, translucent micro-prismatic diffuser, white steel body, with direct and indirect light distribution | 1215 | 175 | 40 |  | 100000/L80B10 | 3 | 4802 | 29.6 | 162 | 80+ | 3000 | 333.723
| DM1105642 | Calima U LED1x4350/3300 G180 T830 MPRZ LT92 LG3 | non-dimmable, I, IP40, IK05, direct/indirect, translucent micro-prismatic diffuser, white steel body, with direct and indirect light distribution | 1215 | 175 | 40 |  | 100000/L80B10 | 3 | 7204 | 43.9 | 164 | 80+ | 3000 | 335.314
| DM1105643 | Calima U LED1x3600/2950 G181 T830 MPRZ LT92 LG3 | non-dimmable, I, IP40, IK05, direct/indirect, translucent micro-prismatic diffuser, white steel body, with direct and indirect light distribution | 1495 | 175 | 40 |  | 100000/L80B10 | 3 | 6175 | 37.6 | 164 | 80+ | 3000 | 400.459
| DM1105644 | Calima U LED1x5400/4400 G182 T830 MPRZ LT92 LG3 | non-dimmable, I, IP40, IK05, direct/indirect, translucent micro-prismatic diffuser, white steel body, with direct and indirect light distribution | 1495 | 175 | 40 |  | 100000/L80B10 | 3 | 9263 | 56.4 | 164 | 80+ | 3000 | 420.884
| DM1105645 | Calima U LED1x2900/2200 G179 T840 MPRZ LT92 LG3 | non-dimmable, I, IP40, IK05, direct/indirect, translucent micro-prismatic diffuser, white steel body, with direct and indirect light distribution | 1215 | 175 | 40 |  | 100000/L80B10 | 3 | 5062 | 29.6 | 171 | 80+ | 4000 | 333.723
| DM1105646 | Calima U LED1x4350/3300 G180 T840 MPRZ LT92 LG3 | non-dimmable, I, IP40, IK05, direct/indirect, translucent micro-prismatic diffuser, white steel body, with direct and indirect light distribution | 1215 | 175 | 40 |  | 100000/L80B10 | 3 | 7594 | 43.9 | 173 | 80+ | 4000 | 335.314
| DM1105647 | Calima U LED1x3600/2950 G181 T840 MPRZ LT92 LG3 | non-dimmable, I, IP40, IK05, direct/indirect, translucent micro-prismatic diffuser, white steel body, with direct and indirect light distribution | 1495 | 175 | 40 |  | 100000/L80B10 | 3 | 6510 | 37.6 | 173 | 80+ | 4000 | 400.459
| DM1105648 | Calima U LED1x5400/4400 G182 T840 MPRZ LT92 LG3 | non-dimmable, I, IP40, IK05, direct/indirect, translucent micro-prismatic diffuser, white steel body, with direct and indirect light distribution | 1495 | 175 | 40 |  | 100000/L80B10 | 3 | 9764 | 56.4 | 173 | 80+ | 4000 | 420.884
Available options :
|  | LG3 | Luminaire fits to LG3 requirements (with direct/indirect light distribution)
|  | DALI (G179...G191; H147...H150) | Driver with DALI interface and switch-control dimming | [11 empty] | 55
|  | DALI (G182) | Driver with DALI interface and switch-control dimming | [11 empty] | 55
|  | DALI (H210) | Driver with DALI interface and switch-control dimming | [11 empty] | 55
|  | EAIRB-M | Master luminaire with integrated smart sensor and driver with wireless communication and grouping possibilities for lighting control | [11 empty] | 178.6212
*note - ingress protection IP20
|  | EAIRB-S | Slave luminaire with integrated EAIRB type driver for lighting control | [11 empty] | 84.9483
*note - max system size 1x EAIRB-M + 3x EAIRB-S
*note - max wire lenght from EAIRB-M to last EAIRB-S - 11 meters
|  | BLT | Integrated wireless control unit and driver for lighting control via mobile device (via Bluetooth) | [11 empty] | 321.5448
|  | TW | Integrated light source and driver for Tuneable white control 2700-6500 K
|  | BLT TW | Integrated light source, wireless control unit and driver for Tuneable white control 2700-6500 K via mobile device (via Bluetooth)
|  | COR | Driver with Corridor function (never off) | [11 empty] | 76.6899
|  | COR1min | Driver with Corridor function 1min (switch off after 1 min.) | [11 empty] | 76.6899
|  | COR30min | Driver with Corridor function 30min (switch off after 30 min.) | [11 empty] | 76.6899
|  | PULL | Pull switch device, on/off | [11 empty] | 18.662
|  | PULLDIM | [12 empty] | 115.111
|  | 1LIN | Through wiring 3x1.5 mm² with two push-in terminal blocks | [11 empty] | 8.643
|  | 3LIN | Through wiring 5x1.5 mm² with two push-in terminal blocks | [11 empty] | 11.868
|  | MPRZ LT92 | Translucent micro-prismatic diffuser with high light transmittance
|  | DPRZ | De-glaring micro-prismatic diffuser
|  | L | Luminaire designed to in-line connection with join element - end/first luminaire (join kit not included)
|  | LL | Luminaire designed to in-line connection with join element - intermediate luminaire (join kit not included)
*note - for L and LL models joint kit not included, 1LIN option included (5TB option for lengths up to 800mm)
|  | CBF3-2.0m clear | Cable 3x0.75mm² for suspended luminaire up to 2.0 meters, transparent | [11 empty] | 17.286
|  | CBF5-2.0m clear | Cable 5x0.75mm² for suspended luminaire up to 2.0 meters, transparent | [11 empty] | 21.629
*note - for suspended luminaires it is recommended to use one of CBF3 option for easier mounting
|  | RAL (>10 pcs) | RAL colour | [11 empty] | 9.589
|  | RAL (1-9 pcs) | RAL colour | [11 empty] | 19.092
*note - price for uncommon RAL colour or quantity less then MOQ could be different from indicated. Ask before placing an order
|  | T830 | Colour temperature 3000K, CRI 80+
|  | T840 | Colour temperature 4000K, CRI 80+
|  | EM3 | Emergency version 3 hours | [11 empty] | 90
|  | EM3A | Emergency version equipped with an autonomous testing system, 3 hours | [11 empty] | 162.798
|  | EM3D | Emergency version 3 hours with DALI interface | [11 empty] | 268.578
Available accessories:
| DM9020569 | I-JOIN MTG KIT Calima U LED/Etesian U LED v2 RAL9003 | "I" type join kit for connecting luminaires in-line | [11 empty] | 25.456
| DM9020728 | BLANK Calima U LED 300mm 1LIN v2 RAL9003 | Blank part kit for connecting luminaires in-line, 1pcs | [11 empty] | 64.285
| DM9020729 | BLANK Calima U LED 600mm 1LIN v2 RAL9003 | Blank part kit for connecting luminaires in-line, 1pcs | [11 empty] | 98.556
| DM9020730 | BLANK Calima U LED 1215mm 1LIN v2 RAL9003 | Blank part kit for connecting luminaires in-line, 1pcs | [11 empty] | 157.552
*note - BLANK through wiring option must meet luminaire options
| DM9002118 | Suspension MTG KIT SUSY | Suspension wire set "Y" type, 1.5m adjustable, 1pcs | [11 empty] | 19.995
*note - 2pcs MTG KIT SUSY for one fitting required
| DM9002131 | CAP1 WHITE | Plastic cap for hiding cable inlet into ceilings, white | [11 empty] | 2.537
| DM9015089 | CAP1 CLEAR | Plastic cap for hiding cable inlet into ceilings, clear | [11 empty] | 2.537
| DM9015091 | CAP2 CLEAR | Plastic cap for hiding cable inlet into ceilings, clear | [11 empty] | 2.537
| DM9022161 | CAP4, light grey | Square decorative metal cap for hiding cable inlet into ceilings, light grey | [11 empty] | 15.265
| DM9024862 | CAP4, white | Square decorative metal cap for hiding cable inlet into ceilings, white | [11 empty] | 15.265
| DM9025036 | CAP4, black | Square decorative metal cap for hiding cable inlet into ceilings, black | [11 empty] | 15.265
| DM9033621 | CAP5, light grey | Square decorative metal cap for hiding cable inlet with suspension wire attachment point, push-in terminals 5x1x1.5mm2, light grey | 70 | 70 | 27 | [8 empty] | 21.156
| DM9033622 | CAP5, white | Square decorative metal cap for hiding cable inlet with suspension wire attachment point, push-in terminals 5x1x1.5mm2, white | 70 | 70 | 27 | [8 empty] | 21.156
| DM9033623 | CAP5, black | Square decorative metal cap for hiding cable inlet with suspension wire attachment point, push-in terminals 5x1x1.5mm2, black | 70 | 70 | 27 | [8 empty] | 21.156
| DM9015094 | CAP cable 3x0.75 2.0m, clear | Cable 3x0.75mm² for suspended luminaire up to 2.0 meters, transparent | [11 empty] | 15.91
| DM9016341 | CAP cable clip D6.3mm SET clear | Cable and suspension wire clip set, 4pcs. For cable diameter up to 6,3mm and wire diameter 1mm | [11 empty] | 2.752
| DM1108005 | Bali S LED1x2400 H151 T830 DPRZ LT80 | non-dimmable, I, IP40, IK05, UGR≤19, matt micro-prismatic diffuser, white steel body, basic version | 1136 | 56 | 81 |  | 50000/L80B10 | 3 | 2282 | 17.8 | 128 | 80+ | 3000 | 205.927
| DM1108006 | Bali S LED1x3300 H152 T830 DPRZ LT80 | non-dimmable, I, IP40, IK05, low glare, matt micro-prismatic diffuser, white steel body, basic version | 1136 | 56 | 81 |  | 50000/L80B10 | 3 | 3137 | 25.2 | 124 | 80+ | 3000 | 205.927
| DM1108007 | Bali S LED1x4000 H153 T830 DPRZ LT80 | non-dimmable, I, IP40, IK05, low glare, matt micro-prismatic diffuser, white steel body, basic version | 1136 | 56 | 81 |  | 50000/L80B10 | 3 | 3803 | 29.6 | 128 | 80+ | 3000 | 214.14
| DM1108008 | Bali S LED1x3000 H154 T830 DPRZ LT80 | non-dimmable, I, IP40, IK05, UGR≤19, matt micro-prismatic diffuser, white steel body, basic version | 1416 | 56 | 81 |  | 50000/L80B10 | 3 | 2853 | 22.2 | 129 | 80+ | 3000 | 228.803
| DM1108009 | Bali S LED1x4150 H155 T830 DPRZ LT80 | non-dimmable, I, IP40, IK05, low glare, matt micro-prismatic diffuser, white steel body, basic version | 1416 | 56 | 81 |  | 50000/L80B10 | 3 | 3922 | 31.5 | 125 | 80+ | 3000 | 228.803
| DM1108010 | Bali S LED1x5000 H156 T830 DPRZ LT80 | non-dimmable, I, IP40, IK05, low glare, matt micro-prismatic diffuser, white steel body, basic version | 1416 | 56 | 81 |  | 50000/L80B10 | 3 | 4754 | 37 | 128 | 80+ | 3000 | 237.016
| DM1108026 | Bali S LED1x2400 H151 T840 DPRZ LT80 | non-dimmable, I, IP40, IK05, UGR≤19, matt micro-prismatic diffuser, white steel body, basic version | 1136 | 56 | 81 |  | 50000/L80B10 | 3 | 2389 | 17.8 | 134 | 80+ | 4000 | 205.927
| DM1107710 | Bali S LED1x3300 H152 T840 DPRZ LT80 1G | non-dimmable, I, IP40, IK05, low glare, matt micro-prismatic diffuser, white steel body, basic version | 1136 | 56 | 81 |  | 50000/L80B10 | 3 | 3285 | 25.2 | 130 | 80+ | 4000 | 205.927
| DM1108027 | Bali S LED1x4000 H153 T840 DPRZ LT80 | non-dimmable, I, IP40, IK05, low glare, matt micro-prismatic diffuser, white steel body, basic version | 1136 | 56 | 81 |  | 50000/L80B10 | 3 | 3982 | 29.6 | 135 | 80+ | 4000 | 214.14
| DM1108028 | Bali S LED1x3000 H154 T840 DPRZ LT80 | non-dimmable, I, IP40, IK05, UGR≤19, matt micro-prismatic diffuser, white steel body, basic version | 1416 | 56 | 81 |  | 50000/L80B10 | 3 | 2987 | 22.2 | 135 | 80+ | 4000 | 228.803
| DM1107711 | Bali S LED1x4150 H155 T840 DPRZ LT80 1G | non-dimmable, I, IP40, IK05, low glare, matt micro-prismatic diffuser, white steel body, basic version | 1416 | 56 | 81 |  | 50000/L80B10 | 3 | 4106 | 31.5 | 130 | 80+ | 4000 | 228.803
| DM1108029 | Bali S LED1x5000 H156 T840 DPRZ LT80 | non-dimmable, I, IP40, IK05, low glare, matt micro-prismatic diffuser, white steel body, basic version | 1416 | 56 | 81 |  | 50000/L80B10 | 3 | 4978 | 37 | 135 | 80+ | 4000 | 237.016
| DM1107993 | Bali S LED1x2600 H151 T830 MPRZ LT92 | non-dimmable, I, IP40, IK05, translucent micro-prismatic diffuser, white steel body, basic version | 1136 | 56 | 81 |  | 50000/L80B10 | 3 | 2455 | 17.8 | 138 | 80+ | 3000 | 210.012
| DM1107994 | Bali S LED1x3550 H152 T830 MPRZ LT92 | non-dimmable, I, IP40, IK05, translucent micro-prismatic diffuser, white steel body, basic version | 1136 | 56 | 81 |  | 50000/L80B10 | 3 | 3376 | 25.2 | 134 | 80+ | 3000 | 210.012
| DM1107995 | Bali S LED1x4300 H153 T830 MPRZ LT92 | non-dimmable, I, IP40, IK05, translucent micro-prismatic diffuser, white steel body, basic version | 1136 | 56 | 81 |  | 50000/L80B10 | 3 | 4092 | 29.6 | 138 | 80+ | 3000 | 218.182
| DM1107996 | Bali S LED1x3250 H154 T830 MPRZ LT92 | non-dimmable, I, IP40, IK05, translucent micro-prismatic diffuser, white steel body, basic version | 1416 | 56 | 81 |  | 50000/L80B10 | 3 | 3069 | 22.2 | 138 | 80+ | 3000 | 228.803
| DM1107997 | Bali S LED1x4450 H155 T830 MPRZ LT92 | non-dimmable, I, IP40, IK05, translucent micro-prismatic diffuser, white steel body, basic version | 1416 | 56 | 81 |  | 50000/L80B10 | 3 | 4220 | 31.5 | 134 | 80+ | 3000 | 228.803
| DM1107998 | Bali S LED1x5400 H156 T830 MPRZ LT92 | non-dimmable, I, IP40, IK05, translucent micro-prismatic diffuser, white steel body, basic version | 1416 | 56 | 81 |  | 50000/L80B10 | 3 | 5115 | 37 | 138 | 80+ | 3000 | 237.016
| DM1107999 | Bali S LED1x2600 H151 T840 MPRZ LT92 | non-dimmable, I, IP40, IK05, translucent micro-prismatic diffuser, white steel body, basic version | 1136 | 56 | 81 |  | 50000/L80B10 | 3 | 2570 | 17.8 | 144 | 80+ | 4000 | 210.012
| DM1108000 | Bali S LED1x3550 H152 T840 MPRZ LT92 | non-dimmable, I, IP40, IK05, translucent micro-prismatic diffuser, white steel body, basic version | 1136 | 56 | 81 |  | 50000/L80B10 | 3 | 3534 | 25.2 | 140 | 80+ | 4000 | 210.012
| DM1108001 | Bali S LED1x4300 H153 T840 MPRZ LT92 | non-dimmable, I, IP40, IK05, translucent micro-prismatic diffuser, white steel body, basic version | 1136 | 56 | 81 |  | 50000/L80B10 | 3 | 4285 | 29.6 | 145 | 80+ | 4000 | 218.182
| DM1108002 | Bali S LED1x3250 H154 T840 MPRZ LT92 | non-dimmable, I, IP40, IK05, translucent micro-prismatic diffuser, white steel body, basic version | 1416 | 56 | 81 |  | 50000/L80B10 | 3 | 3213 | 22.2 | 145 | 80+ | 4000 | 228.803
| DM1108003 | Bali S LED1x4450 H155 T840 MPRZ LT92 | non-dimmable, I, IP40, IK05, translucent micro-prismatic diffuser, white steel body, basic version | 1416 | 56 | 81 |  | 50000/L80B10 | 3 | 4418 | 31.5 | 140 | 80+ | 4000 | 228.803
| DM1108004 | Bali S LED1x5400 H156 T840 MPRZ LT92 | non-dimmable, I, IP40, IK05, translucent micro-prismatic diffuser, white steel body, basic version | 1416 | 56 | 81 |  | 50000/L80B10 | 3 | 5356 | 37 | 145 | 80+ | 4000 | 237.016
| DM1110953 | Bali S LED1x2400 G255 T830 DPRZ LT80 | non-dimmable, I, IP40, IK05, UGR≤19, matt micro-prismatic diffuser, white steel body | 1136 | 56 | 81 |  | 100000/L80B10 | 3 | 2282 | 18.4 | 124 | 80+ | 3000 | 242.004
| DM1110954 | Bali S LED1x3300 G256 T830 DPRZ LT80 | non-dimmable, I, IP40, IK05, low glare, matt micro-prismatic diffuser, white steel body | 1136 | 56 | 81 |  | 100000/L80B10 | 3 | 3137 | 25.7 | 122 | 80+ | 3000 | 242.004
| DM1110955 | Bali S LED1x4000 G257 T830 DPRZ LT80 | non-dimmable, I, IP40, IK05, low glare, matt micro-prismatic diffuser, white steel body | 1136 | 56 | 81 |  | 100000/L80B10 | 3 | 3803 | 29.3 | 130 | 80+ | 3000 | 253.786
| DM1110956 | Bali S LED1x3000 G258 T830 DPRZ LT80 | non-dimmable, I, IP40, IK05, UGR≤19, matt micro-prismatic diffuser, white steel body | 1416 | 56 | 81 |  | 100000/L80B10 | 3 | 2853 | 22.5 | 127 | 80+ | 3000 | 264.02
| DM1110957 | Bali S LED1x4150 G259 T830 DPRZ LT80 | non-dimmable, I, IP40, IK05, low glare, matt micro-prismatic diffuser, white steel body | 1416 | 56 | 81 |  | 100000/L80B10 | 3 | 3922 | 31.8 | 123 | 80+ | 3000 | 264.02
| DM1110958 | Bali S LED1x5000 G260 T830 DPRZ LT80 | non-dimmable, I, IP40, IK05, low glare, matt micro-prismatic diffuser, white steel body | 1416 | 56 | 81 |  | 100000/L80B10 | 3 | 4754 | 35.9 | 132 | 80+ | 3000 | 278.339
| DM1110959 | Bali S LED1x3600 G261 T830 DPRZ LT80 | non-dimmable, I, IP40, IK05, UGR≤19, matt micro-prismatic diffuser, white steel body | 1696 | 56 | 81 |  | 100000/L80B10 | 3 | 3423 | 26.7 | 128 | 80+ | 3000 | 306.461
| DM1110960 | Bali S LED1x4950 G262 T830 DPRZ LT80 | non-dimmable, I, IP40, IK05, low glare, matt micro-prismatic diffuser, white steel body | 1696 | 56 | 81 |  | 100000/L80B10 | 3 | 4706 | 37.3 | 126 | 80+ | 3000 | 306.461
| DM1110961 | Bali S LED1x6000 G263 T830 DPRZ LT80 | non-dimmable, I, IP40, IK05, low glare, matt micro-prismatic diffuser, white steel body | 1696 | 56 | 81 |  | 100000/L80B10 | 3 | 5705 | 43.5 | 131 | 80+ | 3000 | 324.607
| DM1110962 | Bali S LED1x4200 G264 T830 DPRZ LT80 | non-dimmable, I, IP40, IK05, UGR≤19, matt micro-prismatic diffuser, white steel body | 1976 | 56 | 81 |  | 100000/L80B10 | 3 | 3994 | 30.4 | 131 | 80+ | 3000 | 339.614
| DM1110963 | Bali S LED1x5750 G265 T830 DPRZ LT80 | non-dimmable, I, IP40, IK05, low glare, matt micro-prismatic diffuser, white steel body | 1976 | 56 | 81 |  | 100000/L80B10 | 3 | 5490 | 43.6 | 126 | 80+ | 3000 | 339.614
| DM1110964 | Bali S LED1x7000 G266 T830 DPRZ LT80 | non-dimmable, I, IP40, IK05, low glare, matt micro-prismatic diffuser, white steel body | 1976 | 56 | 81 |  | 100000/L80B10 | 3 | 6656 | 50.2 | 133 | 80+ | 3000 | 367.091
| DM1110965 | Bali S LED1x4800 G267 T830 DPRZ LT80 | non-dimmable, I, IP40, IK05, UGR≤19, matt micro-prismatic diffuser, white steel body | 2256 | 56 | 81 |  | 100000/L80B10 | 3 | 4564 | 34.8 | 131 | 80+ | 3000 | 412.499
| DM1110966 | Bali S LED1x6600 G268 T830 DPRZ LT80 | non-dimmable, I, IP40, IK05, low glare, matt micro-prismatic diffuser, white steel body | 2256 | 56 | 81 |  | 100000/L80B10 | 3 | 6275 | 49.3 | 127 | 80+ | 3000 | 412.499
| DM1110967 | Bali S LED1x8000 G269 T830 DPRZ LT80 | non-dimmable, I, IP40, IK05, low glare, matt micro-prismatic diffuser, white steel body | 2256 | 56 | 81 |  | 100000/L80B10 | 3 | 7607 | 57.4 | 133 | 80+ | 3000 | 444.018
| DM1110968 | Bali S LED1x5400 G270 T830 DPRZ LT80 | non-dimmable, I, IP40, IK05, UGR≤19, matt micro-prismatic diffuser, white steel body | 2536 | 56 | 81 |  | 100000/L80B10 | 3 | 5135 | 39.6 | 130 | 80+ | 3000 | 374.1
| DM1110969 | Bali S LED1x7400 G271 T830 DPRZ LT80 | non-dimmable, I, IP40, IK05, low glare, matt micro-prismatic diffuser, white steel body | 2536 | 56 | 81 |  | 100000/L80B10 | 3 | 7059 | 55.4 | 127 | 80+ | 3000 | 380.464
| DM1110970 | Bali S LED1x9000 G272 T830 DPRZ LT80 | non-dimmable, I, IP40, IK05, low glare, matt micro-prismatic diffuser, white steel body | 2536 | 56 | 81 |  | 100000/L80B10 | 3 | 8558 | 66.7 | 128 | 80+ | 3000 | 407.038
| DM1110971 | Bali S LED1x6000 G273 T830 DPRZ LT80 | non-dimmable, I, IP40, IK05, UGR≤19, matt micro-prismatic diffuser, white steel body | 2816 | 56 | 81 |  | 100000/L80B10 | 3 | 5705 | 43.5 | 131 | 80+ | 3000 | 451.715
| DM1110972 | Bali S LED1x8250 G274 T830 DPRZ LT80 | non-dimmable, I, IP40, IK05, low glare, matt micro-prismatic diffuser, white steel body | 2816 | 56 | 81 |  | 100000/L80B10 | 3 | 7843 | 61.6 | 127 | 80+ | 3000 | 458.122
| DM1110973 | Bali S LED1x10000 G275 T830 DPRZ LT80 | non-dimmable, I, IP40, IK05, low glare, matt micro-prismatic diffuser, white steel body | 2816 | 56 | 81 |  | 100000/L80B10 | 3 | 9509 | 71.7 | 133 | 80+ | 3000 | 492.608
| DM1110974 | Bali S LED1x2400 G255 T840 DPRZ LT80 | non-dimmable, I, IP40, IK05, UGR≤19, matt micro-prismatic diffuser, white steel body | 1136 | 56 | 81 |  | 100000/L80B10 | 3 | 2389 | 18.4 | 130 | 80+ | 4000 | 242.004
| DM1110975 | Bali S LED1x3300 G256 T840 DPRZ LT80 | non-dimmable, I, IP40, IK05, low glare, matt micro-prismatic diffuser, white steel body | 1136 | 56 | 81 |  | 100000/L80B10 | 3 | 3285 | 25.8 | 127 | 80+ | 4000 | 242.004
| DM1110976 | Bali S LED1x4000 G257 T840 DPRZ LT80 | non-dimmable, I, IP40, IK05, low glare, matt micro-prismatic diffuser, white steel body | 1136 | 56 | 81 |  | 100000/L80B10 | 3 | 3982 | 29.3 | 136 | 80+ | 4000 | 253.786
| DM1110977 | Bali S LED1x3000 G258 T840 DPRZ LT80 | non-dimmable, I, IP40, IK05, UGR≤19, matt micro-prismatic diffuser, white steel body | 1416 | 56 | 81 |  | 100000/L80B10 | 3 | 2987 | 22.5 | 133 | 80+ | 4000 | 264.02
| DM1110978 | Bali S LED1x4150 G259 T840 DPRZ LT80 | non-dimmable, I, IP40, IK05, low glare, matt micro-prismatic diffuser, white steel body | 1416 | 56 | 81 |  | 100000/L80B10 | 3 | 4106 | 31.8 | 129 | 80+ | 4000 | 264.02
| DM1110979 | Bali S LED1x5000 G260 T840 DPRZ LT80 | non-dimmable, I, IP40, IK05, low glare, matt micro-prismatic diffuser, white steel body | 1416 | 56 | 81 |  | 100000/L80B10 | 3 | 4978 | 35.9 | 139 | 80+ | 4000 | 278.339
| DM1110980 | Bali S LED1x3600 G261 T840 DPRZ LT80 | non-dimmable, I, IP40, IK05, UGR≤19, matt micro-prismatic diffuser, white steel body | 1696 | 56 | 81 |  | 100000/L80B10 | 3 | 3584 | 26.7 | 134 | 80+ | 4000 | 306.461
| DM1110981 | Bali S LED1x4950 G262 T840 DPRZ LT80 | non-dimmable, I, IP40, IK05, low glare, matt micro-prismatic diffuser, white steel body | 1696 | 56 | 81 |  | 100000/L80B10 | 3 | 4927 | 37.3 | 132 | 80+ | 4000 | 306.461
| DM1110982 | Bali S LED1x6000 G263 T840 DPRZ LT80 | non-dimmable, I, IP40, IK05, low glare, matt micro-prismatic diffuser, white steel body | 1696 | 56 | 81 |  | 100000/L80B10 | 3 | 5973 | 43.5 | 137 | 80+ | 4000 | 324.607
| DM1110983 | Bali S LED1x4200 G264 T840 DPRZ LT80 | non-dimmable, I, IP40, IK05, UGR≤19, matt micro-prismatic diffuser, white steel body | 1976 | 56 | 81 |  | 100000/L80B10 | 3 | 4181 | 30.4 | 138 | 80+ | 4000 | 339.614
| DM1110984 | Bali S LED1x5750 G265 T840 DPRZ LT80 | non-dimmable, I, IP40, IK05, low glare, matt micro-prismatic diffuser, white steel body | 1976 | 56 | 81 |  | 100000/L80B10 | 3 | 5748 | 43.6 | 132 | 80+ | 4000 | 339.614
| DM1110985 | Bali S LED1x7000 G266 T840 DPRZ LT80 | non-dimmable, I, IP40, IK05, low glare, matt micro-prismatic diffuser, white steel body | 1976 | 56 | 81 |  | 100000/L80B10 | 3 | 6969 | 50.2 | 139 | 80+ | 4000 | 367.091
| DM1110986 | Bali S LED1x4800 G267 T840 DPRZ LT80 | non-dimmable, I, IP40, IK05, UGR≤19, matt micro-prismatic diffuser, white steel body | 2256 | 56 | 81 |  | 100000/L80B10 | 3 | 4779 | 34.8 | 137 | 80+ | 4000 | 412.499
| DM1110987 | Bali S LED1x6600 G268 T840 DPRZ LT80 | non-dimmable, I, IP40, IK05, low glare, matt micro-prismatic diffuser, white steel body | 2256 | 56 | 81 |  | 100000/L80B10 | 3 | 6570 | 49.3 | 133 | 80+ | 4000 | 412.499
| DM1110988 | Bali S LED1x8000 G269 T840 DPRZ LT80 | non-dimmable, I, IP40, IK05, low glare, matt micro-prismatic diffuser, white steel body | 2256 | 56 | 81 |  | 100000/L80B10 | 3 | 7964 | 57.4 | 139 | 80+ | 4000 | 444.018
| DM1110989 | Bali S LED1x5400 G270 T840 DPRZ LT80 | non-dimmable, I, IP40, IK05, UGR≤19, matt micro-prismatic diffuser, white steel body | 2536 | 56 | 81 |  | 100000/L80B10 | 3 | 5376 | 39.6 | 136 | 80+ | 4000 | 374.1
| DM1110990 | Bali S LED1x7400 G271 T840 DPRZ LT80 | non-dimmable, I, IP40, IK05, low glare, matt micro-prismatic diffuser, white steel body | 2536 | 56 | 81 |  | 100000/L80B10 | 3 | 7391 | 55.4 | 133 | 80+ | 4000 | 380.464
| DM1110991 | Bali S LED1x9000 G272 T840 DPRZ LT80 | non-dimmable, I, IP40, IK05, low glare, matt micro-prismatic diffuser, white steel body | 2536 | 56 | 81 |  | 100000/L80B10 | 3 | 8960 | 66.7 | 134 | 80+ | 4000 | 407.038
| DM1110992 | Bali S LED1x6000 G273 T840 DPRZ LT80 | non-dimmable, I, IP40, IK05, UGR≤19, matt micro-prismatic diffuser, white steel body | 2816 | 56 | 81 |  | 100000/L80B10 | 3 | 5973 | 43.5 | 137 | 80+ | 4000 | 451.715
| DM1110993 | Bali S LED1x8250 G274 T840 DPRZ LT80 | non-dimmable, I, IP40, IK05, low glare, matt micro-prismatic diffuser, white steel body | 2816 | 56 | 81 |  | 100000/L80B10 | 3 | 8212 | 61.6 | 133 | 80+ | 4000 | 458.122
| DM1110994 | Bali S LED1x10000 G275 T840 DPRZ LT80 | non-dimmable, I, IP40, IK05, low glare, matt micro-prismatic diffuser, white steel body | 2816 | 56 | 81 |  | 100000/L80B10 | 3 | 9955 | 71.7 | 139 | 80+ | 4000 | 492.608
Available options:
|  | DALI | Driver with DALI interface and switch-control dimming | [11 empty] | 55
|  | EAIRB-M | Master luminaire with integrated smart sensor and driver with wireless communication and grouping possibilities for lighting control | [11 empty] | 180.3861
*note - ingress protection IP20
*note - For option EAIRB-M luminaire housing is 40mm longer
*note - the EAIRB sensor is positioned in the end of the luminaire for lengths up to 1800mm, and in the middle of the luminaire for lengths over 1800mm
|  | EAIRB-S | Slave luminaire with integrated EAIRB type driver for lighting control | [11 empty] | 84.9483
*note - max system size 1x EAIRB-M + 3x EAIRB-S
*note - max wire lenght from EAIRB-M to last EAIRB-S - 11 meters
*note - EAIRB options not applicable for H series models
|  | BLT | Integrated wireless control unit and driver for lighting control via mobile device (via Bluetooth) | [11 empty] | 321.5448
|  | KRBLT | Integrated wireless control unit and driver for lighting control via mobile device (KR system app), on/off | [11 empty] | 126.248
|  | KRBLT DALI | Integrated wireless control unit and driver for lighting control via mobile device (KR system app), DALI with integrated PS | [11 empty] | 236.07
|  | TW | Integrated light source and driver for Tuneable white control 2700-6500 K
|  | BLT TW | Integrated light source, wireless control unit and driver for Tuneable white control 2700-6500 K via mobile device (via Bluetooth)
|  | COR | Driver with Corridor function (never off) | [11 empty] | 76.6899
|  | COR1min | Driver with Corridor function 1min (switch off after 1 min.) | [11 empty] | 76.6899
|  | COR30min | Driver with Corridor function 30min (switch off after 30 min.) | [11 empty] | 76.6899
|  | MW | Integrated microwave (MW) motion sensor with on-off control | [11 empty] | 113.993
|  | 1G | Strain relief for power supply cable | [11 empty] | 1.849
|  | MPRZ LT92 | Translucent micro-prismatic diffuser with high light transmittance
|  | DPRZ LT80 | De-glaring matt micro-prismatic diffuser
|  | W45 | Luminaire with narrow body. Width: 45mm | [11 empty] | 9.374
*note - luminaire output with W45 option is 5-7% lower
|  | RAL9006 (MOQ: 10pcs) | RAL9006 colour, price per 1 meter | [11 empty] | 4.601
|  | RAL9005 (MOQ: 10pcs) | RAL9005 colour, price per 1 meter | [11 empty] | 4.601
|  | RAL (>10pcs) / 1 m | Other RAL colours, price per 1 meter | [11 empty] | 8.944
|  | RAL (<10pcs) / 1 m | Other RAL colours, price per 1 meter | [11 empty] | 26.359
|  | T830 | Colour temperature 3000K, CRI 80+
|  | T840 | Colour temperature 4000K, CRI 80+
|  | EM3 | Emergency version 3 hours | [11 empty] | 90
|  | EM3A | Emergency version equipped with an autonomous testing system, 3 hours | [11 empty] | 162.798
|  | EM3D | Emergency version 3 hours with DALI interface | [11 empty] | 268.578
| DM1108045 | Bali U LED1x2600 H172 T830 MPRZ LT92 | non-dimmable, I, IP40, IK05, translucent micro-prismatic diffuser, white steel body, basic version | 1136 | 56 | 68 |  | 50000/L80B10 | 3 | 2455 | 17.8 | 138 | 80+ | 3000 | 177.547
| DM1108046 | Bali U LED1x3550 H173 T830 MPRZ LT92 | non-dimmable, I, IP40, IK05, translucent micro-prismatic diffuser, white steel body, basic version | 1136 | 56 | 68 |  | 50000/L80B10 | 3 | 3376 | 25.2 | 134 | 80+ | 3000 | 177.547
| DM1108047 | Bali U LED1x4300 H174 T830 MPRZ LT92 | non-dimmable, I, IP40, IK05, translucent micro-prismatic diffuser, white steel body, basic version | 1136 | 56 | 68 |  | 50000/L80B10 | 3 | 4092 | 29.6 | 138 | 80+ | 3000 | 185.717
| DM1108048 | Bali U LED1x3250 H175 T830 MPRZ LT92 | non-dimmable, I, IP40, IK05, translucent micro-prismatic diffuser, white steel body, basic version | 1416 | 56 | 68 |  | 50000/L80B10 | 3 | 3069 | 22.2 | 138 | 80+ | 3000 | 201.842
| DM1108049 | Bali U LED1x4450 H176 T830 MPRZ LT92 | non-dimmable, I, IP40, IK05, translucent micro-prismatic diffuser, white steel body, basic version | 1416 | 56 | 68 |  | 50000/L80B10 | 3 | 4220 | 31.5 | 134 | 80+ | 3000 | 201.842
| DM1108050 | Bali U LED1x5400 H177 T830 MPRZ LT92 | non-dimmable, I, IP40, IK05, translucent micro-prismatic diffuser, white steel body, basic version | 1416 | 56 | 68 |  | 50000/L80B10 | 3 | 5115 | 37 | 138 | 80+ | 3000 | 210.012
| DM1108051 | Bali U LED1x2600 H172 T840 MPRZ LT92 | non-dimmable, I, IP40, IK05, translucent micro-prismatic diffuser, white steel body, basic version | 1136 | 56 | 68 |  | 50000/L80B10 | 3 | 2570 | 17.8 | 144 | 80+ | 4000 | 177.547
| DM1108052 | Bali U LED1x3550 H173 T840 MPRZ LT92 | non-dimmable, I, IP40, IK05, translucent micro-prismatic diffuser, white steel body, basic version | 1136 | 56 | 68 |  | 50000/L80B10 | 3 | 3534 | 25.2 | 140 | 80+ | 4000 | 177.547
| DM1108053 | Bali U LED1x4300 H174 T840 MPRZ LT92 | non-dimmable, I, IP40, IK05, translucent micro-prismatic diffuser, white steel body, basic version | 1136 | 56 | 68 |  | 50000/L80B10 | 3 | 4285 | 29.6 | 145 | 80+ | 4000 | 185.717
| DM1108054 | Bali U LED1x3250 H175 T840 MPRZ LT92 | non-dimmable, I, IP40, IK05, translucent micro-prismatic diffuser, white steel body, basic version | 1416 | 56 | 68 |  | 50000/L80B10 | 3 | 3213 | 22.2 | 145 | 80+ | 4000 | 201.842
| DM1108055 | Bali U LED1x4450 H176 T840 MPRZ LT92 | non-dimmable, I, IP40, IK05, translucent micro-prismatic diffuser, white steel body, basic version | 1416 | 56 | 68 |  | 50000/L80B10 | 3 | 4418 | 31.5 | 140 | 80+ | 4000 | 201.842
| DM1108056 | Bali U LED1x5400 H177 T840 MPRZ LT92 | non-dimmable, I, IP40, IK05, translucent micro-prismatic diffuser, white steel body, basic version | 1416 | 56 | 68 |  | 50000/L80B10 | 3 | 5356 | 37 | 145 | 80+ | 4000 | 210.012
| DM1108057 | Bali U LED1x2450 H172 T830 DPRZ LT80 | non-dimmable, I, IP40, IK05, UGR≤19, matt micro-prismatic diffuser, white steel body, basic version | 1136 | 56 | 68 |  | 50000/L80B10 | 3 | 2282 | 17.8 | 128 | 80+ | 3000 | 173.462
| DM1108058 | Bali U LED1x3300 H173 T830 DPRZ LT80 | non-dimmable, I, IP40, IK05, low glare, matt micro-prismatic diffuser, white steel body, basic version | 1136 | 56 | 68 |  | 50000/L80B10 | 3 | 3137 | 25.2 | 124 | 80+ | 3000 | 173.462
| DM1108059 | Bali U LED1x4000 H174 T830 DPRZ LT80 | non-dimmable, I, IP40, IK05, low glare, matt micro-prismatic diffuser, white steel body, basic version | 1136 | 56 | 68 |  | 50000/L80B10 | 3 | 3803 | 29.6 | 128 | 80+ | 3000 | 181.589
| DM1108060 | Bali U LED1x3050 H175 T830 DPRZ LT80 | non-dimmable, I, IP40, IK05, UGR≤19, matt micro-prismatic diffuser, white steel body, basic version | 1416 | 56 | 68 |  | 50000/L80B10 | 3 | 2853 | 22.2 | 129 | 80+ | 3000 | 201.842
| DM1108061 | Bali U LED1x4150 H176 T830 DPRZ LT80 | non-dimmable, I, IP40, IK05, low glare, matt micro-prismatic diffuser, white steel body, basic version | 1416 | 56 | 68 |  | 50000/L80B10 | 3 | 3922 | 31.5 | 125 | 80+ | 3000 | 201.842
| DM1108062 | Bali U LED1x5000 H177 T830 DPRZ LT80 | non-dimmable, I, IP40, IK05, low glare, matt micro-prismatic diffuser, white steel body, basic version | 1416 | 56 | 68 |  | 50000/L80B10 | 3 | 4754 | 37 | 128 | 80+ | 3000 | 210.012
| DM1107712 | Bali U LED1x2450 H172 T840 DPRZ LT80 | non-dimmable, I, IP40, IK05, UGR≤19, matt micro-prismatic diffuser, white steel body, basic version | 1136 | 56 | 68 |  | 50000/L80B10 | 3 | 2411 | 17.8 | 135 | 80+ | 4000 | 173.462
| DM1108078 | Bali U LED1x3300 H173 T840 DPRZ LT80 | non-dimmable, I, IP40, IK05, low glare, matt micro-prismatic diffuser, white steel body, basic version | 1136 | 56 | 68 |  | 50000/L80B10 | 3 | 3285 | 25.2 | 130 | 80+ | 4000 | 173.462
| DM1108079 | Bali U LED1x4000 H174 T840 DPRZ LT80 | non-dimmable, I, IP40, IK05, low glare, matt micro-prismatic diffuser, white steel body, basic version | 1136 | 56 | 68 |  | 50000/L80B10 | 3 | 3982 | 29.6 | 135 | 80+ | 4000 | 181.589
| DM1107713 | Bali U LED1x3050 H175 T840 DPRZ LT80 | non-dimmable, I, IP40, IK05, UGR≤19, matt micro-prismatic diffuser, white steel body, basic version | 1416 | 56 | 68 |  | 50000/L80B10 | 3 | 3013 | 22.3 | 135 | 80+ | 4000 | 201.842
| DM1108080 | Bali U LED1x4150 H176 T840 DPRZ LT80 | non-dimmable, I, IP40, IK05, low glare, matt micro-prismatic diffuser, white steel body, basic version | 1416 | 56 | 68 |  | 50000/L80B10 | 3 | 4106 | 31.5 | 130 | 80+ | 4000 | 201.842
| DM1108081 | Bali U LED1x5000 H177 T840 DPRZ LT80 | non-dimmable, I, IP40, IK05, low glare, matt micro-prismatic diffuser, white steel body, basic version | 1416 | 56 | 68 |  | 50000/L80B10 | 3 | 4978 | 37 | 135 | 80+ | 4000 | 210.012
| DM1110995 | Bali U LED1x2450 G293 T830 DPRZ LT80 | non-dimmable, I, IP40, IK05, UGR≤19, matt micro-prismatic diffuser, white steel body | 1136 | 56 | 68 |  | 100000/L80B10 | 3 | 2282 | 18.4 | 124 | 80+ | 3000 | 198.66
| DM1110996 | Bali U LED1x3300 G294 T830 DPRZ LT80 | non-dimmable, I, IP40, IK05, low glare, matt micro-prismatic diffuser, white steel body | 1136 | 56 | 68 |  | 100000/L80B10 | 3 | 3137 | 25.7 | 122 | 80+ | 3000 | 198.66
| DM1110997 | Bali U LED1x4000 G295 T830 DPRZ LT80 | non-dimmable, I, IP40, IK05, low glare, matt micro-prismatic diffuser, white steel body | 1136 | 56 | 68 |  | 100000/L80B10 | 3 | 3803 | 29.3 | 130 | 80+ | 3000 | 210.012
| DM1110998 | Bali U LED1x3050 G296 T830 DPRZ LT80 | non-dimmable, I, IP40, IK05, UGR≤19, matt micro-prismatic diffuser, white steel body | 1416 | 56 | 68 |  | 100000/L80B10 | 3 | 2853 | 22.5 | 127 | 80+ | 3000 | 225.879
| DM1110999 | Bali U LED1x4150 G297 T830 DPRZ LT80 | non-dimmable, I, IP40, IK05, low glare, matt micro-prismatic diffuser, white steel body | 1416 | 56 | 68 |  | 100000/L80B10 | 3 | 3922 | 31.8 | 123 | 80+ | 3000 | 225.879
| DM1111000 | Bali U LED1x5000 G298 T830 DPRZ LT80 | non-dimmable, I, IP40, IK05, low glare, matt micro-prismatic diffuser, white steel body | 1416 | 56 | 68 |  | 100000/L80B10 | 3 | 4754 | 35.9 | 132 | 80+ | 3000 | 239.553
| DM1111001 | Bali U LED1x3600 G299 T830 DPRZ LT80 | non-dimmable, I, IP40, IK05, UGR≤19, matt micro-prismatic diffuser, white steel body | 1696 | 56 | 68 |  | 100000/L80B10 | 3 | 3423 | 26.7 | 128 | 80+ | 3000 | 277.694
| DM1111002 | Bali U LED1x4950 G300 T830 DPRZ LT80 | non-dimmable, I, IP40, IK05, low glare, matt micro-prismatic diffuser, white steel body | 1696 | 56 | 68 |  | 100000/L80B10 | 3 | 4706 | 37.3 | 126 | 80+ | 3000 | 277.694
| DM1111003 | Bali U LED1x6000 G301 T830 DPRZ LT80 | non-dimmable, I, IP40, IK05, low glare, matt micro-prismatic diffuser, white steel body | 1696 | 56 | 68 |  | 100000/L80B10 | 3 | 5705 | 43.5 | 131 | 80+ | 3000 | 289.906
| DM1111004 | Bali U LED1x4200 G302 T830 DPRZ LT80 | non-dimmable, I, IP40, IK05, UGR≤19, matt micro-prismatic diffuser, white steel body | 1976 | 56 | 68 |  | 100000/L80B10 | 3 | 3994 | 30.4 | 131 | 80+ | 3000 | 289.476
| DM1111005 | Bali U LED1x5750 G303 T830 DPRZ LT80 | non-dimmable, I, IP40, IK05, low glare, matt micro-prismatic diffuser, white steel body | 1976 | 56 | 68 |  | 100000/L80B10 | 3 | 5490 | 43.6 | 126 | 80+ | 3000 | 289.476
| DM1111006 | Bali U LED1x7000 G304 T830 DPRZ LT80 | non-dimmable, I, IP40, IK05, low glare, matt micro-prismatic diffuser, white steel body | 1976 | 56 | 68 |  | 100000/L80B10 | 3 | 6656 | 50.2 | 133 | 80+ | 3000 | 316.007
| DM1111007 | Bali U LED1x4800 G305 T830 DPRZ LT80 | non-dimmable, I, IP40, IK05, UGR≤19, matt micro-prismatic diffuser, white steel body | 2256 | 56 | 68 |  | 100000/L80B10 | 3 | 4564 | 34.8 | 131 | 80+ | 3000 | 354.621
| DM1111008 | Bali U LED1x6600 G306 T830 DPRZ LT80 | non-dimmable, I, IP40, IK05, low glare, matt micro-prismatic diffuser, white steel body | 2256 | 56 | 68 |  | 100000/L80B10 | 3 | 6275 | 49.3 | 127 | 80+ | 3000 | 354.621
| DM1111009 | Bali U LED1x8000 G307 T830 DPRZ LT80 | non-dimmable, I, IP40, IK05, low glare, matt micro-prismatic diffuser, white steel body | 2256 | 56 | 68 |  | 100000/L80B10 | 3 | 7607 | 57.4 | 133 | 80+ | 3000 | 384.979
| DM1111010 | Bali U LED1x5400 G308 T830 DPRZ LT80 | non-dimmable, I, IP40, IK05, UGR≤19, matt micro-prismatic diffuser, white steel body | 2536 | 56 | 68 |  | 100000/L80B10 | 3 | 5135 | 39.6 | 130 | 80+ | 3000 | 365.5
| DM1111011 | Bali U LED1x7400 G309 T830 DPRZ LT80 | non-dimmable, I, IP40, IK05, low glare, matt micro-prismatic diffuser, white steel body | 2536 | 56 | 68 |  | 100000/L80B10 | 3 | 7059 | 55.4 | 127 | 80+ | 3000 | 372.122
| DM1111012 | Bali U LED1x9000 G310 T830 DPRZ LT80 | non-dimmable, I, IP40, IK05, low glare, matt micro-prismatic diffuser, white steel body | 2536 | 56 | 68 |  | 100000/L80B10 | 3 | 8558 | 66.7 | 128 | 80+ | 3000 | 391.601
| DM1111013 | Bali U LED1x6000 G311 T830 DPRZ LT80 | non-dimmable, I, IP40, IK05, UGR≤19, matt micro-prismatic diffuser, white steel body | 2816 | 56 | 68 |  | 100000/L80B10 | 3 | 5705 | 43.5 | 131 | 80+ | 3000 | 382.528
| DM1111014 | Bali U LED1x8250 G312 T830 DPRZ LT80 | non-dimmable, I, IP40, IK05, low glare, matt micro-prismatic diffuser, white steel body | 2816 | 56 | 68 |  | 100000/L80B10 | 3 | 7843 | 61.6 | 127 | 80+ | 3000 | 389.107
| DM1111015 | Bali U LED1x10000 G313 T830 DPRZ LT80 | non-dimmable, I, IP40, IK05, low glare, matt micro-prismatic diffuser, white steel body | 2816 | 56 | 68 |  | 100000/L80B10 | 3 | 9509 | 71.7 | 133 | 80+ | 3000 | 416.799
| DM1111016 | Bali U LED1x2450 G293 T840 DPRZ LT80 | non-dimmable, I, IP40, IK05, UGR≤19, matt micro-prismatic diffuser, white steel body | 1136 | 56 | 68 |  | 100000/L80B10 | 3 | 2411 | 18.4 | 131 | 80+ | 4000 | 198.66
| DM1111017 | Bali U LED1x3300 G294 T840 DPRZ LT80 | non-dimmable, I, IP40, IK05, low glare, matt micro-prismatic diffuser, white steel body | 1136 | 56 | 68 |  | 100000/L80B10 | 3 | 3285 | 26 | 126 | 80+ | 4000 | 198.66
| DM1111018 | Bali U LED1x4000 G295 T840 DPRZ LT80 | non-dimmable, I, IP40, IK05, low glare, matt micro-prismatic diffuser, white steel body | 1136 | 56 | 68 |  | 100000/L80B10 | 3 | 3982 | 29.3 | 136 | 80+ | 4000 | 210.012
| DM1111019 | Bali U LED1x3050 G296 T840 DPRZ LT80 | non-dimmable, I, IP40, IK05, UGR≤19, matt micro-prismatic diffuser, white steel body | 1416 | 56 | 68 |  | 100000/L80B10 | 3 | 3013 | 22.5 | 134 | 80+ | 4000 | 225.879
| DM1111020 | Bali U LED1x4150 G297 T840 DPRZ LT80 | non-dimmable, I, IP40, IK05, low glare, matt micro-prismatic diffuser, white steel body | 1416 | 56 | 68 |  | 100000/L80B10 | 3 | 4106 | 32.2 | 128 | 80+ | 4000 | 225.879
| DM1111021 | Bali U LED1x5000 G298 T840 DPRZ LT80 | non-dimmable, I, IP40, IK05, low glare, matt micro-prismatic diffuser, white steel body | 1416 | 56 | 68 |  | 100000/L80B10 | 3 | 4978 | 35.9 | 139 | 80+ | 4000 | 239.553
| DM1111022 | Bali U LED1x3600 G299 T840 DPRZ LT80 | non-dimmable, I, IP40, IK05, UGR≤19, matt micro-prismatic diffuser, white steel body | 1696 | 56 | 68 |  | 100000/L80B10 | 3 | 3584 | 26.7 | 134 | 80+ | 4000 | 277.694
| DM1111023 | Bali U LED1x4950 G300 T840 DPRZ LT80 | non-dimmable, I, IP40, IK05, low glare, matt micro-prismatic diffuser, white steel body | 1696 | 56 | 68 |  | 100000/L80B10 | 3 | 4927 | 37.3 | 132 | 80+ | 4000 | 277.694
| DM1111024 | Bali U LED1x6000 G301 T840 DPRZ LT80 | non-dimmable, I, IP40, IK05, low glare, matt micro-prismatic diffuser, white steel body | 1696 | 56 | 68 |  | 100000/L80B10 | 3 | 5973 | 43.5 | 137 | 80+ | 4000 | 289.906
| DM1111025 | Bali U LED1x4200 G302 T840 DPRZ LT80 | non-dimmable, I, IP40, IK05, UGR≤19, matt micro-prismatic diffuser, white steel body | 1976 | 56 | 68 |  | 100000/L80B10 | 3 | 4181 | 30.4 | 138 | 80+ | 4000 | 289.476
| DM1111026 | Bali U LED1x5750 G303 T840 DPRZ LT80 | non-dimmable, I, IP40, IK05, low glare, matt micro-prismatic diffuser, white steel body | 1976 | 56 | 68 |  | 100000/L80B10 | 3 | 5748 | 43.6 | 132 | 80+ | 4000 | 289.476
| DM1111027 | Bali U LED1x7000 G304 T840 DPRZ LT80 | non-dimmable, I, IP40, IK05, low glare, matt micro-prismatic diffuser, white steel body | 1976 | 56 | 68 |  | 100000/L80B10 | 3 | 6969 | 50.2 | 139 | 80+ | 4000 | 316.007
| DM1111028 | Bali U LED1x4800 G305 T840 DPRZ LT80 | non-dimmable, I, IP40, IK05, UGR≤19, matt micro-prismatic diffuser, white steel body | 2256 | 56 | 68 |  | 100000/L80B10 | 3 | 4779 | 34.8 | 137 | 80+ | 4000 | 354.621
| DM1111029 | Bali U LED1x6600 G306 T840 DPRZ LT80 | non-dimmable, I, IP40, IK05, low glare, matt micro-prismatic diffuser, white steel body | 2256 | 56 | 68 |  | 100000/L80B10 | 3 | 6570 | 49.3 | 133 | 80+ | 4000 | 354.621
| DM1111030 | Bali U LED1x8000 G307 T840 DPRZ LT80 | non-dimmable, I, IP40, IK05, low glare, matt micro-prismatic diffuser, white steel body | 2256 | 56 | 68 |  | 100000/L80B10 | 3 | 7964 | 57.4 | 139 | 80+ | 4000 | 384.979
| DM1111031 | Bali U LED1x5400 G308 T840 DPRZ LT80 | non-dimmable, I, IP40, IK05, UGR≤19, matt micro-prismatic diffuser, white steel body | 2536 | 56 | 68 |  | 100000/L80B10 | 3 | 5376 | 39.6 | 136 | 80+ | 4000 | 365.5
| DM1111032 | Bali U LED1x7400 G309 T840 DPRZ LT80 | non-dimmable, I, IP40, IK05, low glare, matt micro-prismatic diffuser, white steel body | 2536 | 56 | 68 |  | 100000/L80B10 | 3 | 7391 | 55.4 | 133 | 80+ | 4000 | 372.122
| DM1111033 | Bali U LED1x9000 G310 T840 DPRZ LT80 | non-dimmable, I, IP40, IK05, low glare, matt micro-prismatic diffuser, white steel body | 2536 | 56 | 68 |  | 100000/L80B10 | 3 | 8960 | 65.2 | 137 | 80+ | 4000 | 391.601
| DM1111034 | Bali U LED1x6000 G311 T840 DPRZ LT80 | non-dimmable, I, IP40, IK05, UGR≤19, matt micro-prismatic diffuser, white steel body | 2816 | 56 | 68 |  | 100000/L80B10 | 3 | 5973 | 43.5 | 137 | 80+ | 4000 | 382.528
| DM1111035 | Bali U LED1x8250 G312 T840 DPRZ LT80 | non-dimmable, I, IP40, IK05, low glare, matt micro-prismatic diffuser, white steel body | 2816 | 56 | 68 |  | 100000/L80B10 | 3 | 8212 | 61.6 | 133 | 80+ | 4000 | 389.107
| DM1111036 | Bali U LED1x10000 G313 T840 DPRZ LT80 | non-dimmable, I, IP40, IK05, low glare, matt micro-prismatic diffuser, white steel body | 2816 | 56 | 68 |  | 100000/L80B10 | 3 | 9955 | 71.7 | 139 | 80+ | 4000 | 416.799
Available options:
|  | DALI | Driver with DALI interface and switch-control dimming | [11 empty] | 55
|  | EAIRB-M | Master luminaire with integrated smart sensor and driver with wireless communication and grouping possibilities for lighting control | [11 empty] | 180.3861
*note - For option EAIRB-M luminaire housing is 40mm longer
*note - the EAIRB sensor is positioned in the end of the luminaire for lengths up to 1800mm, and in the middle of the luminaire for lengths over 1800mm
|  | EAIRB-S | Slave luminaire with integrated EAIRB type driver for lighting control | [11 empty] | 84.9483
*note - max system size 1x EAIRB-M + 3x EAIRB-S
*note - max wire lenght from EAIRB-M to last EAIRB-S - 11 meters
*note - EAIRB options not applicable for H series models
|  | BLT | Integrated wireless control unit and driver for lighting control via mobile device (via Bluetooth) | [11 empty] | 321.5448
|  | KRBLT | Integrated wireless control unit and driver for lighting control via mobile device (KR system app), on/off | [11 empty] | 126.248
|  | KRBLT DALI | Integrated wireless control unit and driver for lighting control via mobile device (KR system app), DALI with integrated PS | [11 empty] | 236.07
|  | TW | Integrated light source and driver for Tuneable white control 2700-6500 K
|  | BLT TW | Integrated light source, wireless control unit and driver for Tuneable white control 2700-6500 K via mobile device (via Bluetooth)
|  | COR | Driver with Corridor function (never off) | [11 empty] | 76.6899
|  | COR1min | Driver with Corridor function 1min (switch off after 1 min.) | [11 empty] | 76.6899
|  | COR30min | Driver with Corridor function 30min (switch off after 30 min.) | [11 empty] | 76.6899
|  | 1G | Strain relief for power supply cable | [11 empty] | 1.849
|  | CBF3-2.0m spiral | [12 empty] | 21.629
|  | CBF3-2.0m | Cable 3x0.75mm² for suspended luminaire up to 2.0 meters, white | [11 empty] | 8.643
|  | CBF3-2.0m clear | Cable 3x0.75mm² for suspended luminaire up to 2.0 meters, transparent | [11 empty] | 17.286
|  | CBF5-2.0m clear | Cable 5x0.75mm² for suspended luminaire up to 2.0 meters, transparent | [11 empty] | 21.629
|  | MPRZ LT92 | Translucent micro-prismatic diffuser with high light transmittance
|  | DPRZ LT80 | De-glaring matt micro-prismatic diffuser
|  | W45 | Luminaire with narrow body. Width: 45mm | [11 empty] | 9.374
*note - luminaire output with W45 option is 5-7% lower
|  | RAL9006 (MOQ: 10pcs) | RAL9006 colour, price per 1 meter | [11 empty] | 4.601
|  | RAL9005 (MOQ: 10pcs) | RAL9005 colour, price per 1 meter | [11 empty] | 4.601
|  | RAL (>10pcs) / 1 m | Other RAL colours, price per 1 meter | [11 empty] | 8.944
|  | RAL (<10pcs) / 1 m | Other RAL colours, price per 1 meter | [11 empty] | 26.359
|  | T830 | Colour temperature 3000K, CRI 80+
|  | T840 | Colour temperature 4000K, CRI 80+
|  | PULL | [12 empty] | 13.201
|  | PULLDIM | [12 empty] | 111.284
*note - For options DLIGHT, PULL and PULLDIM luminaire housing is 40mm longer
|  | MW | Integrated microwave (MW) motion sensor with on-off control | [11 empty] | 113.993
|  | PIR BLT DALI2 | Integrated wireless PIR sensor with CASAMBI app control. Requires DALI power supply. | [11 empty] | 204.336
|  | EM3 | Emergency version 3 hours | [11 empty] | 90
|  | EM3A | Emergency version equipped with an autonomous testing system, 3 hours | [11 empty] | 162.798
|  | EM3D | Emergency version 3 hours with DALI interface | [11 empty] | 268.578
Available accessories:
| DM9002149 | Suspension MTG KIT SUSI | Suspension wire set "I" type, 1.5m adjustable, 1pcs | [11 empty] | 12.728
*note - 2pcs MTG SUSI KIT for length up to 2000mm, 3pcs MTG SUSI KIT for lengths 2000 - 3000mm
|  | CAP1 WHITE | [12 empty] | 2.537
|  | CAP1 CLEAR | [12 empty] | 2.537
|  | CAP2 CLEAR | [12 empty] | 2.537
| DM9022161 | CAP4, light grey | Square decorative metal cap for hiding cable inlet into ceilings, light grey | [11 empty] | 15.265
| DM9024862 | CAP4, white | Square decorative metal cap for hiding cable inlet into ceilings, white | [11 empty] | 15.265
| DM9025036 | CAP4, black | Square decorative metal cap for hiding cable inlet into ceilings, black | [11 empty] | 15.265
| DM9033621 | CAP5, light grey | Square decorative metal cap for hiding cable inlet with suspension wire attachment point, push-in terminals 5x1x1.5mm2, light grey | 70 | 70 | 27 | [8 empty] | 21.156
| DM9033622 | CAP5, white | Square decorative metal cap for hiding cable inlet with suspension wire attachment point, push-in terminals 5x1x1.5mm2, white | 70 | 70 | 27 | [8 empty] | 21.156
| DM9033623 | CAP5, black | Square decorative metal cap for hiding cable inlet with suspension wire attachment point, push-in terminals 5x1x1.5mm2, black | 70 | 70 | 27 | [8 empty] | 21.156
| DM9003213 | CAP spiral cable 3x0.75 2.0m, white | Spiral cable 3x0.75mm² for suspended luminaire up to 2.0 meters, white | [11 empty] | 17.286
| DM9015093 | CAP cable 3x0.75 2.0m, white | Cable 3x0.75mm² for suspended luminaire up to 2.0 meters, white | [11 empty] | 7.568
| DM9015094 | CAP cable 3x0.75 2.0m, clear | Cable 3x0.75mm² for suspended luminaire up to 2.0 meters, transparent | [11 empty] | 15.91
| DM9016341 | CAP cable clip D6.3mm SET clear | Cable and suspension wire clip set, 4pcs. For cable diameter up to 6,3mm and wire diameter 1mm | [11 empty] | 2.752
| DM9031359 | Remote Control HRC-12 | Remote control unit, for ON/OFF applications | 123 | 50 | 13 | [8 empty] | 102.211
*note - compatible with options: PIR
| DM9022195 | Remote Control HRC-11 | Remote control unit, for DALI applications | 123 | 50 | 13 | [8 empty] | 102.211
*note - compatible with options: PIR; PIR DALI
| DM1108097 | Bali U LED1x2450/1450 H129 T830 DPRZ LT80 LG3 | non-dimmable, I, IP40, IK05, UGR≤16, matt micro-prismatic diffuser, white steel body, with direct and indirect light distribution, basic version | 1136 | 56 | 77 |  | 50000/L80B10 | 3 | 3646 | 26.7 | 137 | 80+ | 3000
| DM1108099 | Bali U LED1x3050/1900 H130 T830 DPRZ LT80 LG3 | non-dimmable, I, IP40, IK05, UGR≤16, matt micro-prismatic diffuser, white steel body, with direct and indirect light distribution, basic version | 1416 | 56 | 77 |  | 50000/L80B10 | 3 | 4666 | 33.7 | 138 | 80+ | 3000 | 259.677
| DM1107714 | Bali U LED1x2450/1450 H129 T840 DPRZ LT80 LG3 | non-dimmable, I, IP40, IK05, UGR≤16, matt micro-prismatic diffuser, white steel body, with direct and indirect light distribution, basic version | 1136 | 56 | 77 |  | 50000/L80B10 | 3 | 3815 | 26.7 | 143 | 80+ | 4000 | 215
| DM1107715 | Bali U LED1x3050/1900 H130 T840 DPRZ LT80 LG3 | non-dimmable, I, IP40, IK05, UGR≤16, matt micro-prismatic diffuser, white steel body, with direct and indirect light distribution, basic version | 1416 | 56 | 77 |  | 50000/L80B10 | 3 | 4885 | 33.7 | 145 | 80+ | 4000 | 259.677
| DM1111037 | Bali U LED1x2450/1450 G324 T830 DPRZ LT80 LG3 | non-dimmable, I, IP40, IK05, UGR≤16, matt micro-prismatic diffuser, white steel body, with direct and indirect light distribution | 1136 | 56 | 77 |  | 100000/L80B10 | 3 | 3643 | 26.7 | 136 | 80+ | 3000 | 233.619
| DM1111038 | Bali U LED1x3050/1900 G325 T830 DPRZ LT80 LG3 | non-dimmable, I, IP40, IK05, UGR≤16, matt micro-prismatic diffuser, white steel body, with direct and indirect light distribution | 1416 | 56 | 77 |  | 100000/L80B10 | 3 | 4666 | 33.4 | 140 | 80+ | 3000 | 279.242
| DM1111039 | Bali U LED1x3650/2350 G326 T830 DPRZ LT80 LG3 | non-dimmable, I, IP40, IK05, UGR≤16, matt micro-prismatic diffuser, white steel body, with direct and indirect light distribution | 1696 | 56 | 77 |  | 100000/L80B10 | 3 | 5688 | 40.6 | 140 | 80+ | 3000 | 332.132
| DM1111040 | Bali U LED1x4250/2850 G327 T830 DPRZ LT80 LG3 | non-dimmable, I, IP40, IK05, UGR≤16, matt micro-prismatic diffuser, white steel body, with direct and indirect light distribution | 1976 | 56 | 77 |  | 100000/L80B10 | 3 | 6710 | 47.4 | 142 | 80+ | 3000
| DM1111041 | Bali U LED1x4850/3300 G328 T830 DPRZ LT80 LG3 | non-dimmable, I, IP40, IK05, UGR≤16, matt micro-prismatic diffuser, white steel body, with direct and indirect light distribution | 2256 | 56 | 77 |  | 100000/L80B10 | 3 | 7733 | 54 | 143 | 80+ | 3000 | 420.884
| DM1111042 | Bali U LED1x5450/3750 G329 T830 DPRZ LT80 LG3 | non-dimmable, I, IP40, IK05, UGR≤16, matt micro-prismatic diffuser, white steel body, with direct and indirect light distribution | 2536 | 56 | 77 |  | 100000/L80B10 | 3 | 8755 | 62.4 | 140 | 80+ | 3000 | 497.381
| DM1111043 | Bali U LED1x6050/4250 G330 T830 DPRZ LT80 LG3 | non-dimmable, I, IP40, IK05, UGR≤16, matt micro-prismatic diffuser, white steel body, with direct and indirect light distribution | 2816 | 56 | 77 |  | 100000/L80B10 | 3 | 9778 | 69 | 142 | 80+ | 3000 | 540.51
| DM1111044 | Bali U LED1x2450/1450 G324 T840 DPRZ LT80 LG3 | non-dimmable, I, IP40, IK05, UGR≤16, matt micro-prismatic diffuser, white steel body, with direct and indirect light distribution | 1136 | 56 | 77 |  | 100000/L80B10 | 3 | 3815 | 26.7 | 143 | 80+ | 4000
| DM1111045 | Bali U LED1x3050/1900 G325 T840 DPRZ LT80 LG3 | non-dimmable, I, IP40, IK05, UGR≤16, matt micro-prismatic diffuser, white steel body, with direct and indirect light distribution | 1416 | 56 | 77 |  | 100000/L80B10 | 3 | 4885 | 33.4 | 146 | 80+ | 4000 | 279.242
| DM1111046 | Bali U LED1x3650/2350 G326 T840 DPRZ LT80 LG3 | non-dimmable, I, IP40, IK05, UGR≤16, matt micro-prismatic diffuser, white steel body, with direct and indirect light distribution | 1696 | 56 | 77 |  | 100000/L80B10 | 3 | 5955 | 40.6 | 147 | 80+ | 4000 | 332.132
| DM1111047 | Bali U LED1x4250/2850 G327 T840 DPRZ LT80 LG3 | non-dimmable, I, IP40, IK05, UGR≤16, matt micro-prismatic diffuser, white steel body, with direct and indirect light distribution | 1976 | 56 | 77 |  | 100000/L80B10 | 3 | 7026 | 47.4 | 148 | 80+ | 4000 | 397.277
| DM1111048 | Bali U LED1x4850/3300 G328 T840 DPRZ LT80 LG3 | non-dimmable, I, IP40, IK05, UGR≤16, matt micro-prismatic diffuser, white steel body, with direct and indirect light distribution | 2256 | 56 | 77 |  | 100000/L80B10 | 3 | 8096 | 54 | 150 | 80+ | 4000
| DM1111049 | Bali U LED1x5450/3750 G329 T840 DPRZ LT80 LG3 | non-dimmable, I, IP40, IK05, UGR≤16, matt micro-prismatic diffuser, white steel body, with direct and indirect light distribution | 2536 | 56 | 77 |  | 100000/L80B10 | 3 | 9167 | 62.4 | 147 | 80+ | 4000 | 497.381
| DM1111050 | Bali U LED1x6050/4250 G330 T840 DPRZ LT80 LG3 | non-dimmable, I, IP40, IK05, UGR≤16, matt micro-prismatic diffuser, white steel body, with direct and indirect light distribution | 2816 | 56 | 77 |  | 100000/L80B10 | 3 | 10237 | 69 | 148 | 80+ | 4000 | 540.51
Available options:
|  | LG3 | Luminaire fits to LG3 requirements (with direct/indirect light distribution)
|  | DALI | Driver with DALI interface and switch-control dimming | [11 empty] | 55
|  | DALIsep | Driver with DALI interface and with possibility to control down and up light separately | [11 empty] | 154.843
|  | EAIRB-M | Master luminaire with integrated smart sensor and driver with wireless communication and grouping possibilities for lighting control | [11 empty] | 180.3861
|  | EAIRB-S | Slave luminaire with integrated EAIRB type driver for lighting control
*note - max system size 1x EAIRB-M + 3x EAIRB-S
*note - max wire lenght from EAIRB-M to last EAIRB-S - 11 meters
*note - EAIRB options not applicable for H series models
|  | BLT | Integrated wireless control unit and driver for lighting control via mobile device (via Bluetooth)
|  | KRBLT | Integrated wireless control unit and driver for lighting control via mobile device (KR system app), on/off | [11 empty] | 126.248
|  | KRBLT DALI | Integrated wireless control unit and driver for lighting control via mobile device (KR system app), DALI with integrated PS | [11 empty] | 236.07
|  | TW | Integrated light source and driver for Tuneable white control 2700-6500 K
|  | BLT TW | Integrated light source, wireless control unit and driver for Tuneable white control 2700-6500 K via mobile device (via Bluetooth)
|  | COR | Driver with Corridor function (never off) | [11 empty] | 76.6899
|  | COR1min | Driver with Corridor function 1min (switch off after 1 min.) | [11 empty] | 76.6899
|  | COR30min | Driver with Corridor function 30min (switch off after 30 min.) | [11 empty] | 76.6899
|  | Lsep | Option that enables to control (on/off) Down and up lights separately | [11 empty] | 56.588
|  | 1G | Strain relief for power supply cable | [11 empty] | 1.849
|  | CBF3-2.0m spiral | [12 empty] | 21.629
|  | CBF3-2.0m | Cable 3x0.75mm² for suspended luminaire up to 2.0 meters, white | [11 empty] | 8.643
|  | CBF3-2.0m clear | Cable 3x0.75mm² for suspended luminaire up to 2.0 meters, transparent | [11 empty] | 17.286
|  | CBF5-2.0m clear | Cable 5x0.75mm² for suspended luminaire up to 2.0 meters, transparent | [11 empty] | 21.629
*note - it is recommended to use one of CBF option for easier mounting
|  | MPRZ LT92 | Translucent micro-prismatic diffuser with high light transmittance
|  | DPRZ LT80 | De-glaring matt micro-prismatic diffuser
|  | W45 | Luminaire with narrow body. Width: 45mm | [11 empty] | 9.374
*note - luminaire output with W45 option is 5-7% lower
|  | RAL9006 (MOQ: 10pcs) | RAL9006 colour, price per 1 meter | [11 empty] | 4.601
|  | RAL9005 (MOQ: 10pcs) | RAL9005 colour, price per 1 meter | [11 empty] | 4.601
|  | RAL (>10pcs) / 1 m | Other RAL colours, price per 1 meter | [11 empty] | 13.889
|  | RAL (<10pcs) / 1 m | Other RAL colours, price per 1 meter | [11 empty] | 28.423
|  | T830 | Colour temperature 3000K, CRI 80+
|  | T840 | Colour temperature 4000K, CRI 80+
|  | BLT | Integrated wireless control unit and driver for lighting control via mobile device (via Bluetooth) | [11 empty] | 321.9111
|  | TW | Integrated light source and driver for Tuneable white control 2700-6500 K
|  | BLT TW | Integrated light source, wireless control unit and driver for Tuneable white control 2700-6500 K via mobile device (via Bluetooth)
|  | PULL | Pull switch device, on/off | [11 empty] | 18.662
|  | PULLDIM | [12 empty] | 115.111
*note - For options PULL and PULLDIM luminaire housing is 40mm longer and switch is positioned at the end of luminaire
|  | MW | Integrated microwave (MW) motion sensor with on-off control | [11 empty] | 113.993
|  | PIR(BASIC) | Integrated PIR sensor with on-off control, basic version | [11 empty] | 23.435
|  | PIR BLT DALI2 | Integrated wireless PIR sensor with CASAMBI app control. Requires DALI power supply. | [11 empty] | 211.603
|  | EM3 | Emergency version 3 hours | [11 empty] | 90
|  | EM3A | Emergency version equipped with an autonomous testing system, 3 hours | [11 empty] | 162.798
|  | EM3D | Emergency version 3 hours with DALI interface | [11 empty] | 268.578
|  | Lsep | Option that enables to control (on/off) Down and up lights separately | [11 empty] | 49.063
Available accessories:
| DM9002149 | Suspension MTG KIT SUSI | Suspension wire set "I" type, 1.5m adjustable, 1pcs | [11 empty] | 12.728
*note - 2pcs MTG SUSI KIT for length up to 2000mm, 3pcs MTG SUSI KIT for lengths 2000 - 3000mm
| DM9022161 | CAP4, light grey | Square decorative metal cap for hiding cable inlet into ceilings, light grey | [11 empty] | 15.265
| DM9024862 | CAP4, white | Square decorative metal cap for hiding cable inlet into ceilings, white | [11 empty] | 15.265
| DM9025036 | CAP4, black | Square decorative metal cap for hiding cable inlet into ceilings, black | [11 empty] | 15.265
| DM9033621 | CAP5, light grey | Square decorative metal cap for hiding cable inlet with suspension wire attachment point, push-in terminals 5x1x1.5mm2, light grey | 70 | 70 | 27 | [8 empty] | 21.156
| DM9033622 | CAP5, white | Square decorative metal cap for hiding cable inlet with suspension wire attachment point, push-in terminals 5x1x1.5mm2, white | 70 | 70 | 27 | [8 empty] | 21.156
| DM9033623 | CAP5, black | Square decorative metal cap for hiding cable inlet with suspension wire attachment point, push-in terminals 5x1x1.5mm2, black | 70 | 70 | 27 | [8 empty] | 21.156
| DM9015093 | CAP cable 3x0.75 2.0m, white | Cable 3x0.75mm² for suspended luminaire up to 2.0 meters, white | [11 empty] | 7.568
| DM9015094 | CAP cable 3x0.75 2.0m, clear | Cable 3x0.75mm² for suspended luminaire up to 2.0 meters, transparent | [11 empty] | 15.91
| DM9016341 | CAP cable clip D6.3mm SET clear | Cable and suspension wire clip set, 4pcs. For cable diameter up to 6,3mm and wire diameter 1mm | [11 empty] | 2.752
| DM9031359 | Remote Control HRC-12 | Remote control unit, for ON/OFF applications | 123 | 50 | 13 | [8 empty] | 102.211
*note - compatible with options: PIR
| DM9022195 | Remote Control HRC-11 | Remote control unit, for DALI applications | 123 | 50 | 13 | [8 empty] | 102.211
*note - compatible with options: PIR; PIR DALI
| DM1134354 | Canis LED1x1350 H454 T830 OP LT80 | non-dimmable, I, IP40, IK02, opal diffuser, white aluminium body | 600 | 101 | 60 |  | 50000/L80B10 |  | 1253 | 10 | 125 | 80+ | 3000 | 104.232
| DM1134355 | Canis LED1x1800 H455 T830 OP LT80 | non-dimmable, I, IP40, IK02, opal diffuser, white aluminium body | 600 | 101 | 60 |  | 50000/L80B10 |  | 1708 | 13.9 | 123 | 80+ | 3000 | 104.232
| DM1134356 | Canis LED1x2700 H456 T830 OP LT80 | non-dimmable, I, IP40, IK02, opal diffuser, white aluminium body | 600 | 101 | 60 |  | 50000/L80B10 |  | 2554 | 20 | 128 | 80+ | 3000 | 112.875
| DM1134357 | Canis LED1x3300 H457 T830 OP LT80 | non-dimmable, I, IP40, IK02, opal diffuser, white aluminium body | 600 | 101 | 60 |  | 50000/L80B10 |  | 3130 | 26.4 | 119 | 80+ | 3000 | 112.875
| DM1134358 | Canis LED1x2650 H458 T830 OP LT80 | non-dimmable, I, IP40, IK02, opal diffuser, white aluminium body | 1160 | 101 | 60 |  | 50000/L80B10 |  | 2506 | 18.4 | 136 | 80+ | 3000 | 156.176
| DM1134359 | Canis LED1x3600 H459 T830 OP LT80 | non-dimmable, I, IP40, IK02, opal diffuser, white aluminium body | 1160 | 101 | 60 |  | 50000/L80B10 |  | 3415 | 25.7 | 133 | 80+ | 3000 | 156.176
| DM1134360 | Canis LED1x5350 H460 T830 OP LT80 | non-dimmable, I, IP40, IK02, opal diffuser, white aluminium body | 1160 | 101 | 60 |  | 50000/L80B10 |  | 5108 | 38.7 | 132 | 80+ | 3000 | 182.32
| DM1134361 | Canis LED1x6600 H461 T830 OP LT80 | non-dimmable, I, IP40, IK02, opal diffuser, white aluminium body | 1160 | 101 | 60 |  | 50000/L80B10 |  | 6260 | 48.2 | 130 | 80+ | 3000 | 182.32
| DM1134362 | Canis LED1x3300 H462 T830 OP LT80 | non-dimmable, I, IP40, IK02, opal diffuser, white aluminium body | 1440 | 101 | 60 |  | 50000/L80B10 |  | 3133 | 22.3 | 140 | 80+ | 3000 | 190.963
| DM1134363 | Canis LED1x4500 H463 T830 OP LT80 | non-dimmable, I, IP40, IK02, opal diffuser, white aluminium body | 1440 | 101 | 60 |  | 50000/L80B10 |  | 4269 | 31.5 | 136 | 80+ | 3000 | 190.963
| DM1134364 | Canis LED1x6700 H464 T830 OP LT80 | non-dimmable, I, IP40, IK02, opal diffuser, white aluminium body | 1440 | 101 | 60 |  | 50000/L80B10 |  | 6386 | 47.3 | 135 | 80+ | 3000 | 217.021
| DM1134365 | Canis LED1x8200 H465 T830 OP LT80 | non-dimmable, I, IP40, IK02, opal diffuser, white aluminium body | 1440 | 101 | 60 |  | 50000/L80B10 |  | 7825 | 59.7 | 131 | 80+ | 3000 | 217.021
| DM1134366 | Canis LED1x1350 H454 T840 OP LT80 | non-dimmable, I, IP40, IK02, opal diffuser, white aluminium body | 600 | 101 | 60 |  | 50000/L80B10 |  | 1312 | 10 | 131 | 80+ | 4000 | 104.232
| DM1134367 | Canis LED1x1800 H455 T840 OP LT80 | non-dimmable, I, IP40, IK02, opal diffuser, white aluminium body | 600 | 101 | 60 |  | 50000/L80B10 |  | 1788 | 13.9 | 129 | 80+ | 4000 | 104.232
| DM1134368 | Canis LED1x2700 H456 T840 OP LT80 | non-dimmable, I, IP40, IK02, opal diffuser, white aluminium body | 600 | 101 | 60 |  | 50000/L80B10 |  | 2674 | 20 | 134 | 80+ | 4000 | 112.875
| DM1134369 | Canis LED1x3300 H457 T840 OP LT80 | non-dimmable, I, IP40, IK02, opal diffuser, white aluminium body | 600 | 101 | 60 |  | 50000/L80B10 |  | 3277 | 26.4 | 124 | 80+ | 4000 | 112.875
| DM1134370 | Canis LED1x2650 H458 T840 OP LT80 | non-dimmable, I, IP40, IK02, opal diffuser, white aluminium body | 1160 | 101 | 60 |  | 50000/L80B10 |  | 2624 | 18.4 | 143 | 80+ | 4000 | 156.176
| DM1134371 | Canis LED1x3600 H459 T840 OP LT80 | non-dimmable, I, IP40, IK02, opal diffuser, white aluminium body | 1160 | 101 | 60 |  | 50000/L80B10 |  | 3576 | 25.7 | 139 | 80+ | 4000 | 156.176
| DM1134372 | Canis LED1x5350 H460 T840 OP LT80 | non-dimmable, I, IP40, IK02, opal diffuser, white aluminium body | 1160 | 101 | 60 |  | 50000/L80B10 |  | 5348 | 38.7 | 138 | 80+ | 4000 | 182.32
| DM1134373 | Canis LED1x6600 H461 T840 OP LT80 | non-dimmable, I, IP40, IK02, opal diffuser, white aluminium body | 1160 | 101 | 60 |  | 50000/L80B10 |  | 6554 | 48.2 | 136 | 80+ | 4000 | 182.32
| DM1134374 | Canis LED1x3300 H462 T840 OP LT80 | non-dimmable, I, IP40, IK02, opal diffuser, white aluminium body | 1440 | 101 | 60 |  | 50000/L80B10 |  | 3280 | 22.3 | 147 | 80+ | 4000 | 190.963
| DM1134375 | Canis LED1x4500 H463 T840 OP LT80 | non-dimmable, I, IP40, IK02, opal diffuser, white aluminium body | 1440 | 101 | 60 |  | 50000/L80B10 |  | 4470 | 31.5 | 142 | 80+ | 4000 | 190.963
| DM1134376 | Canis LED1x6700 H464 T840 OP LT80 | non-dimmable, I, IP40, IK02, opal diffuser, white aluminium body | 1440 | 101 | 60 |  | 50000/L80B10 |  | 6685 | 47.3 | 141 | 80+ | 4000 | 217.021
| DM1134377 | Canis LED1x8200 H465 T840 OP LT80 | non-dimmable, I, IP40, IK02, opal diffuser, white aluminium body | 1440 | 101 | 60 |  | 50000/L80B10 |  | 8193 | 59.7 | 137 | 80+ | 4000 | 217.021
| DM1134378 | Canis LED1x1200 H454 T830 DPRZ LT80 | non-dimmable, I, IP40, IK02, matt micro-prismatic diffuser, white aluminium body | 600 | 101 | 60 |  | 50000/L80B10 |  | 1253 | 10 | 125 | 80+ | 3000 | 112.875
| DM1134379 | Canis LED1x1650 H455 T830 DPRZ LT80 | non-dimmable, I, IP40, IK02, matt micro-prismatic diffuser, white aluminium body | 600 | 101 | 60 |  | 50000/L80B10 |  | 1708 | 13.9 | 123 | 80+ | 3000 | 112.875
| DM1134380 | Canis LED1x2450 H456 T830 DPRZ LT80 | non-dimmable, I, IP40, IK02, matt micro-prismatic diffuser, white aluminium body | 600 | 101 | 60 |  | 50000/L80B10 |  | 2554 | 20 | 128 | 80+ | 3000 | 112.875
| DM1134381 | Canis LED1x3000 H457 T830 DPRZ LT80 | non-dimmable, I, IP40, IK02, matt micro-prismatic diffuser, white aluminium body | 600 | 101 | 60 |  | 50000/L80B10 |  | 3130 | 26.4 | 119 | 80+ | 3000 | 112.875
| DM1134382 | Canis LED1x2400 H458 T830 DPRZ LT80 | non-dimmable, I, IP40, IK02, matt micro-prismatic diffuser, white aluminium body | 1160 | 101 | 60 |  | 50000/L80B10 |  | 2506 | 18.4 | 136 | 80+ | 3000 | 156.176
| DM1134383 | Canis LED1x3250 H459 T830 DPRZ LT80 | non-dimmable, I, IP40, IK02, matt micro-prismatic diffuser, white aluminium body | 1160 | 101 | 60 |  | 50000/L80B10 |  | 3415 | 25.7 | 133 | 80+ | 3000 | 156.176
| DM1134384 | Canis LED1x4900 H460 T830 DPRZ LT80 | non-dimmable, I, IP40, IK02, matt micro-prismatic diffuser, white aluminium body | 1160 | 101 | 60 |  | 50000/L80B10 |  | 5108 | 38.7 | 132 | 80+ | 3000 | 182.32
| DM1134385 | Canis LED1x5950 H461 T830 DPRZ LT80 | non-dimmable, I, IP40, IK02, matt micro-prismatic diffuser, white aluminium body | 1160 | 101 | 60 |  | 50000/L80B10 |  | 6260 | 48.2 | 130 | 80+ | 3000 | 182.32
| DM1134386 | Canis LED1x3000 H462 T830 DPRZ LT80 | non-dimmable, I, IP40, IK02, matt micro-prismatic diffuser, white aluminium body | 1440 | 101 | 60 |  | 50000/L80B10 |  | 3133 | 22.3 | 140 | 80+ | 3000 | 190.963
| DM1134387 | Canis LED1x4100 H463 T830 DPRZ LT80 | non-dimmable, I, IP40, IK02, matt micro-prismatic diffuser, white aluminium body | 1440 | 101 | 60 |  | 50000/L80B10 |  | 4269 | 31.5 | 136 | 80+ | 3000 | 190.963
| DM1134388 | Canis LED1x6100 H464 T830 DPRZ LT80 | non-dimmable, I, IP40, IK02, matt micro-prismatic diffuser, white aluminium body | 1440 | 101 | 60 |  | 50000/L80B10 |  | 6386 | 47.3 | 135 | 80+ | 3000 | 217.021
| DM1134389 | Canis LED1x7450 H465 T830 DPRZ LT80 | non-dimmable, I, IP40, IK02, matt micro-prismatic diffuser, white aluminium body | 1440 | 101 | 60 |  | 50000/L80B10 |  | 7825 | 59.7 | 131 | 80+ | 3000 | 217.021
| DM1134390 | Canis LED1x1200 H454 T840 DPRZ LT80 | non-dimmable, I, IP40, IK02, matt micro-prismatic diffuser, white aluminium body | 600 | 101 | 60 |  | 50000/L80B10 |  | 1190 | 10 | 119 | 80+ | 4000 | 112.875
| DM1134391 | Canis LED1x1650 H455 T840 DPRZ LT80 | non-dimmable, I, IP40, IK02, matt micro-prismatic diffuser, white aluminium body | 600 | 101 | 60 |  | 50000/L80B10 |  | 1622 | 13.9 | 117 | 80+ | 4000 | 112.875
| DM1134392 | Canis LED1x2450 H456 T840 DPRZ LT80 | non-dimmable, I, IP40, IK02, matt micro-prismatic diffuser, white aluminium body | 600 | 101 | 60 |  | 50000/L80B10 |  | 2425 | 20 | 121 | 80+ | 4000 | 112.875
| DM1134393 | Canis LED1x3000 H457 T840 DPRZ LT80 | non-dimmable, I, IP40, IK02, matt micro-prismatic diffuser, white aluminium body | 600 | 101 | 60 |  | 50000/L80B10 |  | 2972 | 26.4 | 113 | 80+ | 4000 | 112.875
| DM1134394 | Canis LED1x2400 H458 T840 DPRZ LT80 | non-dimmable, I, IP40, IK02, matt micro-prismatic diffuser, white aluminium body | 1160 | 101 | 60 |  | 50000/L80B10 |  | 2380 | 18.4 | 129 | 80+ | 4000 | 156.176
| DM1134395 | Canis LED1x3250 H459 T840 DPRZ LT80 | non-dimmable, I, IP40, IK02, matt micro-prismatic diffuser, white aluminium body | 1160 | 101 | 60 |  | 50000/L80B10 |  | 3243 | 25.7 | 126 | 80+ | 4000 | 156.176
| DM1134396 | Canis LED1x4900 H460 T840 DPRZ LT80 | non-dimmable, I, IP40, IK02, matt micro-prismatic diffuser, white aluminium body | 1160 | 101 | 60 |  | 50000/L80B10 |  | 4851 | 38.7 | 125 | 80+ | 4000 | 182.32
| DM1134397 | Canis LED1x5950 H461 T840 DPRZ LT80 | non-dimmable, I, IP40, IK02, matt micro-prismatic diffuser, white aluminium body | 1160 | 101 | 60 |  | 50000/L80B10 |  | 5944 | 48.2 | 123 | 80+ | 4000 | 182.32
| DM1134398 | Canis LED1x3000 H462 T840 DPRZ LT80 | non-dimmable, I, IP40, IK02, matt micro-prismatic diffuser, white aluminium body | 1440 | 101 | 60 |  | 50000/L80B10 |  | 2975 | 22.3 | 133 | 80+ | 4000 | 190.963
| DM1134399 | Canis LED1x4100 H463 T840 DPRZ LT80 | non-dimmable, I, IP40, IK02, matt micro-prismatic diffuser, white aluminium body | 1440 | 101 | 60 |  | 50000/L80B10 |  | 4054 | 31.5 | 129 | 80+ | 4000 | 190.963
| DM1134400 | Canis LED1x6100 H464 T840 DPRZ LT80 | non-dimmable, I, IP40, IK02, matt micro-prismatic diffuser, white aluminium body | 1440 | 101 | 60 |  | 50000/L80B10 |  | 6064 | 47.3 | 128 | 80+ | 4000 | 217.021
| DM1134401 | Canis LED1x7450 H465 T840 DPRZ LT80 | non-dimmable, I, IP40, IK02, matt micro-prismatic diffuser, white aluminium body | 1440 | 101 | 60 |  | 50000/L80B10 |  | 7430 | 59.7 | 124 | 80+ | 4000 | 217.021
Available options:
|  | T830 | Colour temperature 3000K, CRI 80+
|  | T840 | Colour temperature 4000K, CRI 80+
|  | DALI | Driver with DALI interface and switch-control dimming | [11 empty] | 55
|  | BLT | Integrated wireless control unit and driver for lighting control via mobile device (via Bluetooth), with integrated DALI PS | [11 empty] | 321.5448
|  | KRBLT | Integrated wireless control unit and driver for lighting control via mobile device (KR system app), on/off | [11 empty] | 126.248
|  | KRBLT DALI | Integrated wireless control unit and driver for lighting control via mobile device (KR system app), DALI with integrated PS | [11 empty] | 236.07
|  | COR | Driver with Corridor function (never off) | [11 empty] | 75.8241
|  | COR1min | Driver with Corridor function 1min (switch off after 1 min.) | [11 empty] | 75.8241
|  | COR30min | Driver with Corridor function 30min (switch off after 30 min.) | [11 empty] | 75.8241
|  | EM3 | Emergency version 3 hours | [11 empty] | 90
|  | EM3A | Emergency version equipped with an autonomous testing system, 3 hours | [11 empty] | 162.798
|  | EM3D | Emergency version 3 hours with DALI interface | [11 empty] | 317.34
|  | 1G | Strain relief for power supply cable | [11 empty] | 1.849
| DM1108655 | Lodos S LED1x2050 E968 T830 OP LT80 | non-dimmable, I, IP40, opal diffuser, white steel body | 300 | 300 | 100 |  | 50000/L80B10 | 3 | 1919 | 15.9 | 121 | 80+ | 3000 | 229.749
| DM1108656 | Lodos S LED1x2750 E969 T830 OP LT80 | non-dimmable, I, IP40, opal diffuser, white steel body | 300 | 300 | 100 |  | 50000/L80B10 | 3 | 2614 | 21.4 | 122 | 80+ | 3000 | 229.749
| DM1108657 | Lodos S LED1x4100 E970 T830 OP LT80 | non-dimmable, I, IP40, opal diffuser, white steel body | 450 | 450 | 100 |  | 50000/L80B10 | 3 | 3880 | 30.3 | 128 | 80+ | 3000 | 353.46
| DM1108658 | Lodos S LED1x5550 E971 T830 OP LT80 | non-dimmable, I, IP40, opal diffuser, white steel body | 450 | 450 | 100 |  | 50000/L80B10 | 3 | 5272 | 44.3 | 119 | 80+ | 3000 | 367.521
| DM1108659 | Lodos S LED1x6250 E972 T830 OP LT80 | non-dimmable, I, IP40, opal diffuser, white steel body | 600 | 600 | 100 |  | 50000/L80B10 | 3 | 5948 | 45 | 132 | 80+ | 3000 | 541.886
| DM1108660 | Lodos S LED1x8600 E973 T830 OP LT80 | non-dimmable, I, IP40, opal diffuser, white steel body | 600 | 600 | 100 |  | 50000/L80B10 | 3 | 8105 | 63.6 | 127 | 80+ | 3000 | 541.886
| DM1108661 | Lodos S LED1x10550 E974 T830 OP LT80 | non-dimmable, I, IP40, opal diffuser, white steel body | 900 | 900 | 114 |  | 50000/L80B10 | 3 | 10057 | 73 | 138 | 80+ | 3000 | 1077.537
| DM1108662 | Lodos S LED1x13450 E982 T830 OP LT80 | non-dimmable, I, IP40, opal diffuser, white steel body | 900 | 900 | 114 |  | 50000/L80B10 | 3 | 12832 | 94.1 | 136 | 80+ | 3000 | 1086.18
| DM1120794 | Lodos S LED1x16550 J249 T830 OP LT80 | non-dimmable, I, IP40, opal diffuser, white steel body | 1140 | 1140 | 114 |  | 50000/L80B10 | 3 | 15765 | 112 | 141 | 80+ | 3000 | 1858.847
| DM1120795 | Lodos S LED1x21100 J250 T830 OP LT80 | non-dimmable, I, IP40, opal diffuser, white steel body | 1140 | 1140 | 114 |  | 50000/L80B10 | 3 | 20115 | 145.9 | 138 | 80+ | 3000 | 1858.847
| DM1108663 | Lodos S LED1x2050 E968 T840 OP LT80 | non-dimmable, I, IP40, opal diffuser, white steel body | 300 | 300 | 100 |  | 50000/L80B10 | 3 | 2009 | 15.9 | 126 | 80+ | 4000 | 229.749
| DM1108664 | Lodos S LED1x2750 E969 T840 OP LT80 | non-dimmable, I, IP40, opal diffuser, white steel body | 300 | 300 | 100 |  | 50000/L80B10 | 3 | 2737 | 21.4 | 128 | 80+ | 4000 | 229.749
| DM1108665 | Lodos S LED1x4100 E970 T840 OP LT80 | non-dimmable, I, IP40, opal diffuser, white steel body | 450 | 450 | 100 |  | 50000/L80B10 | 3 | 4062 | 30.3 | 134 | 80+ | 4000 | 353.46
| DM1108666 | Lodos S LED1x5550 E971 T840 OP LT80 | non-dimmable, I, IP40, opal diffuser, white steel body | 450 | 450 | 100 |  | 50000/L80B10 | 3 | 5520 | 44.4 | 124 | 80+ | 4000 | 367.521
| DM1108667 | Lodos S LED1x6250 E972 T840 OP LT80 | non-dimmable, I, IP40, opal diffuser, white steel body | 600 | 600 | 100 |  | 50000/L80B10 | 3 | 6227 | 45 | 138 | 80+ | 4000 | 541.886
| DM1108668 | Lodos S LED1x8600 E973 T840 OP LT80 | non-dimmable, I, IP40, opal diffuser, white steel body | 600 | 600 | 100 |  | 50000/L80B10 | 3 | 8562 | 63.7 | 134 | 80+ | 4000 | 541.886
| DM1108669 | Lodos S LED1x10550 E974 T840 OP LT80 | non-dimmable, I, IP40, opal diffuser, white steel body | 900 | 900 | 114 |  | 50000/L80B10 | 3 | 10530 | 73 | 144 | 80+ | 4000 | 1077.537
| DM1108670 | Lodos S LED1x13450 E982 T840 OP LT80 | non-dimmable, I, IP40, opal diffuser, white steel body | 900 | 900 | 114 |  | 50000/L80B10 | 3 | 13435 | 94.1 | 143 | 80+ | 4000 | 1086.18
| DM1120796 | Lodos S LED1x16550 J249 T840 OP LT80 | non-dimmable, I, IP40, opal diffuser, white steel body | 1140 | 1140 | 114 |  | 50000/L80B10 | 3 | 16506 | 112 | 147 | 80+ | 4000 | 1858.847
| DM1120797 | Lodos S LED1x21100 J250 T840 OP LT80 | non-dimmable, I, IP40, opal diffuser, white steel body | 1140 | 1140 | 114 |  | 50000/L80B10 | 3 | 21061 | 145.9 | 144 | 80+ | 4000 | 1858.847
| DM1102757 | Lodos S LED1x1800 E968 T830 DPRZ LT80 | non-dimmable, I, IP40, URG<19, matt micro-prismatic diffuser, white steel body | 300 | 300 | 100 |  | 50000/L80B10 | 3 | 1700 | 15.9 | 107 | 80+ | 3000 | 232.931
| DM1102758 | Lodos S LED1x2450 E969 T830 DPRZ LT80 | non-dimmable, I, IP40, URG<19, matt micro-prismatic diffuser, white steel body | 300 | 300 | 100 |  | 50000/L80B10 | 3 | 2317 | 21.4 | 108 | 80+ | 3000 | 232.931
| DM1102759 | Lodos S LED1x3600 E970 T830 DPRZ LT80 | non-dimmable, I, IP40, URG<19, matt micro-prismatic diffuser, white steel body | 450 | 450 | 100 |  | 50000/L80B10 | 3 | 3438 | 30.3 | 113 | 80+ | 3000 | 358.448
| DM1102760 | Lodos S LED1x4900 E971 T830 DPRZ LT80 | non-dimmable, I, IP40, URG<19, matt micro-prismatic diffuser, white steel body | 450 | 450 | 100 |  | 50000/L80B10 | 3 | 4671 | 44.3 | 105 | 80+ | 3000 | 372.294
| DM1102761 | Lodos S LED1x5550 E972 T830 DPRZ LT80 | non-dimmable, I, IP40, URG<19, matt micro-prismatic diffuser, white steel body | 600 | 600 | 100 |  | 50000/L80B10 | 3 | 5270 | 45 | 117 | 80+ | 3000 | 545.928
| DM1102762 | Lodos S LED1x7600 E973 T830 DPRZ LT80 | non-dimmable, I, IP40, URG<19, matt micro-prismatic diffuser, white steel body | 600 | 600 | 100 |  | 50000/L80B10 | 3 | 7182 | 63.6 | 113 | 80+ | 3000 | 545.928
| DM1102763 | Lodos S LED1x9350 E974 T830 DPRZ LT80 | non-dimmable, I, IP40, URG<19, matt micro-prismatic diffuser, white steel body | 900 | 900 | 114 |  | 50000/L80B10 | 3 | 8912 | 73 | 122 | 80+ | 3000 | 1108.196
| DM1102764 | Lodos S LED1x11950 E982 T830 DPRZ LT80 | non-dimmable, I, IP40, URG<19, matt micro-prismatic diffuser, white steel body | 900 | 900 | 114 |  | 50000/L80B10 | 3 | 11370 | 94.1 | 121 | 80+ | 3000 | 1116.108
| DM1102765 | Lodos S LED1x1800 E968 T840 DPRZ LT80 | non-dimmable, I, IP40, URG<19, matt micro-prismatic diffuser, white steel body | 300 | 300 | 100 |  | 50000/L80B10 | 3 | 1780 | 15.9 | 112 | 80+ | 4000 | 232.931
| DM1102766 | Lodos S LED1x2450 E969 T840 DPRZ LT80 | non-dimmable, I, IP40, URG<19, matt micro-prismatic diffuser, white steel body | 300 | 300 | 100 |  | 50000/L80B10 | 3 | 2425 | 21.4 | 113 | 80+ | 4000 | 232.931
| DM1102767 | Lodos S LED1x3600 E970 T840 DPRZ LT80 | non-dimmable, I, IP40, URG<19, matt micro-prismatic diffuser, white steel body | 450 | 450 | 100 |  | 50000/L80B10 | 3 | 3599 | 30.3 | 119 | 80+ | 4000 | 358.448
| DM1102768 | Lodos S LED1x4900 E971 T840 DPRZ LT80 | non-dimmable, I, IP40, URG<19, matt micro-prismatic diffuser, white steel body | 450 | 450 | 100 |  | 50000/L80B10 | 3 | 4891 | 44.4 | 110 | 80+ | 4000 | 372.294
| DM1102769 | Lodos S LED1x5550 E972 T840 DPRZ LT80 | non-dimmable, I, IP40, URG<19, matt micro-prismatic diffuser, white steel body | 600 | 600 | 100 |  | 50000/L80B10 | 3 | 5518 | 45 | 123 | 80+ | 4000 | 545.928
| DM1102770 | Lodos S LED1x7600 E973 T840 DPRZ LT80 | non-dimmable, I, IP40, URG<19, matt micro-prismatic diffuser, white steel body | 600 | 600 | 100 |  | 50000/L80B10 | 3 | 7586 | 63.7 | 119 | 80+ | 4000 | 545.928
| DM1102771 | Lodos S LED1x9350 E974 T840 DPRZ LT80 | non-dimmable, I, IP40, URG<19, matt micro-prismatic diffuser, white steel body | 900 | 900 | 114 |  | 50000/L80B10 | 3 | 9330 | 73 | 128 | 80+ | 4000 | 1108.196
| DM1102772 | Lodos S LED1x11950 E982 T840 DPRZ LT80 | non-dimmable, I, IP40, URG<19, matt micro-prismatic diffuser, white steel body | 900 | 900 | 114 |  | 50000/L80B10 | 3 | 11904 | 94.1 | 127 | 80+ | 4000 | 1116.108
Available options:
|  | DALI (E968, E969) | Driver with DALI interface and switch-control dimming | [11 empty] | 55
|  | DALI (E970...E974; E982) | Driver with DALI interface and switch-control dimming | [11 empty] | 55
|  | EAIRB-M | Master luminaire with integrated smart sensor and driver with wireless communication and grouping possibilities for lighting control | [11 empty] | 180.3861
*note - ingress protection IP20
|  | EAIRB-S | Slave luminaire with integrated EAIRB type driver for lighting control | [11 empty] | 84.9483
*note - max system size 1x EAIRB-M + 3x EAIRB-S
*note - max wire lenght from EAIRB-M to last EAIRB-S - 11 meters
*note - EAIRB option not applicable for models: E968, E969
|  | BLT | Integrated wireless control unit and driver for lighting control via mobile device (via Bluetooth) | [11 empty] | 321.5448
|  | KRBLT | Integrated wireless control unit and driver for lighting control via mobile device (KR system app), on/off | [11 empty] | 126.248
|  | KRBLT DALI | Integrated wireless control unit and driver for lighting control via mobile device (KR system app), DALI with integrated PS | [11 empty] | 236.07
|  | MW | Integrated microwave (MW) motion sensor with on-off control | [11 empty] | 40
|  | MWRFM+ | Integrated microwave (MW) motion sensor with integrated RF (radio wave) transceiver. Sensor can serve as both master and slave. Functions: Staircase, Corridor, dimming control. | [11 empty] | 293.088
|  | MW DALI2 | Integrated microwave (MW) motion sensor with DALI2 controls, requires power supply | [11 empty] | 293.088
|  | MW KRBLT | Integrated wireless microwave (MW) motion sensor with KR system app control, on-off | [11 empty] | 122.163
|  | MW KRBLT DALI | Integrated wireless microwave (MW) motion sensor with KR system app control and DALI power supply. | [11 empty] | 276.748
|  | COR | Driver with Corridor function (never off) | [11 empty] | 76.6899
|  | COR1min | Driver with Corridor function 1min (switch off after 1 min.) | [11 empty] | 76.6899
|  | COR30min | Driver with Corridor function 30min (switch off after 30 min.) | [11 empty] | 76.6899
|  | EM3 | Emergency version 3 hours | [11 empty] | 90
|  | EM3A | Emergency version equipped with an autonomous testing system, 3 hours | [11 empty] | 162.798
|  | EM3D | Emergency version 3 hours with DALI interface | [11 empty] | 268.578
|  | DPRZ LT80 | De-glaring micro-prismatic diffuser
|  | 1G | Strain relief for power supply cable | [11 empty] | 1.849
|  | CBF3-2.0m clear | Cable 3x0.75mm² for suspended luminaire up to 2.0 meters, transparent | [11 empty] | 17.286
|  | CBF5-2.0m clear | Cable 5x0.75mm² for suspended luminaire up to 2.0 meters, transparent | [11 empty] | 21.629
*note - for suspended luminaires it is recommended to use one of CBF3 option for easier mounting
|  | RAL (D300) (1-9pcs) | RAL colour (D300mm) | [11 empty] | 53.148
|  | RAL (D300) (>10pcs) | RAL colour (D300mm) | [11 empty] | 17.716
|  | RAL (D450) (1-9pcs) | RAL colour (D450mm) | [11 empty] | 85.183
|  | RAL (D450) (>10pcs) | RAL colour (D450mm) | [11 empty] | 28.896
|  | RAL (D600) (1-9pcs) | RAL colour (D600mm) | [11 empty] | 133.085
|  | RAL (D600) (>10pcs) | RAL colour (D600mm) | [11 empty] | 44.763
|  | RAL (D900) (1-9pcs) | RAL colour (D900mm) | [11 empty] | 239.295
|  | RAL (D900) (>10pcs) | RAL colour (D900mm) | [11 empty] | 80.195
*note - price for uncommon RAL colour could be different from indicated. Ask before placing an order
|  | T830 | Colour temperature 3000K, CRI 80+
|  | T840 | Colour temperature 4000K, CRI 80+
|  | T930 | Colour temperature 3000K, CRI 90+
|  | T940 | Colour temperature 4000K, CRI 90+
Available accessories:
| DM9015094 | CAP cable 3x0.75 2.0m, clear | Cable 3x0.75mm² for suspended luminaire up to 2.0 meters, transparent | [11 empty] | 15.91
| DM9016341 | CAP cable clip D6.3mm SET clear | Cable and suspension wire clip set, 4pcs. For cable diameter up to 6,3mm and wire diameter 1mm | [11 empty] | 2.752
| DM9024696 | 3-point Suspension MTG KIT with round cap, light grey | Suspension wire set with round cap 3x"I" type, 1.5m adjustable, light grey, 1pcs | [11 empty] | 79.249
| DM9024697 | 3-point Suspension MTG KIT with round cap, white | Suspension wire set with round cap 3x"I" type, 1.5m adjustable, white, 1pcs | [11 empty] | 79.249
| DM9024698 | 3-point Suspension MTG KIT with round cap, black | Suspension wire set with round cap 3x"I" type, 1.5m adjustable, black, 1pcs | [11 empty] | 79.249
| DM1108901 | Lodos L LED1x2250 G651 T830 OP LT80 | non-dimmable, I, IP40, opal PMMA diffuser, white steel body | 300 | 300 | 77 |  | 50000/L80B10 | 3 | 2103 | 15.6 | 135 | 80+ | 3000 | 249.271
| DM1108902 | Lodos L LED1x2550 G652 T830 OP LT80 | non-dimmable, I, IP40, opal PMMA diffuser, white steel body | 300 | 300 | 77 |  | 50000/L80B10 | 3 | 2360 | 18 | 131 | 80+ | 3000 | 249.271
| DM1108903 | Lodos L LED1x2900 G653 T830 OP LT80 | non-dimmable, I, IP40, opal PMMA diffuser, white steel body | 300 | 300 | 77 |  | 50000/L80B10 | 3 | 2615 | 20.2 | 129 | 80+ | 3000 | 249.271
| DM1108904 | Lodos L LED1x4050 G654 T830 OP LT80 | non-dimmable, I, IP40, opal PMMA diffuser, white steel body | 450 | 450 | 77 |  | 50000/L80B10 | 3 | 3831 | 25.9 | 148 | 80+ | 3000 | 451.5
| DM1108905 | Lodos L LED1x4850 G655 T830 OP LT80 | non-dimmable, I, IP40, opal PMMA diffuser, white steel body | 450 | 450 | 77 |  | 50000/L80B10 | 3 | 4590 | 31 | 148 | 80+ | 3000 | 451.5
| DM1108906 | Lodos L LED1x5600 G656 T830 OP LT80 | non-dimmable, I, IP40, opal PMMA diffuser, white steel body | 450 | 450 | 77 |  | 50000/L80B10 | 3 | 5343 | 36 | 148 | 80+ | 3000 | 449.479
| DM1108907 | Lodos L LED1x6200 G657 T830 OP LT80 | non-dimmable, I, IP40, opal PMMA diffuser, white steel body | 600 | 600 | 77 |  | 50000/L80B10 | 3 | 5881 | 37.9 | 155 | 80+ | 3000 | 718.917
| DM1108908 | Lodos L LED1x7400 G658 T830 OP LT80 | non-dimmable, I, IP40, opal PMMA diffuser, white steel body | 600 | 600 | 77 |  | 50000/L80B10 | 3 | 7054 | 45.7 | 154 | 80+ | 3000 | 718.659
| DM1108909 | Lodos L LED1x8650 G659 T830 OP LT80 | non-dimmable, I, IP40, opal PMMA diffuser, white steel body | 600 | 600 | 77 |  | 50000/L80B10 | 3 | 8218 | 52.5 | 157 | 80+ | 3000 | 718.659
| DM1108910 | Lodos L LED1x9850 G660 T830 OP LT80 | non-dimmable, I, IP40, opal PMMA diffuser, white steel body | 900 | 900 | 87 |  | 50000/L80B10 | 3 | 9381 | 59.3 | 158 | 80+ | 3000 | 1439.597
| DM1108911 | Lodos L LED1x11500 G661 T830 OP LT80 | non-dimmable, I, IP40, opal PMMA diffuser, white steel body | 900 | 900 | 87 |  | 50000/L80B10 | 3 | 10965 | 68.7 | 160 | 80+ | 3000 | 1440.5
| DM1108912 | Lodos L LED1x13150 G662 T830 OP LT80 | non-dimmable, I, IP40, opal PMMA diffuser, white steel body | 900 | 900 | 87 |  | 50000/L80B10 | 3 | 12543 | 79.7 | 157 | 80+ | 3000 | 1440.5
| DM1108913 | Lodos L LED1x2250 G651 T840 OP LT80 | non-dimmable, I, IP40, opal PMMA diffuser, white steel body | 300 | 300 | 77 |  | 50000/L80B10 | 3 | 2227 | 15.6 | 143 | 80+ | 4000 | 249.271
| DM1108914 | Lodos L LED1x2550 G652 T840 OP LT80 | non-dimmable, I, IP40, opal PMMA diffuser, white steel body | 300 | 300 | 77 |  | 50000/L80B10 | 3 | 2540 | 18 | 141 | 80+ | 4000 | 249.271
| DM1108915 | Lodos L LED1x2900 G653 T840 OP LT80 | non-dimmable, I, IP40, opal PMMA diffuser, white steel body | 300 | 300 | 77 |  | 50000/L80B10 | 3 | 2851 | 20.2 | 141 | 80+ | 4000 | 249.271
| DM1108916 | Lodos L LED1x4050 G654 T840 OP LT80 | non-dimmable, I, IP40, opal PMMA diffuser, white steel body | 450 | 450 | 77 |  | 50000/L80B10 | 3 | 4011 | 25.9 | 155 | 80+ | 4000 | 451.5
| DM1108917 | Lodos L LED1x4850 G655 T840 OP LT80 | non-dimmable, I, IP40, opal PMMA diffuser, white steel body | 450 | 450 | 77 |  | 50000/L80B10 | 3 | 4806 | 31 | 155 | 80+ | 4000 | 451.5
| DM1108918 | Lodos L LED1x5600 G656 T840 OP LT80 | non-dimmable, I, IP40, opal PMMA diffuser, white steel body | 450 | 450 | 77 |  | 50000/L80B10 | 3 | 5595 | 36 | 155 | 80+ | 4000 | 449.479
| DM1108919 | Lodos L LED1x6200 G657 T840 OP LT80 | non-dimmable, I, IP40, opal PMMA diffuser, white steel body | 600 | 600 | 77 |  | 50000/L80B10 | 3 | 6157 | 37.9 | 162 | 80+ | 4000 | 718.917
| DM1108920 | Lodos L LED1x7400 G658 T840 OP LT80 | non-dimmable, I, IP40, opal PMMA diffuser, white steel body | 600 | 600 | 77 |  | 50000/L80B10 | 3 | 7385 | 45.7 | 162 | 80+ | 4000 | 718.659
| DM1108921 | Lodos L LED1x8650 G659 T840 OP LT80 | non-dimmable, I, IP40, opal PMMA diffuser, white steel body | 600 | 600 | 77 |  | 50000/L80B10 | 3 | 8604 | 52.5 | 164 | 80+ | 4000 | 718.659
| DM1108922 | Lodos L LED1x9850 G660 T840 OP LT80 | non-dimmable, I, IP40, opal PMMA diffuser, white steel body | 900 | 900 | 87 |  | 50000/L80B10 | 3 | 9821 | 59.3 | 166 | 80+ | 4000 | 1439.597
| DM1108923 | Lodos L LED1x11500 G661 T840 OP LT80 | non-dimmable, I, IP40, opal PMMA diffuser, white steel body | 900 | 900 | 87 |  | 50000/L80B10 | 3 | 11480 | 68.7 | 167 | 80+ | 4000 | 1440.5
| DM1108924 | Lodos L LED1x13150 G662 T840 OP LT80 | non-dimmable, I, IP40, opal PMMA diffuser, white steel body | 900 | 900 | 87 |  | 50000/L80B10 | 3 | 13132 | 79.7 | 165 | 80+ | 4000 | 1440.5
| DM1108925 | Lodos L LED1x2050 G651 T830 DPRZ LT80 | non-dimmable, I, IP40, UGR<19, matt micro-prismatic diffuser, white steel body | 300 | 300 | 77 |  | 50000/L80B10 | 3 | 1898 | 15.6 | 122 | 80+ | 3000 | 268.105
| DM1108926 | Lodos L LED1x2300 G652 T830 DPRZ LT80 | non-dimmable, I, IP40, UGR<19, matt micro-prismatic diffuser, white steel body | 300 | 300 | 77 |  | 50000/L80B10 | 3 | 2130 | 18 | 118 | 80+ | 3000 | 268.105
| DM1108927 | Lodos L LED1x2600 G653 T830 DPRZ LT80 | non-dimmable, I, IP40, low glare, matt micro-prismatic diffuser, white steel body | 300 | 300 | 77 |  | 50000/L80B10 | 3 | 2360 | 20.2 | 117 | 80+ | 3000 | 268.105
| DM1108928 | Lodos L LED1x3700 G654 T830 DPRZ LT80 | non-dimmable, I, IP40, UGR<19, matt micro-prismatic diffuser, white steel body | 450 | 450 | 77 |  | 50000/L80B10 | 3 | 3519 | 25.9 | 136 | 80+ | 3000 | 455.628
| DM1108929 | Lodos L LED1x4450 G655 T830 DPRZ LT80 | non-dimmable, I, IP40, UGR<19, matt micro-prismatic diffuser, white steel body | 450 | 450 | 77 |  | 50000/L80B10 | 3 | 4217 | 31 | 136 | 80+ | 3000 | 455.628
| DM1108930 | Lodos L LED1x5150 G656 T830 DPRZ LT80 | non-dimmable, I, IP40, low glare, matt micro-prismatic diffuser, white steel body | 450 | 450 | 77 |  | 50000/L80B10 | 3 | 4909 | 36 | 136 | 80+ | 3000 | 453.564
| DM1108931 | Lodos L LED1x5750 G657 T830 DPRZ LT80 | non-dimmable, I, IP40, UGR<19, matt micro-prismatic diffuser, white steel body | 600 | 600 | 77 |  | 50000/L80B10 | 3 | 5480 | 37.9 | 145 | 80+ | 3000 | 736.848
| DM1108932 | Lodos L LED1x6900 G658 T830 DPRZ LT80 | non-dimmable, I, IP40, UGR<19, matt micro-prismatic diffuser, white steel body | 600 | 600 | 77 |  | 50000/L80B10 | 3 | 6573 | 45.7 | 144 | 80+ | 3000 | 736.848
| DM1108933 | Lodos L LED1x8050 G659 T830 DPRZ LT80 | non-dimmable, I, IP40, low glare, matt micro-prismatic diffuser, white steel body | 600 | 600 | 77 |  | 50000/L80B10 | 3 | 7658 | 52.5 | 146 | 80+ | 3000 | 736.848
| DM1108934 | Lodos L LED1x9400 G660 T830 DPRZ LT80 | non-dimmable, I, IP40, UGR<19, matt micro-prismatic diffuser, white steel body | 900 | 900 | 87 |  | 50000/L80B10 | 3 | 8954 | 59.3 | 151 | 80+ | 3000 | 1455.722
| DM1108935 | Lodos L LED1x11000 G661 T830 DPRZ LT80 | non-dimmable, I, IP40, UGR<19, matt micro-prismatic diffuser, white steel body | 900 | 900 | 87 |  | 50000/L80B10 | 3 | 10467 | 68.7 | 152 | 80+ | 3000 | 1455.722
| DM1108936 | Lodos L LED1x12550 G662 T830 DPRZ LT80 | non-dimmable, I, IP40, low glare, matt micro-prismatic diffuser, white steel body | 900 | 900 | 87 |  | 50000/L80B10 | 3 | 11973 | 79.7 | 150 | 80+ | 3000 | 1456.625
| DM1108937 | Lodos L LED1x2050 G651 T840 DPRZ LT80 | non-dimmable, I, IP40, UGR<19, matt micro-prismatic diffuser, white steel body | 300 | 300 | 77 |  | 50000/L80B10 | 3 | 2010 | 15.6 | 129 | 80+ | 4000 | 268.105
| DM1108938 | Lodos L LED1x2300 G652 T840 DPRZ LT80 | non-dimmable, I, IP40, UGR<19, matt micro-prismatic diffuser, white steel body | 300 | 300 | 77 |  | 50000/L80B10 | 3 | 2293 | 18 | 127 | 80+ | 4000 | 268.105
| DM1108939 | Lodos L LED1x2600 G653 T840 DPRZ LT80 | non-dimmable, I, IP40, low glare, matt micro-prismatic diffuser, white steel body | 300 | 300 | 77 |  | 50000/L80B10 | 3 | 2573 | 20.2 | 127 | 80+ | 4000 | 268.105
| DM1108940 | Lodos L LED1x3700 G654 T840 DPRZ LT80 | non-dimmable, I, IP40, UGR<19, matt micro-prismatic diffuser, white steel body | 450 | 450 | 77 |  | 50000/L80B10 | 3 | 3684 | 25.9 | 142 | 80+ | 4000 | 455.628
| DM1108941 | Lodos L LED1x4450 G655 T840 DPRZ LT80 | non-dimmable, I, IP40, UGR<19, matt micro-prismatic diffuser, white steel body | 450 | 450 | 77 |  | 50000/L80B10 | 3 | 4415 | 31 | 142 | 80+ | 4000 | 455.628
| DM1108942 | Lodos L LED1x5150 G656 T840 DPRZ LT80 | non-dimmable, I, IP40, low glare, matt micro-prismatic diffuser, white steel body | 450 | 450 | 77 |  | 50000/L80B10 | 3 | 5139 | 36 | 143 | 80+ | 4000 | 453.564
| DM1108943 | Lodos L LED1x5750 G657 T840 DPRZ LT80 | non-dimmable, I, IP40, UGR<19, matt micro-prismatic diffuser, white steel body | 600 | 600 | 77 |  | 50000/L80B10 | 3 | 5737 | 37.9 | 151 | 80+ | 4000 | 736.848
| DM1108944 | Lodos L LED1x6900 G658 T840 DPRZ LT80 | non-dimmable, I, IP40, UGR<19, matt micro-prismatic diffuser, white steel body | 600 | 600 | 77 |  | 50000/L80B10 | 3 | 6882 | 45.7 | 151 | 80+ | 4000 | 736.848
| DM1108945 | Lodos L LED1x8050 G659 T840 DPRZ LT80 | non-dimmable, I, IP40, low glare, matt micro-prismatic diffuser, white steel body | 600 | 600 | 77 |  | 50000/L80B10 | 3 | 8017 | 52.5 | 153 | 80+ | 4000 | 736.848
| DM1108946 | Lodos L LED1x9400 G660 T840 DPRZ LT80 | non-dimmable, I, IP40, UGR<19, matt micro-prismatic diffuser, white steel body | 900 | 900 | 87 |  | 50000/L80B10 | 3 | 9375 | 59.3 | 158 | 80+ | 4000 | 1455.722
| DM1108947 | Lodos L LED1x11000 G661 T840 DPRZ LT80 | non-dimmable, I, IP40, UGR<19, matt micro-prismatic diffuser, white steel body | 900 | 900 | 87 |  | 50000/L80B10 | 3 | 10958 | 68.7 | 160 | 80+ | 4000 | 1455.722
| DM1108948 | Lodos L LED1x12550 G662 T840 DPRZ LT80 | non-dimmable, I, IP40, low glare, matt micro-prismatic diffuser, white steel body | 900 | 900 | 87 |  | 50000/L80B10 | 3 | 12535 | 79.7 | 157 | 80+ | 4000 | 1456.625
Available options:
|  | DALI | Driver with DALI interface and switch-control dimming | [11 empty] | 55
|  | EAIRB-M | Master luminaire with integrated smart sensor and driver with Bluetooth communication and grouping possibilities for lighting control | [11 empty] | 180.3861
*note - for EAIRB-M options ingress protection IP20
|  | EAIRB-S | Slave luminaire with integrated EAIR type driver for lighting control | [11 empty] | 84.9483
*note - max system size 1x EAIR-M + 3x EAIR-S.
*note - max wire lenght from EAIR-M to last EAIR-S - 11m.
*note - EAIRB options not aplicable for models: G651, G652, G653
|  | BLT | Integrated wireless control unit and driver for lighting control via mobile device (via Bluetooth) | [11 empty] | 321.5448
|  | KRBLT | Integrated wireless control unit and driver for lighting control via mobile device (KR system app), on/off | [11 empty] | 126.248
|  | KRBLT DALI | Integrated wireless control unit and driver for lighting control via mobile device (KR system app), DALI with integrated PS | [11 empty] | 236.07
|  | COR | Driver with Corridor function (never off) | [11 empty] | 76.6899
|  | COR1min | Driver with Corridor function 1min (switch off after 1 min.) | [11 empty] | 76.6899
|  | COR30min | Driver with Corridor function 30min (switch off after 30 min.) | [11 empty] | 76.6899
*note - COR options not aplicable for models: G651, G652, G653
|  | MW | Integrated microwave (MW) motion sensor with on-off control | [11 empty] | 40
|  | EM3 | Emergency version 3 hours | [11 empty] | 90
|  | EM3A | Emergency version equipped with an autonomous testing system, 3 hours | [11 empty] | 162.798
|  | EM3D | Emergency version 3 hours with DALI interface | [11 empty] | 268.578
|  | CBF3-2.0m clear | Cable 3x0.75mm² for suspended luminaire up to 2.0 meters, transparent | [11 empty] | 17.286
|  | CBF3-3.0m clear | Cable 3x0.75mm² for suspended luminaire up to 3.0 meters, transparent | [11 empty] | 18.662
|  | CBF5-2.0m clear | Cable 5x0.75mm² for suspended luminaire up to 2.0 meters, transparent | [11 empty] | 21.629
|  | CBF5-3.0m clear | Cable 5x0.75mm² for suspended luminaire up to 3.0 meters, transparent | [11 empty] | 29.799
|  | RAL (D300) (1-9pcs) | RAL colour (D300mm) | [11 empty] | 45.236
|  | RAL (D300) (>10pcs) | RAL colour (D300mm) | [11 empty] | 18.017
|  | RAL (D450) (1-9pcs) | RAL colour (D450mm) | [11 empty] | 67.897
|  | RAL (D450) (>10pcs) | RAL colour (D450mm) | [11 empty] | 22.532
|  | RAL (D600) (1-9pcs) | RAL colour (D600mm) | [11 empty] | 90.644
|  | RAL (D600) (>10pcs) | RAL colour (D600mm) | [11 empty] | 36.163
|  | RAL (D900) (1-9pcs) | RAL colour (D900mm) | [11 empty] | 136.052
|  | RAL (D900) (>10pcs) | RAL colour (D900mm) | [11 empty] | 45.236
|  | T830 | Colour temperature 3000K, CRI 80+
|  | T840 | Colour temperature 4000K, CRI 80+
|  | T930 | Colour temperature 3000K, CRI 90+
|  | T940 | Colour temperature 4000K, CRI 90+
|  | OP LT80 | Opal diffuser with high light transmittance
|  | DPRZ LT80 | De-glaring micro-prismatic diffuser with matt light scattering layer
Available accessories:
| DM9024696 | 3-point Suspension MTG KIT with round cap, light grey | Suspension wire set with round cap 3x"I" type, 1.5m adjustable, light grey, 1pcs | [11 empty] | 79.249
| DM9024697 | 3-point Suspension MTG KIT with round cap, white | Suspension wire set with round cap 3x"I" type, 1.5m adjustable, white, 1pcs | [11 empty] | 79.249
| DM9024698 | 3-point Suspension MTG KIT with round cap, black | Suspension wire set with round cap 3x"I" type, 1.5m adjustable, black, 1pcs | [11 empty] | 79.249
|  | CAP4, light grey | Square decorative metal cap for hiding cable inlet into ceilings, light grey | [11 empty] | 15.265
|  | CAP4, white | Square decorative metal cap for hiding cable inlet into ceilings, white | [11 empty] | 15.265
|  | CAP4, black | Square decorative metal cap for hiding cable inlet into ceilings, black | [11 empty] | 15.265
| DM9033621 | CAP5, light grey | Square decorative metal cap for hiding cable inlet with suspension wire attachment point, push-in terminals 5x1x1.5mm2, light grey | 70 | 70 | 27 | [8 empty] | 21.156
| DM9033622 | CAP5, white | Square decorative metal cap for hiding cable inlet with suspension wire attachment point, push-in terminals 5x1x1.5mm2, white | 70 | 70 | 27 | [8 empty] | 21.156
| DM9033623 | CAP5, black | Square decorative metal cap for hiding cable inlet with suspension wire attachment point, push-in terminals 5x1x1.5mm2, black | 70 | 70 | 27 | [8 empty] | 21.156
| DM9016341 | CAP cable clip D6.3mm SET clear | Cable and suspension wire clip set, 4pcs. For cable diameter up to 6,3mm and wire diameter 1mm | [11 empty] | 2.752
| DM9015094 | CAP cable 3x0.75 2.0m, clear | Cable 3x0.75mm² for suspended luminaire up to 2.0 meters, transparent | [11 empty] | 15.91
|  | Lodos L LED1x4050/1250 K024 T840 OP LT80 LG3 | non-dimmable, I, IP40, direct/indirect, opal PMMA diffuser, white steel body | 450 | 450 | 77 |  | 50000/L80B10 | 3 | 5214 | 33.7 | 155 | 80+ | 4000 | 475.322
|  | Lodos L LED1x4850/1450 K025 T840 OP LT80 LG3 | non-dimmable, I, IP40, direct/indirect, opal PMMA diffuser, white steel body | 450 | 450 | 77 |  | 50000/L80B10 | 3 | 6248 | 40.3 | 155 | 80+ | 4000 | 473.516
|  | Lodos L LED1x5600/1700 K026 T840 OP LT80 LG3 | non-dimmable, I, IP40, direct/indirect, opal PMMA diffuser, white steel body | 450 | 450 | 77 |  | 50000/L80B10 | 3 | 7273 | 46.8 | 155 | 80+ | 4000 | 482.159
|  | Lodos L LED1x6200/1850 K027 T840 OP LT80 LG3 | non-dimmable, I, IP40, direct/indirect, opal PMMA diffuser, white steel body | 600 | 600 | 77 |  | 50000/L80B10 | 3 | 8004 | 49.2 | 163 | 80+ | 4000 | 730.269
|  | Lodos L LED1x7400/2250 K028 T840 OP LT80 LG3 | non-dimmable, I, IP40, direct/indirect, opal PMMA diffuser, white steel body | 600 | 600 | 77 |  | 50000/L80B10 | 3 | 9601 | 59.4 | 162 | 80+ | 4000 | 730.269
|  | Lodos L LED1x8650/2600 K029 T840 OP LT80 LG3 | non-dimmable, I, IP40, direct/indirect, opal PMMA diffuser, white steel body | 600 | 600 | 77 |  | 50000/L80B10 | 3 | 11185 | 68.3 | 164 | 80+ | 4000 | 733.623
|  | Lodos L LED1x9850/2950 K030 T840 OP LT80 LG3 | non-dimmable, I, IP40, direct/indirect, opal PMMA diffuser, white steel body | 900 | 900 | 87 |  | 50000/L80B10 | 3 | 12768 | 77 | 166 | 80+ | 4000 | 1514.976
|  | Lodos L LED1x11500/3450 K031 T840 OP LT80 LG3 | non-dimmable, I, IP40, direct/indirect, opal PMMA diffuser, white steel body | 900 | 900 | 87 |  | 50000/L80B10 | 3 | 14924 | 89.3 | 167 | 80+ | 4000 | 1524.479
|  | Lodos L LED1x13150/3950 K032 T840 OP LT80 LG3 | non-dimmable, I, IP40, direct/indirect, opal PMMA diffuser, white steel body | 900 | 900 | 87 |  | 50000/L80B10 | 3 | 17072 | 103.6 | 165 | 80+ | 4000 | 1524.479
| DM1120798 | Lodos H LED1x6200 J251 T830 OP LT80 | non-dimmable, I, IP40, opal diffuser, white steel body | 600 | 600 | 56* |  | 50000/L80B10 | 3 | 5881 | 37.9 | 155 | 80+ | 3000 | 537.07
| DM1120799 | Lodos H LED1x7400 J252 T830 OP LT80 | non-dimmable, I, IP40, opal diffuser, white steel body | 600 | 600 | 56* |  | 50000/L80B10 | 3 | 7054 | 45.7 | 154 | 80+ | 3000 | 543.907
| DM1120800 | Lodos H LED1x8650 J253 T830 OP LT80 | non-dimmable, I, IP40, opal diffuser, white steel body | 600 | 600 | 56* |  | 50000/L80B10 | 3 | 8218 | 52.5 | 157 | 80+ | 3000 | 543.907
| DM1120801 | Lodos H LED1x9850 J254 T830 OP LT80 | non-dimmable, I, IP40, opal diffuser, white steel body | 900 | 900 | 61* |  | 50000/L80B10 | 3 | 9381 | 59.3 | 158 | 80+ | 3000 | 1120.408
| DM1120802 | Lodos H LED1x11500 J255 T830 OP LT80 | non-dimmable, I, IP40, opal diffuser, white steel body | 900 | 900 | 61* |  | 50000/L80B10 | 3 | 10965 | 68.7 | 160 | 80+ | 3000 | 1127.976
| DM1120803 | Lodos H LED1x13150 J256 T830 OP LT80 | non-dimmable, I, IP40, opal diffuser, white steel body | 900 | 900 | 61* |  | 50000/L80B10 | 3 | 12543 | 79.7 | 157 | 80+ | 3000 | 1127.976
| DM1120804 | Lodos H LED1x6200 J251 T840 OP LT80 | non-dimmable, I, IP40, opal diffuser, white steel body | 600 | 600 | 56* |  | 50000/L80B10 | 3 | 6157 | 37.9 | 162 | 80+ | 4000 | 537.07
| DM1120805 | Lodos H LED1x7400 J252 T840 OP LT80 | non-dimmable, I, IP40, opal diffuser, white steel body | 600 | 600 | 56* |  | 50000/L80B10 | 3 | 7385 | 45.7 | 162 | 80+ | 4000 | 543.907
| DM1120806 | Lodos H LED1x8650 J253 T840 OP LT80 | non-dimmable, I, IP40, opal diffuser, white steel body | 600 | 600 | 56* |  | 50000/L80B10 | 3 | 8604 | 52.5 | 164 | 80+ | 4000 | 543.907
| DM1120807 | Lodos H LED1x9850 J254 T840 OP LT80 | non-dimmable, I, IP40, opal diffuser, white steel body | 900 | 900 | 61* |  | 50000/L80B10 | 3 | 9821 | 59.3 | 166 | 80+ | 4000 | 1120.408
| DM1120808 | Lodos H LED1x11500 J255 T840 OP LT80 | non-dimmable, I, IP40, opal diffuser, white steel body | 900 | 900 | 61* |  | 50000/L80B10 | 3 | 11480 | 68.7 | 167 | 80+ | 4000 | 1127.976
| DM1120809 | Lodos H LED1x13150 J256 T840 OP LT80 | non-dimmable, I, IP40, opal diffuser, white steel body | 900 | 900 | 61* |  | 50000/L80B10 | 3 | 13132 | 79.7 | 165 | 80+ | 4000 | 1127.976
*note - 56mm / 61mm are the visual hight of the luminaires. With gearbox, luminaire height is 88 / 93mm accordingly
| DM1120810 | Lodos H LED1x5750 J251 T830 DPRZ LT80 | non-dimmable, I, IP40, matt micro-prismatic diffuser, white steel body | 600 | 600 | 56* |  | 50000/L80B10 | 3 | 5480 | 37.9 | 145 | 80+ | 3000 | 546.444
| DM1120811 | Lodos H LED1x6900 J252 T830 DPRZ LT80 | non-dimmable, I, IP40, matt micro-prismatic diffuser, white steel body | 600 | 600 | 56* |  | 50000/L80B10 | 3 | 6573 | 45.7 | 144 | 80+ | 3000 | 553.195
| DM1120812 | Lodos H LED1x8050 J253 T830 DPRZ LT80 | non-dimmable, I, IP40, matt micro-prismatic diffuser, white steel body | 600 | 600 | 56* |  | 50000/L80B10 | 3 | 7658 | 52.5 | 146 | 80+ | 3000 | 553.195
| DM1120813 | Lodos H LED1x9400 J254 T830 DPRZ LT80 | non-dimmable, I, IP40, matt micro-prismatic diffuser, white steel body | 900 | 900 | 61* |  | 50000/L80B10 | 3 | 8954 | 59.3 | 151 | 80+ | 3000 | 1153.131
| DM1120814 | Lodos H LED1x11000 J255 T830 DPRZ LT80 | non-dimmable, I, IP40, matt micro-prismatic diffuser, white steel body | 900 | 900 | 61* |  | 50000/L80B10 | 3 | 10467 | 68.7 | 152 | 80+ | 3000 | 1160.871
| DM1120815 | Lodos H LED1x12550 J256 T830 DPRZ LT80 | non-dimmable, I, IP40, matt micro-prismatic diffuser, white steel body | 900 | 900 | 61* |  | 50000/L80B10 | 3 | 11973 | 79.7 | 150 | 80+ | 3000 | 1160.871
| DM1120816 | Lodos H LED1x5750 J251 T840 DPRZ LT80 | non-dimmable, I, IP40, matt micro-prismatic diffuser, white steel body | 600 | 600 | 56* |  | 50000/L80B10 | 3 | 5737 | 37.9 | 151 | 80+ | 4000 | 546.444
| DM1120817 | Lodos H LED1x6900 J252 T840 DPRZ LT80 | non-dimmable, I, IP40, matt micro-prismatic diffuser, white steel body | 600 | 600 | 56* |  | 50000/L80B10 | 3 | 6882 | 45.7 | 151 | 80+ | 4000 | 553.195
| DM1120818 | Lodos H LED1x8050 J253 T840 DPRZ LT80 | non-dimmable, I, IP40, matt micro-prismatic diffuser, white steel body | 600 | 600 | 56* |  | 50000/L80B10 | 3 | 8017 | 52.5 | 153 | 80+ | 4000 | 553.195
| DM1120819 | Lodos H LED1x9400 J254 T840 DPRZ LT80 | non-dimmable, I, IP40, matt micro-prismatic diffuser, white steel body | 900 | 900 | 61* |  | 50000/L80B10 | 3 | 9375 | 59.3 | 158 | 80+ | 4000 | 1153.131
| DM1120820 | Lodos H LED1x11000 J255 T840 DPRZ LT80 | non-dimmable, I, IP40, matt micro-prismatic diffuser, white steel body | 900 | 900 | 61* |  | 50000/L80B10 | 3 | 10958 | 68.7 | 160 | 80+ | 4000 | 1160.871
| DM1120821 | Lodos H LED1x12550 J256 T840 DPRZ LT80 | non-dimmable, I, IP40, matt micro-prismatic diffuser, white steel body | 900 | 900 | 61* |  | 50000/L80B10 | 3 | 12535 | 79.7 | 157 | 80+ | 4000 | 1160.871
*note - 56mm / 61mm are the visual hight of the luminaires. With gearbox, luminaire height is 88 / 93mm accordingly
|  | T830 | Colour temperature 3000K, CRI 80+
|  | T840 | Colour temperature 4000K, CRI 80+
|  | OP LT80 | Opal diffuser with high light transmittance
|  | DPRZ LT80 | De-glaring micro-prismatic diffuser with matt light scattering layer
|  | DALI | Driver with DALI interface and switch-control dimming | [11 empty] | 55
|  | EAIRB-M | Master luminaire with integrated smart sensor and driver with wireless communication and grouping possibilities for lighting control | [11 empty] | 180.3861
*note - for EAIRB, EAIRB-M options ingress protection IP20
|  | EAIRB-S | Slave luminaire with integrated EAIR type driver for lighting control | [11 empty] | 84.9483
*note - max system size 1x EAIR-M + 3x EAIR-S.
*note - max wire lenght from EAIR-M to last EAIR-S - 11m.
|  | BLT | Integrated wireless control unit and driver for lighting control via mobile device (via Bluetooth) | [11 empty] | 321.5448
|  | KRBLT | Integrated wireless control unit and driver for lighting control via mobile device (KR system app), on/off | [11 empty] | 126.248
|  | KRBLT DALI | Integrated wireless control unit and driver for lighting control via mobile device (KR system app), DALI with integrated PS | [11 empty] | 236.07
|  | COR | Driver with Corridor function (never off) | [11 empty] | 76.6899
|  | COR1min | Driver with Corridor function 1min (switch off after 1 min.) | [11 empty] | 76.6899
|  | COR30min | Driver with Corridor function 30min (switch off after 30 min.) | [11 empty] | 76.6899
|  | CBF3-2.0m clear | Cable 3x0.75mm² for suspended luminaire up to 2.0 meters, transparent | [11 empty] | 17.286
|  | CBF3-3.0m clear | Cable 3x0.75mm² for suspended luminaire up to 3.0 meters, transparent | [11 empty] | 18.662
|  | CBF5-2.0m clear | Cable 5x0.75mm² for suspended luminaire up to 2.0 meters, transparent | [11 empty] | 21.629
|  | CBF5-3.0m clear | Cable 5x0.75mm² for suspended luminaire up to 3.0 meters, transparent | [11 empty] | 29.799
|  | RAL (D600, ≤10 pcs.) | RAL colour from OPTIONAL RAL colours list. Order quantity ≤10 pcs. | [11 empty] | 35.432
|  | RAL (D900, ≤10 pcs.) | RAL colour from OPTIONAL RAL colours list. Order quantity ≤10 pcs. | [11 empty] | 70.821
|  | RAL (D600, >10 pcs.) | RAL colour from OPTIONAL RAL colours list. Order quantity >10 pcs. | [11 empty] | 11.868
|  | RAL (D900, >10 pcs.) | RAL colour from OPTIONAL RAL colours list. Order quantity >10 pcs. | [11 empty] | 23.607
Available accessories:
| DM9024696 | 3-point Suspension MTG KIT with round cap, light grey | Suspension wire set with 6V - Square LED cap 3x"I" type, 1.5m adjustable, light grey, 1pcs | [11 empty] | 79.249
| DM9024697 | 3-point Suspension MTG KIT with round cap, white | Suspension wire set with 6V - Square LED cap 3x"I" type, 1.5m adjustable, white, 1pcs | [11 empty] | 79.249
| DM9024698 | 3-point Suspension MTG KIT with round cap, black | Suspension wire set with 6V - Square LED cap 3x"I" type, 1.5m adjustable, black, 1pcs | [11 empty] | 79.249
| DM9022161 | CAP4, light grey | Square decorative metal cap for hiding cable inlet into ceilings, light grey | 60 | 60 | 27 | [8 empty] | 15.265
| DM9024862 | CAP4, white | Square decorative metal cap for hiding cable inlet with suspension wire attachment point, push-in terminals 3x1x1.5mm2, white | 60 | 60 | 27 | [8 empty] | 15.265
| DM9025036 | CAP4, black | Square decorative metal cap for hiding cable inlet with suspension wire attachment point, push-in terminals 3x1x1.5mm2, black | 60 | 60 | 27 | [8 empty] | 15.265
| DM9033621 | CAP5, light grey | Square decorative metal cap for hiding cable inlet with suspension wire attachment point, push-in terminals 5x1x1.5mm2, light grey | 70 | 70 | 27 | [8 empty] | 21.156
| DM9033622 | CAP5, white | Square decorative metal cap for hiding cable inlet with suspension wire attachment point, push-in terminals 5x1x1.5mm2, white | 70 | 70 | 27 | [8 empty] | 21.156
| DM9033623 | CAP5, black | Square decorative metal cap for hiding cable inlet with suspension wire attachment point, push-in terminals 5x1x1.5mm2, black | 70 | 70 | 27 | [8 empty] | 21.156
| DM9015094 | CAP cable 3x0.75 2.0m, clear | Cable 3x0.75mm² for suspended luminaire up to 2.0 meters, transparent | [11 empty] | 15.91
| DM9016341 | CAP cable clip D6.3mm SET clear | Cable and suspension wire clip set, 4pcs. For cable diameter up to 6,3mm and wire diameter 1mm | [11 empty] | 2.752
| DM1108412 | Bootes C LED1x2250 G556 T830 OP | non-dimmable, I, IP20, opal PMMA diffuser, light grey steel body, with direct and indirect light distribution | 300 | 300 | 92 |  | 50000/L80B10 | 3 | 2103 | 15.6 | 135 | 80+ | 3000 | 233.619
| DM1108413 | Bootes C LED1x2550 G557 T830 OP | non-dimmable, I, IP20, opal PMMA diffuser, light grey steel body, with direct and indirect light distribution | 300 | 300 | 92 |  | 50000/L80B10 | 3 | 2360 | 18 | 131 | 80+ | 3000 | 233.619
| DM1108414 | Bootes C LED1x2900 G558 T830 OP | non-dimmable, I, IP20, opal PMMA diffuser, light grey steel body, with direct and indirect light distribution | 300 | 300 | 92 |  | 50000/L80B10 | 3 | 2615 | 20.2 | 129 | 80+ | 3000 | 233.619
| DM1108415 | Bootes C LED1x3850 G559 T830 OP | non-dimmable, I, IP20, opal PMMA diffuser, light grey steel body, with direct and indirect light distribution | 450 | 450 | 92 |  | 50000/L80B10 | 3 | 3652 | 25.9 | 141 | 80+ | 3000 | 430.645
| DM1108416 | Bootes C LED1x4600 G560 T830 OP | non-dimmable, I, IP20, opal PMMA diffuser, light grey steel body, with direct and indirect light distribution | 450 | 450 | 92 |  | 50000/L80B10 | 3 | 4377 | 31 | 141 | 80+ | 3000 | 430.645
| DM1108417 | Bootes C LED1x5350 G561 T830 OP | non-dimmable, I, IP20, opal PMMA diffuser, light grey steel body, with direct and indirect light distribution | 450 | 450 | 92 |  | 50000/L80B10 | 3 | 5095 | 36.4 | 140 | 80+ | 3000 | 427.678
| DM1108418 | Bootes C LED1x5750 G562 T830 OP | non-dimmable, I, IP20, opal PMMA diffuser, light grey steel body, with direct and indirect light distribution | 600 | 600 | 92 |  | 50000/L80B10 | 3 | 5480 | 37.9 | 145 | 80+ | 3000 | 738.912
| DM1108419 | Bootes C LED1x6900 G563 T830 OP | non-dimmable, I, IP20, opal PMMA diffuser, light grey steel body, with direct and indirect light distribution | 600 | 600 | 92 |  | 50000/L80B10 | 3 | 6573 | 45.7 | 144 | 80+ | 3000 | 744.072
| DM1108420 | Bootes C LED1x8050 G564 T830 OP | non-dimmable, I, IP20, opal PMMA diffuser, light grey steel body, with direct and indirect light distribution | 600 | 600 | 92 |  | 50000/L80B10 | 3 | 7658 | 52.5 | 146 | 80+ | 3000 | 744.072
| DM1108421 | Bootes C LED1x9200 G565 T830 OP | non-dimmable, I, IP20, opal PMMA diffuser, light grey steel body, with direct and indirect light distribution | 900 | 900 | 92 |  | 50000/L80B10 | 3 | 8741 | 59.3 | 147 | 80+ | 3000 | 1462.086
| DM1108422 | Bootes C LED1x10700 G566 T830 OP | non-dimmable, I, IP20, opal PMMA diffuser, light grey steel body, with direct and indirect light distribution | 900 | 900 | 92 |  | 50000/L80B10 | 3 | 10218 | 68.7 | 149 | 80+ | 3000 | 1462.086
| DM1108423 | Bootes C LED1x12250 G567 T830 OP | non-dimmable, I, IP20, opal PMMA diffuser, light grey steel body, with direct and indirect light distribution | 900 | 900 | 92 |  | 50000/L80B10 | 3 | 11688 | 79.7 | 147 | 80+ | 3000 | 1466.171
| DM1108424 | Bootes C LED1x2250 G556 T840 OP | non-dimmable, I, IP20, opal PMMA diffuser, light grey steel body, with direct and indirect light distribution | 300 | 300 | 92 |  | 50000/L80B10 | 3 | 2227 | 15.6 | 143 | 80+ | 4000 | 233.619
| DM1108425 | Bootes C LED1x2550 G557 T840 OP | non-dimmable, I, IP20, opal PMMA diffuser, light grey steel body, with direct and indirect light distribution | 300 | 300 | 92 |  | 50000/L80B10 | 3 | 2540 | 18 | 141 | 80+ | 4000 | 233.619
| DM1108426 | Bootes C LED1x2900 G558 T840 OP | non-dimmable, I, IP20, opal PMMA diffuser, light grey steel body, with direct and indirect light distribution | 300 | 300 | 92 |  | 50000/L80B10 | 3 | 2851 | 20.2 | 141 | 80+ | 4000 | 233.619
| DM1108427 | Bootes C LED1x3850 G559 T840 OP | non-dimmable, I, IP20, opal PMMA diffuser, light grey steel body, with direct and indirect light distribution | 450 | 450 | 92 |  | 50000/L80B10 | 3 | 3824 | 25.9 | 148 | 80+ | 4000 | 430.645
| DM1108428 | Bootes C LED1x4600 G560 T840 OP | non-dimmable, I, IP20, opal PMMA diffuser, light grey steel body, with direct and indirect light distribution | 450 | 450 | 92 |  | 50000/L80B10 | 3 | 4582 | 31 | 148 | 80+ | 4000 | 430.645
| DM1108429 | Bootes C LED1x5350 G561 T840 OP | non-dimmable, I, IP20, opal PMMA diffuser, light grey steel body, with direct and indirect light distribution | 450 | 450 | 92 |  | 50000/L80B10 | 3 | 5334 | 36.4 | 147 | 80+ | 4000 | 427.678
| DM1108430 | Bootes C LED1x5750 G562 T840 OP | non-dimmable, I, IP20, opal PMMA diffuser, light grey steel body, with direct and indirect light distribution | 600 | 600 | 92 |  | 50000/L80B10 | 3 | 5737 | 37.9 | 151 | 80+ | 4000 | 738.912
| DM1108431 | Bootes C LED1x6900 G563 T840 OP | non-dimmable, I, IP20, opal PMMA diffuser, light grey steel body, with direct and indirect light distribution | 600 | 600 | 92 |  | 50000/L80B10 | 3 | 6882 | 45.7 | 151 | 80+ | 4000 | 744.072
| DM1108432 | Bootes C LED1x8050 G564 T840 OP | non-dimmable, I, IP20, opal PMMA diffuser, light grey steel body, with direct and indirect light distribution | 600 | 600 | 92 |  | 50000/L80B10 | 3 | 8017 | 52.5 | 153 | 80+ | 4000 | 744.072
| DM1108433 | Bootes C LED1x9200 G565 T840 OP | non-dimmable, I, IP20, opal PMMA diffuser, light grey steel body, with direct and indirect light distribution | 900 | 900 | 92 |  | 50000/L80B10 | 3 | 9152 | 59.3 | 154 | 80+ | 4000 | 1462.086
| DM1108434 | Bootes C LED1x10700 G566 T840 OP | non-dimmable, I, IP20, opal PMMA diffuser, light grey steel body, with direct and indirect light distribution | 900 | 900 | 92 |  | 50000/L80B10 | 3 | 10698 | 68.7 | 156 | 80+ | 4000 | 1462.086
| DM1108435 | Bootes C LED1x12250 G567 T840 OP | non-dimmable, I, IP20, opal PMMA diffuser, light grey steel body, with direct and indirect light distribution | 900 | 900 | 92 |  | 50000/L80B10 | 3 | 12237 | 79.7 | 154 | 80+ | 4000 | 1466.171
| DM1108460 | Bootes C LED1x2250 G556 T830 DPRZ LT80 | non-dimmable, I, IP20, UGR≤19, matt micro-prismatic diffuser, light grey steel body, with direct and indirect light distribution | 300 | 300 | 92 |  | 50000/L80B10 | 3 | 1898 | 15.6 | 122 | 80+ | 3000 | 238.177
| DM1108461 | Bootes C LED1x2550 G557 T830 DPRZ LT80 | non-dimmable, I, IP20, UGR≤19, matt micro-prismatic diffuser, light grey steel body, with direct and indirect light distribution | 300 | 300 | 92 |  | 50000/L80B10 | 3 | 2130 | 18 | 118 | 80+ | 3000 | 238.177
| DM1108462 | Bootes C LED1x2900 G558 T830 DPRZ LT80 | non-dimmable, I, IP20, low glare, matt micro-prismatic diffuser, light grey steel body, with direct and indirect light distribution | 300 | 300 | 92 |  | 50000/L80B10 | 3 | 2360 | 20.2 | 117 | 80+ | 3000 | 238.177
| DM1108463 | Bootes C LED1x3850 G559 T830 DPRZ LT80 | non-dimmable, I, IP20, UGR≤19, matt micro-prismatic diffuser, light grey steel body, with direct and indirect light distribution | 450 | 450 | 92 |  | 50000/L80B10 | 3 | 3296 | 25.9 | 127 | 80+ | 3000 | 434.73
| DM1108464 | Bootes C LED1x4600 G560 T830 DPRZ LT80 | non-dimmable, I, IP20, UGR≤19, matt micro-prismatic diffuser, light grey steel body, with direct and indirect light distribution | 450 | 450 | 92 |  | 50000/L80B10 | 3 | 3950 | 31 | 127 | 80+ | 3000 | 434.73
| DM1108465 | Bootes C LED1x5350 G561 T830 DPRZ LT80 | non-dimmable, I, IP20, UGR≤19, matt micro-prismatic diffuser, light grey steel body, with direct and indirect light distribution | 450 | 450 | 92 |  | 50000/L80B10 | 3 | 4598 | 36.4 | 126 | 80+ | 3000 | 431.763
| DM1108466 | Bootes C LED1x5750 G562 T830 DPRZ LT80 | non-dimmable, I, IP20, UGR≤19, matt micro-prismatic diffuser, light grey steel body, with direct and indirect light distribution | 600 | 600 | 92 |  | 50000/L80B10 | 3 | 4945 | 37.9 | 130 | 80+ | 3000 | 752.5
| DM1108467 | Bootes C LED1x6900 G563 T830 DPRZ LT80 | non-dimmable, I, IP20, UGR≤19, matt micro-prismatic diffuser, light grey steel body, with direct and indirect light distribution | 600 | 600 | 92 |  | 50000/L80B10 | 3 | 5932 | 45.7 | 130 | 80+ | 3000 | 757.961
| DM1108468 | Bootes C LED1x8050 G564 T830 DPRZ LT80 | non-dimmable, I, IP20, UGR≤19, matt micro-prismatic diffuser, light grey steel body, with direct and indirect light distribution | 600 | 600 | 92 |  | 50000/L80B10 | 3 | 6911 | 52.5 | 132 | 80+ | 3000 | 757.961
| DM1108469 | Bootes C LED1x9200 G565 T830 DPRZ LT80 | non-dimmable, I, IP20, UGR≤19, matt micro-prismatic diffuser, light grey steel body, with direct and indirect light distribution | 900 | 900 | 92 |  | 50000/L80B10 | 3 | 7888 | 59.3 | 133 | 80+ | 3000 | 1535.358
| DM1108470 | Bootes C LED1x10700 G566 T830 DPRZ LT80 | non-dimmable, I, IP20, UGR≤19, matt micro-prismatic diffuser, light grey steel body, with direct and indirect light distribution | 900 | 900 | 92 |  | 50000/L80B10 | 3 | 9221 | 68.7 | 134 | 80+ | 3000 | 1535.358
| DM1108471 | Bootes C LED1x12250 G567 T830 DPRZ LT80 | non-dimmable, I, IP20, UGR≤19, matt micro-prismatic diffuser, light grey steel body, with direct and indirect light distribution | 900 | 900 | 92 |  | 50000/L80B10 | 3 | 10548 | 79.7 | 132 | 80+ | 3000 | 1539.443
| DM1108472 | Bootes C LED1x2250 G556 T840 DPRZ LT80 | non-dimmable, I, IP20, UGR≤19, matt micro-prismatic diffuser, light grey steel body, with direct and indirect light distribution | 300 | 300 | 92 |  | 50000/L80B10 | 3 | 2010 | 15.6 | 129 | 80+ | 4000 | 238.177
| DM1108473 | Bootes C LED1x2550 G557 T840 DPRZ LT80 | non-dimmable, I, IP20, UGR≤19, matt micro-prismatic diffuser, light grey steel body, with direct and indirect light distribution | 300 | 300 | 92 |  | 50000/L80B10 | 3 | 2293 | 18 | 127 | 80+ | 4000 | 238.177
| DM1108474 | Bootes C LED1x2900 G558 T840 DPRZ LT80 | non-dimmable, I, IP20, low glare, matt micro-prismatic diffuser, light grey steel body, with direct and indirect light distribution | 300 | 300 | 92 |  | 50000/L80B10 | 3 | 2573 | 20.2 | 127 | 80+ | 4000 | 238.177
| DM1108475 | Bootes C LED1x3850 G559 T840 DPRZ LT80 | non-dimmable, I, IP20, UGR≤19, matt micro-prismatic diffuser, light grey steel body, with direct and indirect light distribution | 450 | 450 | 92 |  | 50000/L80B10 | 3 | 3451 | 25.9 | 133 | 80+ | 4000 | 434.73
| DM1108476 | Bootes C LED1x4600 G560 T840 DPRZ LT80 | non-dimmable, I, IP20, UGR≤19, matt micro-prismatic diffuser, light grey steel body, with direct and indirect light distribution | 450 | 450 | 92 |  | 50000/L80B10 | 3 | 4135 | 31 | 133 | 80+ | 4000 | 434.73
| DM1108477 | Bootes C LED1x5350 G561 T840 DPRZ LT80 | non-dimmable, I, IP20, UGR≤19, matt micro-prismatic diffuser, light grey steel body, with direct and indirect light distribution | 450 | 450 | 92 |  | 50000/L80B10 | 3 | 4814 | 36.4 | 132 | 80+ | 4000 | 431.763
| DM1108478 | Bootes C LED1x5750 G562 T840 DPRZ LT80 | non-dimmable, I, IP20, UGR≤19, matt micro-prismatic diffuser, light grey steel body, with direct and indirect light distribution | 600 | 600 | 92 |  | 50000/L80B10 | 3 | 5178 | 37.9 | 137 | 80+ | 4000 | 752.5
| DM1108479 | Bootes C LED1x6900 G563 T840 DPRZ LT80 | non-dimmable, I, IP20, UGR≤19, matt micro-prismatic diffuser, light grey steel body, with direct and indirect light distribution | 600 | 600 | 92 |  | 50000/L80B10 | 3 | 6210 | 45.7 | 136 | 80+ | 4000 | 757.961
| DM1108480 | Bootes C LED1x8050 G564 T840 DPRZ LT80 | non-dimmable, I, IP20, UGR≤19, matt micro-prismatic diffuser, light grey steel body, with direct and indirect light distribution | 600 | 600 | 92 |  | 50000/L80B10 | 3 | 7235 | 52.5 | 138 | 80+ | 4000 | 757.961
| DM1108481 | Bootes C LED1x9200 G565 T840 DPRZ LT80 | non-dimmable, I, IP20, UGR≤19, matt micro-prismatic diffuser, light grey steel body, with direct and indirect light distribution | 900 | 900 | 92 |  | 50000/L80B10 | 3 | 8259 | 59.3 | 139 | 80+ | 4000 | 1535.358
| DM1108482 | Bootes C LED1x10700 G566 T840 DPRZ LT80 | non-dimmable, I, IP20, UGR≤19, matt micro-prismatic diffuser, light grey steel body, with direct and indirect light distribution | 900 | 900 | 92 |  | 50000/L80B10 | 3 | 9654 | 68.7 | 141 | 80+ | 4000 | 1535.358
| DM1108483 | Bootes C LED1x12250 G567 T840 DPRZ LT80 | non-dimmable, I, IP20, UGR≤19, matt micro-prismatic diffuser, light grey steel body, with direct and indirect light distribution | 900 | 900 | 92 |  | 50000/L80B10 | 3 | 11043 | 79.7 | 139 | 80+ | 4000 | 1539.443
| DM1108436 | Bootes Q LED1x2250 G568 T830 OP | non-dimmable, I, IP20, opal PMMA diffuser, light grey steel body, with direct and indirect light distribution | 300 | 300 | 92 |  | 50000/L80B10 | 3 | 2127 | 15.4 | 138 | 80+ | 3000 | 249.744
| DM1108437 | Bootes Q LED1x2500 G569 T830 OP | non-dimmable, I, IP20, opal PMMA diffuser, light grey steel body, with direct and indirect light distribution | 300 | 300 | 92 |  | 50000/L80B10 | 3 | 2426 | 17.4 | 139 | 80+ | 3000 | 249.744
| DM1108438 | Bootes Q LED1x2750 G570 T830 OP | non-dimmable, I, IP20, opal PMMA diffuser, light grey steel body, with direct and indirect light distribution | 300 | 300 | 92 |  | 50000/L80B10 | 3 | 2723 | 19.4 | 140 | 80+ | 3000 | 249.744
| DM1108439 | Bootes Q LED1x3850 G571 T830 OP | non-dimmable, I, IP20, opal PMMA diffuser, light grey steel body, with direct and indirect light distribution | 450 | 450 | 92 |  | 50000/L80B10 | 3 | 3653 | 25.8 | 142 | 80+ | 3000 | 494.887
| DM1108440 | Bootes Q LED1x4600 G572 T830 OP | non-dimmable, I, IP20, opal PMMA diffuser, light grey steel body, with direct and indirect light distribution | 450 | 450 | 92 |  | 50000/L80B10 | 3 | 4382 | 30.8 | 142 | 80+ | 3000 | 494.887
| DM1108441 | Bootes Q LED1x5350 G573 T830 OP | non-dimmable, I, IP20, opal PMMA diffuser, light grey steel body, with direct and indirect light distribution | 450 | 450 | 92 |  | 50000/L80B10 | 3 | 5105 | 35.8 | 143 | 80+ | 3000 | 492.135
| DM1108442 | Bootes Q LED1x5750 G574 T830 OP | non-dimmable, I, IP20, opal PMMA diffuser, light grey steel body, with direct and indirect light distribution | 600 | 600 | 92 |  | 50000/L80B10 | 3 | 5478 | 37.7 | 145 | 80+ | 3000 | 725.066
| DM1108443 | Bootes Q LED1x6900 G575 T830 OP | non-dimmable, I, IP20, opal PMMA diffuser, light grey steel body, with direct and indirect light distribution | 600 | 600 | 92 |  | 50000/L80B10 | 3 | 6576 | 45.5 | 145 | 80+ | 3000 | 724.808
| DM1108444 | Bootes Q LED1x8050 G576 T830 OP | non-dimmable, I, IP20, opal PMMA diffuser, light grey steel body, with direct and indirect light distribution | 600 | 600 | 92 |  | 50000/L80B10 | 3 | 7666 | 52.3 | 147 | 80+ | 3000 | 724.808
| DM1108445 | Bootes Q LED1x9150 G577 T830 OP | non-dimmable, I, IP20, opal PMMA diffuser, light grey steel body, with direct and indirect light distribution | 900 | 900 | 92 |  | 50000/L80B10 | 3 | 8720 | 59.1 | 148 | 80+ | 3000 | 1485.435
| DM1108446 | Bootes Q LED1x10700 G578 T830 OP | non-dimmable, I, IP20, opal PMMA diffuser, light grey steel body, with direct and indirect light distribution | 900 | 900 | 92 |  | 50000/L80B10 | 3 | 10201 | 68.4 | 149 | 80+ | 3000 | 1485.435
| DM1108447 | Bootes Q LED1x12250 G579 T830 OP | non-dimmable, I, IP20, opal PMMA diffuser, light grey steel body, with direct and indirect light distribution | 900 | 900 | 92 |  | 50000/L80B10 | 3 | 11677 | 79.3 | 147 | 80+ | 3000 | 1484.962
| DM1108448 | Bootes Q LED1x2250 G568 T840 OP | non-dimmable, I, IP20, opal PMMA diffuser, light grey steel body, with direct and indirect light distribution | 300 | 300 | 92 |  | 50000/L80B10 | 3 | 2202 | 15.4 | 143 | 80+ | 4000 | 249.744
| DM1108449 | Bootes Q LED1x2500 G569 T840 OP | non-dimmable, I, IP20, opal PMMA diffuser, light grey steel body, with direct and indirect light distribution | 300 | 300 | 92 |  | 50000/L80B10 | 3 | 2471 | 17.4 | 142 | 80+ | 4000 | 249.744
| DM1108450 | Bootes Q LED1x2750 G570 T840 OP | non-dimmable, I, IP20, opal PMMA diffuser, light grey steel body, with direct and indirect light distribution | 300 | 300 | 92 |  | 50000/L80B10 | 3 | 2738 | 19.4 | 141 | 80+ | 4000 | 249.744
| DM1108451 | Bootes Q LED1x3850 G571 T840 OP | non-dimmable, I, IP20, opal PMMA diffuser, light grey steel body, with direct and indirect light distribution | 450 | 450 | 92 |  | 50000/L80B10 | 3 | 3825 | 25.8 | 148 | 80+ | 4000 | 494.887
| DM1108452 | Bootes Q LED1x4600 G572 T840 OP | non-dimmable, I, IP20, opal PMMA diffuser, light grey steel body, with direct and indirect light distribution | 450 | 450 | 92 |  | 50000/L80B10 | 3 | 4588 | 30.8 | 149 | 80+ | 4000 | 494.887
| DM1108453 | Bootes Q LED1x5350 G573 T840 OP | non-dimmable, I, IP20, opal PMMA diffuser, light grey steel body, with direct and indirect light distribution | 450 | 450 | 92 |  | 50000/L80B10 | 3 | 5345 | 35.8 | 149 | 80+ | 4000 | 492.135
| DM1108454 | Bootes Q LED1x5750 G574 T840 OP | non-dimmable, I, IP20, opal PMMA diffuser, light grey steel body, with direct and indirect light distribution | 600 | 600 | 92 |  | 50000/L80B10 | 3 | 5735 | 37.7 | 152 | 80+ | 4000 | 725.066
| DM1108455 | Bootes Q LED1x6900 G575 T840 OP | non-dimmable, I, IP20, opal PMMA diffuser, light grey steel body, with direct and indirect light distribution | 600 | 600 | 92 |  | 50000/L80B10 | 3 | 6885 | 45.5 | 151 | 80+ | 4000 | 724.808
| DM1108456 | Bootes Q LED1x8050 G576 T840 OP | non-dimmable, I, IP20, opal PMMA diffuser, light grey steel body, with direct and indirect light distribution | 600 | 600 | 92 |  | 50000/L80B10 | 3 | 8027 | 52.3 | 153 | 80+ | 4000 | 724.808
| DM1108457 | Bootes Q LED1x9150 G577 T840 OP | non-dimmable, I, IP20, opal PMMA diffuser, light grey steel body, with direct and indirect light distribution | 900 | 900 | 92 |  | 50000/L80B10 | 3 | 9129 | 59.1 | 154 | 80+ | 4000 | 1485.435
| DM1108458 | Bootes Q LED1x10700 G578 T840 OP | non-dimmable, I, IP20, opal PMMA diffuser, light grey steel body, with direct and indirect light distribution | 900 | 900 | 92 |  | 50000/L80B10 | 3 | 10680 | 68.4 | 156 | 80+ | 4000 | 1485.435
| DM1108459 | Bootes Q LED1x12250 G579 T840 OP | non-dimmable, I, IP20, opal PMMA diffuser, light grey steel body, with direct and indirect light distribution | 900 | 900 | 92 |  | 50000/L80B10 | 3 | 12226 | 79.3 | 154 | 80+ | 4000 | 1484.962
| DM1108485 | Bootes Q LED1x2250 G568 T830 DPRZ LT80 | non-dimmable, I, IP20, UGR≤19, matt micro-prismatic diffuser, light grey steel body, with direct and indirect light distribution | 300 | 300 | 92 |  | 50000/L80B10 | 3 | 1920 | 15.4 | 125 | 80+ | 3000 | 256.538
| DM1108486 | Bootes Q LED1x2500 G569 T830 DPRZ LT80 | non-dimmable, I, IP20, UGR≤19, matt micro-prismatic diffuser, light grey steel body, with direct and indirect light distribution | 300 | 300 | 92 |  | 50000/L80B10 | 3 | 2189 | 17.4 | 126 | 80+ | 3000 | 256.538
| DM1108487 | Bootes Q LED1x2750 G570 T830 DPRZ LT80 | non-dimmable, I, IP20, UGR≤19, matt micro-prismatic diffuser, light grey steel body, with direct and indirect light distribution | 300 | 300 | 92 |  | 50000/L80B10 | 3 | 2457 | 19.4 | 127 | 80+ | 3000 | 256.538
| DM1108488 | Bootes Q LED1x3850 G571 T830 DPRZ LT80 | non-dimmable, I, IP20, UGR≤19, matt micro-prismatic diffuser, light grey steel body, with direct and indirect light distribution | 450 | 450 | 92 |  | 50000/L80B10 | 3 | 3297 | 25.8 | 128 | 80+ | 3000 | 498.284
| DM1108489 | Bootes Q LED1x4600 G572 T830 DPRZ LT80 | non-dimmable, I, IP20, UGR≤19, matt micro-prismatic diffuser, light grey steel body, with direct and indirect light distribution | 450 | 450 | 92 |  | 50000/L80B10 | 3 | 3954 | 30.8 | 128 | 80+ | 3000 | 498.284
| DM1108490 | Bootes Q LED1x5350 G573 T830 DPRZ LT80 | non-dimmable, I, IP20, UGR≤19, matt micro-prismatic diffuser, light grey steel body, with direct and indirect light distribution | 450 | 450 | 92 |  | 50000/L80B10 | 3 | 4607 | 35.8 | 129 | 80+ | 3000 | 495.575
| DM1108491 | Bootes Q LED1x5750 G574 T830 DPRZ LT80 | non-dimmable, I, IP20, UGR≤19, matt micro-prismatic diffuser, light grey steel body, with direct and indirect light distribution | 600 | 600 | 92 |  | 50000/L80B10 | 3 | 4944 | 37.7 | 131 | 80+ | 3000 | 737.751
| DM1108492 | Bootes Q LED1x6900 G575 T830 DPRZ LT80 | non-dimmable, I, IP20, UGR≤19, matt micro-prismatic diffuser, light grey steel body, with direct and indirect light distribution | 600 | 600 | 92 |  | 50000/L80B10 | 3 | 5934 | 45.5 | 130 | 80+ | 3000 | 737.536
| DM1108493 | Bootes Q LED1x8050 G576 T830 DPRZ LT80 | non-dimmable, I, IP20, UGR≤19, matt micro-prismatic diffuser, light grey steel body, with direct and indirect light distribution | 600 | 600 | 92 |  | 50000/L80B10 | 3 | 6918 | 52.3 | 132 | 80+ | 3000 | 737.536
| DM1108494 | Bootes Q LED1x9150 G577 T830 DPRZ LT80 | non-dimmable, I, IP20, UGR≤19, matt micro-prismatic diffuser, light grey steel body, with direct and indirect light distribution | 900 | 900 | 92 |  | 50000/L80B10 | 3 | 7869 | 59.1 | 133 | 80+ | 3000 | 1563.523
| DM1108495 | Bootes Q LED1x10700 G578 T830 DPRZ LT80 | non-dimmable, I, IP20, UGR≤19, matt micro-prismatic diffuser, light grey steel body, with direct and indirect light distribution | 900 | 900 | 92 |  | 50000/L80B10 | 3 | 9206 | 68.4 | 135 | 80+ | 3000 | 1563.781
| DM1108496 | Bootes Q LED1x12250 G579 T830 DPRZ LT80 | non-dimmable, I, IP20, UGR≤19, matt micro-prismatic diffuser, light grey steel body, with direct and indirect light distribution | 900 | 900 | 92 |  | 50000/L80B10 | 3 | 10538 | 79.3 | 133 | 80+ | 3000 | 1563.308
| DM1108497 | Bootes Q LED1x2250 G568 T840 DPRZ LT80 | non-dimmable, I, IP20, UGR≤19, matt micro-prismatic diffuser, light grey steel body, with direct and indirect light distribution | 300 | 300 | 92 |  | 50000/L80B10 | 3 | 1987 | 15.4 | 129 | 80+ | 4000 | 256.538
| DM1108498 | Bootes Q LED1x2500 G569 T840 DPRZ LT80 | non-dimmable, I, IP20, UGR≤19, matt micro-prismatic diffuser, light grey steel body, with direct and indirect light distribution | 300 | 300 | 92 |  | 50000/L80B10 | 3 | 2230 | 17.4 | 128 | 80+ | 4000 | 256.538
| DM1108499 | Bootes Q LED1x2750 G570 T840 DPRZ LT80 | non-dimmable, I, IP20, UGR≤19, matt micro-prismatic diffuser, light grey steel body, with direct and indirect light distribution | 300 | 300 | 92 |  | 50000/L80B10 | 3 | 2471 | 19.4 | 127 | 80+ | 4000 | 256.538
| DM1108500 | Bootes Q LED1x3850 G571 T840 DPRZ LT80 | non-dimmable, I, IP20, UGR≤19, matt micro-prismatic diffuser, light grey steel body, with direct and indirect light distribution | 450 | 450 | 92 |  | 50000/L80B10 | 3 | 3452 | 25.8 | 134 | 80+ | 4000 | 498.284
| DM1108501 | Bootes Q LED1x4600 G572 T840 DPRZ LT80 | non-dimmable, I, IP20, UGR≤19, matt micro-prismatic diffuser, light grey steel body, with direct and indirect light distribution | 450 | 450 | 92 |  | 50000/L80B10 | 3 | 4140 | 30.8 | 134 | 80+ | 4000 | 498.284
| DM1108502 | Bootes Q LED1x5350 G573 T840 DPRZ LT80 | non-dimmable, I, IP20, UGR≤19, matt micro-prismatic diffuser, light grey steel body, with direct and indirect light distribution | 450 | 450 | 92 |  | 50000/L80B10 | 3 | 4823 | 35.8 | 135 | 80+ | 4000 | 495.575
| DM1108503 | Bootes Q LED1x5750 G574 T840 DPRZ LT80 | non-dimmable, I, IP20, UGR≤19, matt micro-prismatic diffuser, light grey steel body, with direct and indirect light distribution | 600 | 600 | 92 |  | 50000/L80B10 | 3 | 5176 | 37.7 | 137 | 80+ | 4000 | 737.751
| DM1108504 | Bootes Q LED1x6900 G575 T840 DPRZ LT80 | non-dimmable, I, IP20, UGR≤19, matt micro-prismatic diffuser, light grey steel body, with direct and indirect light distribution | 600 | 600 | 92 |  | 50000/L80B10 | 3 | 6213 | 45.5 | 137 | 80+ | 4000 | 737.536
| DM1108505 | Bootes Q LED1x8050 G576 T840 DPRZ LT80 | non-dimmable, I, IP20, UGR≤19, matt micro-prismatic diffuser, light grey steel body, with direct and indirect light distribution | 600 | 600 | 92 |  | 50000/L80B10 | 3 | 7244 | 52.3 | 139 | 80+ | 4000 | 737.536
| DM1108506 | Bootes Q LED1x9150 G577 T840 DPRZ LT80 | non-dimmable, I, IP20, UGR≤19, matt micro-prismatic diffuser, light grey steel body, with direct and indirect light distribution | 900 | 900 | 92 |  | 50000/L80B10 | 3 | 8239 | 59.1 | 139 | 80+ | 4000 | 1563.523
| DM1108507 | Bootes Q LED1x10700 G578 T840 DPRZ LT80 | non-dimmable, I, IP20, UGR≤19, matt micro-prismatic diffuser, light grey steel body, with direct and indirect light distribution | 900 | 900 | 92 |  | 50000/L80B10 | 3 | 9638 | 68.4 | 141 | 80+ | 4000 | 1563.781
| DM1108508 | Bootes Q LED1x12250 G579 T840 DPRZ LT80 | non-dimmable, I, IP20, UGR≤19, matt micro-prismatic diffuser, light grey steel body, with direct and indirect light distribution | 900 | 900 | 92 |  | 50000/L80B10 | 3 | 11033 | 79.3 | 139 | 80+ | 4000 | 1563.308
Available options:
|  | T830 | Colour temperature 3000K, CRI 80+
|  | T840 | Colour temperature 4000K, CRI 80+
|  | OP | Opal diffuser with high light transmittance
|  | DPRZ LT80 | De-glaring matt micro-prismatic diffuser
|  | DALI | Driver with DALI interface | [11 empty] | 55
|  | EAIRB-M | Master luminaire with integrated smart sensor and driver with wireless communication and grouping possibilities for lighting control | [11 empty] | 180.3861
*note - ingress protection IP20
|  | EAIRB-S | Slave luminaire with integrated EAIRB type driver for lighting control | [11 empty] | 84.9483
*note - max system size 1x EAIRB-M + 3x EAIRB-S
*note - max wire lenght from EAIRB-M to last EAIRB-S - 11 meters
*note - EAIRB option not applicable for models: (G556, G557, G558, G559, G560, G561, G568, G569, G570)
|  | BLT | Integrated wireless control unit and driver for lighting control via mobile device (via Bluetooth) | [11 empty] | 321.5448
|  | KRBLT | Integrated wireless control unit and driver for lighting control via mobile device (KR system app), on/off | [11 empty] | 126.248
|  | KRBLT DALI | Integrated wireless control unit and driver for lighting control via mobile device (KR system app), DALI with integrated PS | [11 empty] | 236.07
|  | COR | Driver with Corridor function (never off) | [11 empty] | 76.6899
|  | COR1min | Driver with Corridor function 1min (switch off after 1 min.) | [11 empty] | 76.6899
|  | COR30min | Driver with Corridor function 30min (switch off after 30 min.) | [11 empty] | 76.6899
*note - COR options not applicable for models: (G556, G557, G558, G568, G569, G570)
|  | MW | Integrated microwave (MW) motion sensor with on-off control | [11 empty] | 40
*note - MW option not applicable for models: (G556, G557, G558, G568, G569, G570)
|  | EM3 | Emergency version 3 hours | [11 empty] | 90
|  | EM3A | Emergency version equipped with an autonomous testing system, 3 hours | [11 empty] | 162.798
|  | EM3D | Emergency version 3 hours with DALI interface | [11 empty] | 268.578
*note - EM options not applicable for models: (G556, G557, G558, G568, G569, G570)
|  | CBF3-2.0m clear | Cable 3x0.75mm² for suspended luminaire up to 2.0 meters, transparent | [11 empty] | 17.286
|  | CBF5-2.0m clear | Cable 5x0.75mm² for suspended luminaire up to 2.0 meters, transparent | [11 empty] | 21.629
|  | RAL (D300) (1-9pcs) | RAL colour (D300mm) | [11 empty] | 53.148
|  | RAL (D300) (>10pcs) | RAL colour (D300mm) | [11 empty] | 17.716
|  | RAL (D450) (1-9pcs) | RAL colour (D450mm) | [11 empty] | 85.183
|  | RAL (D450) (>10pcs) | RAL colour (D450mm) | [11 empty] | 28.896
|  | RAL (D600) (1-9pcs) | RAL colour (D600mm) | [11 empty] | 133.085
|  | RAL (D600) (>10pcs) | RAL colour (D600mm) | [11 empty] | 44.763
|  | RAL (D900) (1-9pcs) | RAL colour (D900mm) | [11 empty] | 239.295
|  | RAL (D900) (>10pcs) | RAL colour (D900mm) | [11 empty] | 80.195
*note - rare RAL colours may be subject to minimum quantity
|  | Direct | Only with direct down light
Available accessories:
| DM9002149 | Suspension MTG KIT SUSI | Suspension wire set "I" type, 1.5m adjustable, 1pcs | [11 empty] | 12.728
*note - 3pcs MTG SUSI KIT for Bootes C, 4pcs MTG SUSI KIT for Bootes Q
| DM9022161 | CAP4, light grey | Square decorative metal cap for hiding cable inlet into ceilings, light grey | 60 | 60 | 27 | [8 empty] | 15.265
| DM9024862 | CAP4, white | Square decorative metal cap for hiding cable inlet with suspension wire attachment point, push-in terminals 3x1x1.5mm2, white | 60 | 60 | 27 | [8 empty] | 15.265
| DM9025036 | CAP4, black | Square decorative metal cap for hiding cable inlet with suspension wire attachment point, push-in terminals 3x1x1.5mm2, black | 60 | 60 | 27 | [8 empty] | 15.265
| DM9033621 | CAP5, light grey | Square decorative metal cap for hiding cable inlet with suspension wire attachment point, push-in terminals 5x1x1.5mm2, light grey | 70 | 70 | 27 | [8 empty] | 21.156
| DM9033622 | CAP5, white | Square decorative metal cap for hiding cable inlet with suspension wire attachment point, push-in terminals 5x1x1.5mm2, white | 70 | 70 | 27 | [8 empty] | 21.156
| DM9033623 | CAP5, black | Square decorative metal cap for hiding cable inlet with suspension wire attachment point, push-in terminals 5x1x1.5mm2, black | 70 | 70 | 27 | [8 empty] | 21.156
| DM9016341 | CAP cable clip D6.3mm SET clear | Cable and suspension wire clip set, 4pcs. For cable diameter up to 6,3mm and wire diameter 1mm | [11 empty] | 2.752
| DM9024696 | 3-point Suspension MTG KIT with round cap, light grey | Suspension wire set with round cap 3x"I" type, 1.5m adjustable, light grey, 1pcs | [11 empty] | 79.249
| DM9024697 | 3-point Suspension MTG KIT with round cap, white | Suspension wire set with round cap 3x"I" type, 1.5m adjustable, white, 1pcs | [11 empty] | 79.249
| DM9024698 | 3-point Suspension MTG KIT with round cap, black | Suspension wire set with round cap 3x"I" type, 1.5m adjustable, black, 1pcs | [11 empty] | 79.249
| DM9024699 | 4-point Suspension MTG KIT with square cap, light grey | Suspension wire set with square cap 4x"I" type, 1.5m adjustable, light grey, 1pcs | [11 empty] | 93.783
| DM9024700 | 4-point Suspension MTG KIT with square cap, white | Suspension wire set with square cap 4x"I" type, 1.5m adjustable, white, 1pcs | [11 empty] | 93.783
| DM9024701 | 4-point Suspension MTG KIT with square cap, black | Suspension wire set with square cap 4x"I" type, 1.5m adjustable, black, 1pcs | [11 empty] | 93.783
*note - it is recommend to order with CBF3 or CBF5 option
| DM1115478 | Forma O LED1x2050 J134 T830 OP LT80 | non-dimmable, I, IP40, IK02, opal diffuser, white steel body | 600 | 600 | 80 |  | 50000/L80B10 | 3 | 1924 | 16.9 | 114 | 80+ | 3000 | 583.209
| DM1115479 | Forma O LED1x2750 J135 T830 OP LT80 | non-dimmable, I, IP40, IK02, opal diffuser, white steel body | 600 | 600 | 80 |  | 50000/L80B10 | 3 | 2621 | 23.6 | 111 | 80+ | 3000 | 583.209
| DM1115480 | Forma O LED1x3800 J136 T830 OP LT80 | non-dimmable, I, IP40, IK02, opal diffuser, white steel body | 600 | 600 | 80 |  | 50000/L80B10 | 3 | 3603 | 34.6 | 104 | 80+ | 3000 | 593.142
| DM1115481 | Forma O LED1x3300 J137 T830 OP LT80 | non-dimmable, I, IP40, IK02, opal diffuser, white steel body | 900 | 900 | 80 |  | 50000/L80B10 | 3 | 3148 | 26.4 | 119 | 80+ | 3000 | 817.43
| DM1115482 | Forma O LED1x4500 J138 T830 OP LT80 | non-dimmable, I, IP40, IK02, opal diffuser, white steel body | 900 | 900 | 80 |  | 50000/L80B10 | 3 | 4289 | 37.7 | 114 | 80+ | 3000 | 817.43
| DM1115483 | Forma O LED1x6200 J139 T830 OP LT80 | non-dimmable, I, IP40, IK02, opal diffuser, white steel body | 900 | 900 | 80 |  | 50000/L80B10 | 3 | 5896 | 54.9 | 107 | 80+ | 3000 | 827.406
| DM1115484 | Forma O LED1x4400 J140 T830 OP LT80 | non-dimmable, I, IP40, IK02, opal diffuser, white steel body | 1200 | 1200 | 80 |  | 50000/L80B10 | 3 | 4197 | 34.8 | 121 | 80+ | 3000 | 1178.071
| DM1115485 | Forma O LED1x6000 J141 T830 OP LT80 | non-dimmable, I, IP40, IK02, opal diffuser, white steel body | 1200 | 1200 | 80 |  | 50000/L80B10 | 3 | 5719 | 49.8 | 115 | 80+ | 3000 | 1234.831
| DM1115486 | Forma O LED1x8250 J142 T830 OP LT80 | non-dimmable, I, IP40, IK02, opal diffuser, white steel body | 1200 | 1200 | 80 |  | 50000/L80B10 | 3 | 7861 | 72.4 | 109 | 80+ | 3000 | 1240.292
| DM1115490 | Forma O LED1x2050 J134 T840 OP LT80 | non-dimmable, I, IP40, IK02, opal diffuser, white steel body | 600 | 600 | 80 |  | 50000/L80B10 | 3 | 2014 | 16.9 | 119 | 80+ | 4000 | 583.209
| DM1115491 | Forma O LED1x2750 J135 T840 OP LT80 | non-dimmable, I, IP40, IK02, opal diffuser, white steel body | 600 | 600 | 80 |  | 50000/L80B10 | 3 | 2744 | 23.6 | 116 | 80+ | 4000 | 583.209
| DM1115492 | Forma O LED1x3800 J136 T840 OP LT80 | non-dimmable, I, IP40, IK02, opal diffuser, white steel body | 600 | 600 | 80 |  | 50000/L80B10 | 3 | 3772 | 34.6 | 109 | 80+ | 4000 | 593.142
| DM1115493 | Forma O LED1x3300 J137 T840 OP LT80 | non-dimmable, I, IP40, IK02, opal diffuser, white steel body | 900 | 900 | 80 |  | 50000/L80B10 | 3 | 3295 | 26.4 | 125 | 80+ | 4000 | 817.43
| DM1115494 | Forma O LED1x4500 J138 T840 OP LT80 | non-dimmable, I, IP40, IK02, opal diffuser, white steel body | 900 | 900 | 80 |  | 50000/L80B10 | 3 | 4491 | 37.7 | 119 | 80+ | 4000 | 817.43
| DM1115495 | Forma O LED1x6200 J139 T840 OP LT80 | non-dimmable, I, IP40, IK02, opal diffuser, white steel body | 900 | 900 | 80 |  | 50000/L80B10 | 3 | 6173 | 54.9 | 112 | 80+ | 4000 | 827.406
| DM1115496 | Forma O LED1x4400 J140 T840 OP LT80 | non-dimmable, I, IP40, IK02, opal diffuser, white steel body | 1200 | 1200 | 80 |  | 50000/L80B10 | 3 | 4394 | 34.8 | 126 | 80+ | 4000 | 1178.071
| DM1115497 | Forma O LED1x6000 J141 T840 OP LT80 | non-dimmable, I, IP40, IK02, opal diffuser, white steel body | 1200 | 1200 | 80 |  | 50000/L80B10 | 3 | 5987 | 49.8 | 120 | 80+ | 4000 | 1234.831
| DM1115498 | Forma O LED1x8250 J142 T840 OP LT80 | non-dimmable, I, IP40, IK02, opal diffuser, white steel body | 1200 | 1200 | 80 |  | 50000/L80B10 | 3 | 8231 | 72.4 | 114 | 80+ | 4000 | 1240.292
| DM1117028 | Forma O LED1x1750 J134 T830 DPRZ LT80 | non-dimmable, I, IP40, IK02, matt micro-prismatic diffuser, white steel body | 600 | 600 | 80 |  | 50000/L80B10 | 3 | 1656 | 16.9 | 98 | 80+ | 3000 | 610.17
| DM1117029 | Forma O LED1x2400 J135 T830 DPRZ LT80 | non-dimmable, I, IP40, IK02, matt micro-prismatic diffuser, white steel body | 600 | 600 | 80 |  | 50000/L80B10 | 3 | 2257 | 23.6 | 96 | 80+ | 3000 | 610.17
| DM1117030 | Forma O LED1x3250 J136 T830 DPRZ LT80 | non-dimmable, I, IP40, IK02, matt micro-prismatic diffuser, white steel body | 600 | 600 | 80 |  | 50000/L80B10 | 3 | 3103 | 34.6 | 90 | 80+ | 3000 | 620.189
| DM1117031 | Forma O LED1x2850 J137 T830 DPRZ LT80 | non-dimmable, I, IP40, IK02, matt micro-prismatic diffuser, white steel body | 900 | 900 | 80 |  | 50000/L80B10 | 3 | 2710 | 26.4 | 103 | 80+ | 3000 | 844.391
| DM1117032 | Forma O LED1x3900 J138 T830 DPRZ LT80 | non-dimmable, I, IP40, IK02, matt micro-prismatic diffuser, white steel body | 900 | 900 | 80 |  | 50000/L80B10 | 3 | 3693 | 37.7 | 98 | 80+ | 3000 | 844.391
| DM1117033 | Forma O LED1x5350 J139 T830 DPRZ LT80 | non-dimmable, I, IP40, IK02, matt micro-prismatic diffuser, white steel body | 900 | 900 | 80 |  | 50000/L80B10 | 3 | 5077 | 54.9 | 92 | 80+ | 3000 | 854.41
| DM1117034 | Forma O LED1x3800 J140 T830 DPRZ LT80 | non-dimmable, I, IP40, IK02, matt micro-prismatic diffuser, white steel body | 1200 | 1200 | 80 |  | 50000/L80B10 | 3 | 3614 | 34.8 | 104 | 80+ | 3000 | 1205.118
| DM1117035 | Forma O LED1x5200 J141 T830 DPRZ LT80 | non-dimmable, I, IP40, IK02, matt micro-prismatic diffuser, white steel body | 1200 | 1200 | 80 |  | 50000/L80B10 | 3 | 4924 | 49.8 | 99 | 80+ | 3000 | 1261.878
| DM1117036 | Forma O LED1x7100 J142 T830 DPRZ LT80 | non-dimmable, I, IP40, IK02, matt micro-prismatic diffuser, white steel body | 1200 | 1200 | 80 |  | 50000/L80B10 | 3 | 6769 | 72.4 | 93 | 80+ | 3000 | 1267.339
| DM1117037 | Forma O LED1x1750 J134 T840 DPRZ LT80 | non-dimmable, I, IP40, IK02, matt micro-prismatic diffuser, white steel body | 600 | 600 | 80 |  | 50000/L80B10 | 3 | 1734 | 16.9 | 103 | 80+ | 4000 | 610.17
| DM1117038 | Forma O LED1x2400 J135 T840 DPRZ LT80 | non-dimmable, I, IP40, IK02, matt micro-prismatic diffuser, white steel body | 600 | 600 | 80 |  | 50000/L80B10 | 3 | 2363 | 23.6 | 100 | 80+ | 4000 | 610.17
| DM1117039 | Forma O LED1x3250 J136 T840 DPRZ LT80 | non-dimmable, I, IP40, IK02, matt micro-prismatic diffuser, white steel body | 600 | 600 | 80 |  | 50000/L80B10 | 3 | 3248 | 34.6 | 94 | 80+ | 4000 | 620.189
| DM1117040 | Forma O LED1x2850 J137 T840 DPRZ LT80 | non-dimmable, I, IP40, IK02, matt micro-prismatic diffuser, white steel body | 900 | 900 | 80 |  | 50000/L80B10 | 3 | 2838 | 26.4 | 108 | 80+ | 4000 | 844.391
| DM1117041 | Forma O LED1x3900 J138 T840 DPRZ LT80 | non-dimmable, I, IP40, IK02, matt micro-prismatic diffuser, white steel body | 900 | 900 | 80 |  | 50000/L80B10 | 3 | 3867 | 37.7 | 103 | 80+ | 4000 | 844.391
| DM1117042 | Forma O LED1x5350 J139 T840 DPRZ LT80 | non-dimmable, I, IP40, IK02, matt micro-prismatic diffuser, white steel body | 900 | 900 | 80 |  | 50000/L80B10 | 3 | 5316 | 54.9 | 97 | 80+ | 4000 | 854.41
| DM1117043 | Forma O LED1x3800 J140 T840 DPRZ LT80 | non-dimmable, I, IP40, IK02, matt micro-prismatic diffuser, white steel body | 1200 | 1200 | 80 |  | 50000/L80B10 | 3 | 3784 | 34.8 | 109 | 80+ | 4000 | 1205.118
| DM1117044 | Forma O LED1x5200 J141 T840 DPRZ LT80 | non-dimmable, I, IP40, IK02, matt micro-prismatic diffuser, white steel body | 1200 | 1200 | 80 |  | 50000/L80B10 | 3 | 5156 | 49.8 | 104 | 80+ | 4000 | 1261.878
| DM1117045 | Forma O LED1x7100 J142 T840 DPRZ LT80 | non-dimmable, I, IP40, IK02, matt micro-prismatic diffuser, white steel body | 1200 | 1200 | 80 |  | 50000/L80B10 | 3 | 7087 | 72.4 | 98 | 80+ | 4000 | 1267.339
Available options:
|  | T830 | Colour temperature 3000K, CRI 80+
|  | T840 | Colour temperature 4000K, CRI 80+
|  | DPRZ LT80 | De-glaring micro-prismatic diffuser, matt | [11 empty] | 24.553
|  | DALI | Driver with DALI interface and switch-control dimming | [11 empty] | 55
|  | EAIRB-M | Master luminaire with integrated smart sensor and driver with wireless communication and grouping possibilities for lighting control | [11 empty] | 180.3861
*note - ingress protection IP20
|  | EAIRB-S | Slave luminaire with integrated EAIR type driver for lighting control | [11 empty] | 84.9483
*note - max system size 1x EAIRB-M + 3x EAIRB-S
*note - max wire lenght from EAIRB-M to last EAIRB-S - 11 meters
*note - EAIRB option not applicable for models: (J134...J136)
|  | BLT | Integrated wireless control unit and driver for lighting control via mobile device (via Bluetooth) | [11 empty] | 321.5448
|  | KRBLT | Integrated wireless control unit and driver for lighting control via mobile device (KR system app), on/off | [11 empty] | 126.248
|  | KRBLT DALI | Integrated wireless control unit and driver for lighting control via mobile device (KR system app), DALI with integrated PS | [11 empty] | 236.07
|  | COR | Driver with Corridor function (never off) | [11 empty] | 76.6899
|  | COR1min | Driver with Corridor function 1min (switch off after 1 min.) | [11 empty] | 76.6899
|  | COR30min | Driver with Corridor function 30min (switch off after 30 min.) | [11 empty] | 76.6899
|  | CBF3-2.0m clear | Cable 3x0.75mm² for suspended luminaire up to 2.0 meters, transparent | [11 empty] | 17.286
|  | CBF3-3.0m clear | Cable 3x0.75mm² for suspended luminaire up to 3.0 meters, transparent | [11 empty] | 18.662
|  | CBF5-2.0m clear | Cable 5x0.75mm² for suspended luminaire up to 2.0 meters, transparent | [11 empty] | 21.629
|  | CBF5-3.0m clear | Cable 5x0.75mm² for suspended luminaire up to 3.0 meters, transparent | [11 empty] | 29.799
|  | RAL (D600mm, OPTIONAL QNT. ≤10) | RAL colour from OPTIONAL RAL colours list. Order quantity ≤10 pcs. | [11 empty] | 53.148
|  | RAL (D900mm, OPTIONAL QNT. ≤10) | RAL colour from OPTIONAL RAL colours list. Order quantity ≤10 pcs. | [11 empty] | 80.84
|  | RAL (D1200mm, OPTIONAL QNT. ≤10) | RAL colour from OPTIONAL RAL colours list. Order quantity ≤10 pcs. | [11 empty] | 121.26
|  | RAL (D600mm, OPTIONAL QNT. >10) | RAL colour from OPTIONAL RAL colours list. Order quantity >10 pcs. | [11 empty] | 17.716
|  | RAL (D900mm, OPTIONAL QNT. >10) | RAL colour from OPTIONAL RAL colours list. Order quantity >10 pcs. | [11 empty] | 27.09
|  | RAL (D1200mm, OPTIONAL QNT. >10) | RAL colour from OPTIONAL RAL colours list. Order quantity >10 pcs. | [11 empty] | 40.463
Available accessories:
| DM9002149 | Suspension MTG KIT SUSI | Suspension wire set "I" type, 1.5m adjustable, 1pcs | [11 empty] | 12.728
*note - at least 3pcs MTG KIT SUSI for one fitting required. For exact quantity please refer to installation manual
| DM9024696 | 3-point Suspension MTG KIT with round cap, light grey | Suspension wire set with cap 3x"I" type, 1.5m adjustable, light grey, 1pcs | [11 empty] | 79.249
| DM9024697 | 3-point Suspension MTG KIT with round cap, white | Suspension wire set with cap 3x"I" type, 1.5m adjustable, white, 1pcs | [11 empty] | 79.249
| DM9024698 | 3-point Suspension MTG KIT with round cap, black | Suspension wire set with cap 3x"I" type, 1.5m adjustable, black, 1pcs | [11 empty] | 79.249
*note - for compatibility with exact product please refer to installation manual
| DM9022161 | CAP4, light grey | Square decorative metal cap for hiding cable inlet with suspension wire attachment point, push-in terminals 3x1x1.5mm2, light grey | 60 | 60 | 27 | [8 empty] | 15.265
| DM9024862 | CAP4, white | Square decorative metal cap for hiding cable inlet with suspension wire attachment point, push-in terminals 3x1x1.5mm2, white | 60 | 60 | 27 | [8 empty] | 15.265
| DM9025036 | CAP4, black | Square decorative metal cap for hiding cable inlet with suspension wire attachment point, push-in terminals 3x1x1.5mm2, black | 60 | 60 | 27 | [8 empty] | 15.265
| DM9033621 | CAP5, light grey | Square decorative metal cap for hiding cable inlet with suspension wire attachment point, push-in terminals 5x1x1.5mm2, light grey | 70 | 70 | 27 | [8 empty] | 21.156
| DM9033622 | CAP5, white | Square decorative metal cap for hiding cable inlet with suspension wire attachment point, push-in terminals 5x1x1.5mm2, white | 70 | 70 | 27 | [8 empty] | 21.156
| DM9033623 | CAP5, black | Square decorative metal cap for hiding cable inlet with suspension wire attachment point, push-in terminals 5x1x1.5mm2, black | 70 | 70 | 27 | [8 empty] | 21.156
| DM9015094 | CAP cable 3x0.75 2.0m, clear | Cable 3x0.75mm² for suspended luminaire up to 2.0 meters, transparent | [11 empty] | 15.91
| DM9016341 | CAP cable clip D6.3mm SET clear | Cable and suspension wire clip set, 4pcs. For cable diameter up to 6,3mm and wire diameter 1mm | [11 empty] | 2.752
| DM9037383 | Surface MTG KIT (Forma O LED) A P9003S | Surface mounting plates for Forma O LED, white steel | [11 empty] | 7.783
*note - check RAL colour to match luminaire
|  | Forma O LED1x2050/650 K033 T840 OP LT80 LG3 | non-dimmable, I, IP40, IK02, direct/indirect, opal diffuser, white steel body | 600 | 600 | 110 |  | 50000/L80B10 | 3 | 2618 | 21.9 | 120 | 80+ | 4000 | 718.444
|  | Forma O LED1x2750/850 K034 T840 OP LT80 LG3 | non-dimmable, I, IP40, IK02, direct/indirect, opal diffuser, white steel body | 600 | 600 | 110 |  | 50000/L80B10 | 3 | 3567 | 30.7 | 116 | 80+ | 4000 | 718.444
|  | Forma O LED1x3800/1150 K035 T840 OP LT80 LG3 | non-dimmable, I, IP40, IK02, direct/indirect, opal diffuser, white steel body | 600 | 600 | 110 |  | 50000/L80B10 | 3 | 4904 | 45 | 109 | 80+ | 4000 | 718.444
|  | Forma O LED1x3300/1000 K036 T840 OP LT80 LG3 | non-dimmable, I, IP40, IK02, direct/indirect, opal diffuser, white steel body | 900 | 900 | 110 |  | 50000/L80B10 | 3 | 4284 | 34.3 | 125 | 80+ | 4000 | 1077.537
|  | Forma O LED1x4500/1350 K037 T840 OP LT80 LG3 | non-dimmable, I, IP40, IK02, direct/indirect, opal diffuser, white steel body | 900 | 900 | 110 |  | 50000/L80B10 | 3 | 5838 | 49.1 | 119 | 80+ | 4000 | 1077.537
|  | Forma O LED1x6200/1900 K038 T840 OP LT80 LG3 | non-dimmable, I, IP40, IK02, direct/indirect, opal diffuser, white steel body | 900 | 900 | 110 |  | 50000/L80B10 | 3 | 8025 | 71.3 | 113 | 80+ | 4000 | 1077.537
|  | Forma O LED1x4400/1350 K039 T840 OP LT80 LG3 | non-dimmable, I, IP40, IK02, direct/indirect, opal diffuser, white steel body | 1200 | 1200 | 110 |  | 50000/L80B10 | 3 | 5712 | 45.3 | 126 | 80+ | 4000 | 1436.673
|  | Forma O LED1x6000/1800 K040 T840 OP LT80 LG3 | non-dimmable, I, IP40, IK02, direct/indirect, opal diffuser, white steel body | 1200 | 1200 | 110 |  | 50000/L80B10 | 3 | 7784 | 64.7 | 120 | 80+ | 4000 | 1436.673
|  | Forma O LED1x8250/2500 K041 T840 OP LT80 LG3 | non-dimmable, I, IP40, IK02, direct/indirect, opal diffuser, white steel body | 1200 | 1200 | 110 |  | 50000/L80B10 | 3 | 10700 | 94.1 | 114 | 80+ | 4000 | 1436.673
| DM1119176 | Forma C LED1x1050 J475 T830 OP LT80 | non-dimmable, I, IP40, IK02, opal diffuser, white steel body | 600 | 300 | 80 |  | 50000/L80B10 | 3 | 962 | 8.9 | 108 | 80+ | 3000 | 338.496
| DM1119177 | Forma C LED1x1400 J476 T830 OP LT80 | non-dimmable, I, IP40, IK02, opal diffuser, white steel body | 600 | 300 | 80 |  | 50000/L80B10 | 3 | 1311 | 12.8 | 102 | 80+ | 3000 | 338.496
| DM1119178 | Forma C LED1x1900 J477 T830 OP LT80 | non-dimmable, I, IP40, IK02, opal diffuser, white steel body | 600 | 300 | 80 |  | 50000/L80B10 | 3 | 1802 | 18.6 | 97 | 80+ | 3000 | 350.493
| DM1119179 | Forma C LED1x1650 J478 T830 OP LT80 | non-dimmable, I, IP40, IK02, opal diffuser, white steel body | 900 | 450 | 80 |  | 50000/L80B10 | 3 | 1574 | 14 | 112 | 80+ | 3000 | 531.652
| DM1119180 | Forma C LED1x2250 J479 T830 OP LT80 | non-dimmable, I, IP40, IK02, opal diffuser, white steel body | 900 | 450 | 80 |  | 50000/L80B10 | 3 | 2145 | 20.4 | 105 | 80+ | 3000 | 531.652
| DM1119181 | Forma C LED1x3100 J480 T830 OP LT80 | non-dimmable, I, IP40, IK02, opal diffuser, white steel body | 900 | 450 | 80 |  | 50000/L80B10 | 3 | 2948 | 30 | 98 | 80+ | 3000 | 543.477
| DM1119182 | Forma C LED1x2200 J481 T830 OP LT80 | non-dimmable, I, IP40, IK02, opal diffuser, white steel body | 1200 | 600 | 80 |  | 50000/L80B10 | 3 | 2098 | 18.4 | 114 | 80+ | 3000 | 748.415
| DM1119183 | Forma C LED1x3000 J482 T830 OP LT80 | non-dimmable, I, IP40, IK02, opal diffuser, white steel body | 1200 | 600 | 80 |  | 50000/L80B10 | 3 | 2859 | 26 | 110 | 80+ | 3000 | 748.415
| DM1119184 | Forma C LED1x4150 J483 T830 OP LT80 | non-dimmable, I, IP40, IK02, opal diffuser, white steel body | 1200 | 600 | 80 |  | 50000/L80B10 | 3 | 3931 | 37.8 | 104 | 80+ | 3000 | 758.391
| DM1119185 | Forma C LED1x1050 J475 T840 OP LT80 | non-dimmable, I, IP40, IK02, opal diffuser, white steel body | 600 | 300 | 80 |  | 50000/L80B10 | 3 | 1007 | 8.9 | 113 | 80+ | 4000 | 338.496
| DM1119186 | Forma C LED1x1400 J476 T840 OP LT80 | non-dimmable, I, IP40, IK02, opal diffuser, white steel body | 600 | 300 | 80 |  | 50000/L80B10 | 3 | 1372 | 12.8 | 107 | 80+ | 4000 | 338.496
| DM1119187 | Forma C LED1x1900 J477 T840 OP LT80 | non-dimmable, I, IP40, IK02, opal diffuser, white steel body | 600 | 300 | 80 |  | 50000/L80B10 | 3 | 1886 | 18.6 | 101 | 80+ | 4000 | 350.493
| DM1119188 | Forma C LED1x1650 J478 T840 OP LT80 | non-dimmable, I, IP40, IK02, opal diffuser, white steel body | 900 | 450 | 80 |  | 50000/L80B10 | 3 | 1648 | 14 | 118 | 80+ | 4000 | 531.652
| DM1119189 | Forma C LED1x2250 J479 T840 OP LT80 | non-dimmable, I, IP40, IK02, opal diffuser, white steel body | 900 | 450 | 80 |  | 50000/L80B10 | 3 | 2245 | 20.4 | 110 | 80+ | 4000 | 531.652
| DM1119190 | Forma C LED1x3100 J480 T840 OP LT80 | non-dimmable, I, IP40, IK02, opal diffuser, white steel body | 900 | 450 | 80 |  | 50000/L80B10 | 3 | 3086 | 30 | 103 | 80+ | 4000 | 543.477
| DM1119191 | Forma C LED1x2200 J481 T840 OP LT80 | non-dimmable, I, IP40, IK02, opal diffuser, white steel body | 1200 | 600 | 80 |  | 50000/L80B10 | 3 | 2197 | 18.4 | 119 | 80+ | 4000 | 748.415
| DM1119192 | Forma C LED1x3000 J482 T840 OP LT80 | non-dimmable, I, IP40, IK02, opal diffuser, white steel body | 1200 | 600 | 80 |  | 50000/L80B10 | 3 | 2994 | 26 | 115 | 80+ | 4000 | 748.415
| DM1119193 | Forma C LED1x4150 J483 T840 OP LT80 | non-dimmable, I, IP40, IK02, opal diffuser, white steel body | 1200 | 600 | 80 |  | 50000/L80B10 | 3 | 4115 | 37.8 | 109 | 80+ | 4000 | 758.391
Available options:
|  | T830 | Colour temperature 3000K, CRI 80+
|  | T840 | Colour temperature 4000K, CRI 80+
|  | DPRZ LT80 (J475...J477) | De-glaring micro-prismatic diffuser, matt | [11 empty] | 5.977
|  | DPRZ LT80 (J478...J480) | De-glaring micro-prismatic diffuser, matt | [11 empty] | 12.298
|  | DPRZ LT80 (J481...J483) | De-glaring micro-prismatic diffuser, matt | [11 empty] | 20.468
|  | DALI | Driver with DALI interface and switch-control dimming | [11 empty] | 55
|  | BLT | Integrated wireless control unit and driver for lighting control via mobile device (via Bluetooth) | [11 empty] | 321.5448
|  | KRBLT | Integrated wireless control unit and driver for lighting control via mobile device (KR system app), on/off | [11 empty] | 126.248
|  | KRBLT DALI | Integrated wireless control unit and driver for lighting control via mobile device (KR system app), DALI with integrated PS | [11 empty] | 236.07
|  | COR (J475...J481) | Driver with Corridor function (never off) | [11 empty] | 76.6899
|  | COR (J482...J483) | Driver with Corridor function (never off) | [11 empty] | 76.6899
|  | COR1min (J475...J481) | Driver with Corridor function 1min (switch off after 1 min.) | [11 empty] | 76.6899
|  | COR1min (J482...J483) | Driver with Corridor function 1min (switch off after 1 min.) | [11 empty] | 76.6899
|  | COR30min (J475...J481) | Driver with Corridor function 30min (switch off after 30 min.) | [11 empty] | 76.6899
|  | COR30min (J482...J483) | Driver with Corridor function 30min (switch off after 30 min.) | [11 empty] | 76.6899
|  | CBF3-2.0m clear | Cable 3x0.75mm² for suspended luminaire up to 2.0 meters, transparent | [11 empty] | 17.286
|  | CBF3-3.0m clear | Cable 3x0.75mm² for suspended luminaire up to 3.0 meters, transparent | [11 empty] | 18.662
|  | CBF5-2.0m clear | Cable 5x0.75mm² for suspended luminaire up to 2.0 meters, transparent | [11 empty] | 21.629
|  | CBF5-3.0m clear | Cable 5x0.75mm² for suspended luminaire up to 3.0 meters, transparent | [11 empty] | 29.799
|  | RAL (J475...J477, OPTIONAL QNT. ≤10) | RAL colour | [11 empty] | 27.95
|  | RAL (J478...J480, OPTIONAL QNT. ≤10) | RAL colour | [11 empty] | 50.697
|  | RAL (J481...J483, OPTIONAL QNT. ≤10) | RAL colour | [11 empty] | 75.852
|  | RAL (J475...J477, OPTIONAL QNT. >10) | RAL colour | [11 empty] | 9.374
|  | RAL (J478...J480, OPTIONAL QNT. >10) | RAL colour | [11 empty] | 17.071
|  | RAL (J481...J483, OPTIONAL QNT. >10) | RAL colour | [11 empty] | 25.456
Available accessories:
| DM9002149 | Suspension MTG KIT SUSI | Suspension wire set "I" type, 1.5m adjustable, 1pcs | [11 empty] | 12.728
*note - at least 3pcs MTG KIT SUSI for one fitting required. For exact quantity please refer to installation manual
| DM9022161 | CAP4, light grey | Square decorative metal cap for hiding cable inlet with suspension wire attachment point, push-in terminals 3x1x1.5mm2, light grey | 60 | 60 | 27 | [8 empty] | 15.265
| DM9024862 | CAP4, white | Square decorative metal cap for hiding cable inlet with suspension wire attachment point, push-in terminals 3x1x1.5mm2, white | 60 | 60 | 27 | [8 empty] | 15.265
| DM9025036 | CAP4, black | Square decorative metal cap for hiding cable inlet with suspension wire attachment point, push-in terminals 3x1x1.5mm2, black | 60 | 60 | 27 | [8 empty] | 15.265
| DM9033621 | CAP5, light grey | Square decorative metal cap for hiding cable inlet with suspension wire attachment point, push-in terminals 5x1x1.5mm2, light grey | 70 | 70 | 27 | [8 empty] | 21.156
| DM9033622 | CAP5, white | Square decorative metal cap for hiding cable inlet with suspension wire attachment point, push-in terminals 5x1x1.5mm2, white | 70 | 70 | 27 | [8 empty] | 21.156
| DM9033623 | CAP5, black | Square decorative metal cap for hiding cable inlet with suspension wire attachment point, push-in terminals 5x1x1.5mm2, black | 70 | 70 | 27 | [8 empty] | 21.156
| DM9015094 | CAP cable 3x0.75 2.0m, clear | Cable 3x0.75mm² for suspended luminaire up to 2.0 meters, transparent | [11 empty] | 15.91
| DM9016341 | CAP cable clip D6.3mm SET clear | Cable and suspension wire clip set, 4pcs. For cable diameter up to 6,3mm and wire diameter 1mm | [11 empty] | 2.752
| DM9037383 | Surface MTG KIT (Forma O LED) A P9003S | Surface mounting plates for Forma O LED, white steel | [11 empty] | 7.783
*note - check RAL colour to match luminaire
| DM1109084 | Barber S LED1x1550 G878 T830 OP LT80 | non-dimmable, I, IP40, IK02, asymmetric reflector with opal diffuser, white steel body | 595 | 185 | 60 |  | 50000/L80B10 | 3 | 1450 | 13.6 | 107 | 80+ | 3000 | 173.892
| DM1109085 | Barber S LED1x2100 G879 T830 OP LT80 | non-dimmable, I, IP40, IK02, asymmetric reflector with opal diffuser, white steel body | 595 | 185 | 60 |  | 50000/L80B10 | 3 | 1993 | 19.5 | 102 | 80+ | 3000 | 173.892
| DM1109086 | Barber S LED1x3050 G880 T830 OP LT80 | non-dimmable, I, IP40, IK02, asymmetric reflector with opal diffuser, white steel body | 1195 | 185 | 60 |  | 50000/L80B10 | 3 | 2899 | 25.7 | 113 | 80+ | 3000 | 284.918
| DM1109087 | Barber S LED1x4200 G881 T830 OP LT80 | non-dimmable, I, IP40, IK02, asymmetric reflector with opal diffuser, white steel body | 1195 | 185 | 60 |  | 50000/L80B10 | 3 | 3985 | 37.8 | 105 | 80+ | 3000 | 313.513
| DM1109088 | Barber S LED1x1550 G878 T840 OP LT80 | non-dimmable, I, IP40, IK02, asymmetric reflector with opal diffuser, white steel body | 595 | 185 | 60 |  | 50000/L80B10 | 3 | 1518 | 13.6 | 112 | 80+ | 4000 | 173.892
| DM1109089 | Barber S LED1x2100 G879 T840 OP LT80 | non-dimmable, I, IP40, IK02, asymmetric reflector with opal diffuser, white steel body | 595 | 185 | 60 |  | 50000/L80B10 | 3 | 2086 | 19.5 | 107 | 80+ | 4000 | 173.892
| DM1109090 | Barber S LED1x3050 G880 T840 OP LT80 | non-dimmable, I, IP40, IK02, asymmetric reflector with opal diffuser, white steel body | 1195 | 185 | 60 |  | 50000/L80B10 | 3 | 3035 | 25.8 | 118 | 80+ | 4000 | 284.918
| DM1109091 | Barber S LED1x4200 G881 T840 OP LT80 | non-dimmable, I, IP40, IK02, asymmetric reflector with opal diffuser, white steel body | 1195 | 185 | 60 |  | 50000/L80B10 | 3 | 4173 | 37.8 | 110 | 80+ | 4000 | 313.513
Available options:
|  | DALI (G878...G479) | Driver with DALI interface and switch-control dimming | [11 empty] | 55
|  | DALI (G880...G881) | Driver with DALI interface and switch-control dimming | [11 empty] | 55
|  | EM3 | Emergency version 3 hours | [11 empty] | 90
|  | EM3A | Emergency version equipped with an autonomous testing system, 3 hours | [11 empty] | 162.798
|  | EM3D | Emergency version 3 hours with DALI interface | [11 empty] | 268.578
|  | T830 | Colour temperature 3000K, CRI 80+
|  | T840 | Colour temperature 4000K, CRI 80+
| DM1122102 | Azure LED1x4800 J872 T930 RAL9005 | non-dimmable, I, IP40, soft film diffuser, black aluminium body | 1200 | 1200 | 110 |  | 50000/L80B20 |  | 4500 | 60 | 75 | 90+ | 3000 | 2722.975
| DM1122103 | Azure LED1x9600 J873 T930 RAL9005 | non-dimmable, I, IP40, soft film diffuser, black aluminium body | 2400 | 1200 | 110 |  | 50000/L80B20 |  | 9000 | 120 | 75 | 90+ | 3000 | 4977.379
| DM1122104 | Azure LED1x14400 J874 T930 RAL9005 | non-dimmable, I, IP40, soft film diffuser, black aluminium body | 3000 | 1200 | 110 |  | 50000/L80B20 |  | 13500 | 180 | 75 | 90+ | 3000 | 5844.474
| DM1122105 | Azure LED1x4800 J872 T940 RAL9005 | non-dimmable, I, IP40, soft film diffuser, black aluminium body | 1200 | 1200 | 110 |  | 50000/L80B20 |  | 4800 | 60 | 80 | 90+ | 4000 | 2722.975
| DM1122106 | Azure LED1x9600 J873 T940 RAL9005 | non-dimmable, I, IP40, soft film diffuser, black aluminium body | 2400 | 1200 | 110 |  | 50000/L80B20 |  | 9600 | 120 | 80 | 90+ | 4000 | 4977.379
| DM1122107 | Azure LED1x14400 J874 T940 RAL9005 | non-dimmable, I, IP40, soft film diffuser, black aluminium body | 3000 | 1200 | 110 |  | 50000/L80B20 |  | 14400 | 180 | 80 | 90+ | 4000 | 5844.474
*note - suspension kit is included
Available options:
|  | T930 | Colour temperature 3000K, CRI 90+
|  | T940 | Colour temperature 4000K, CRI 90+
|  | DALI | Driver with DALI interface and switch-control dimming
Available accessories:
| DM9040105 | Surface MTG kit Azure series S1200x1200 RAL9005 | Surface mounting kit for Azure LED luminaire 1200x1200mm (6pcs), black steel | [11 empty] | 12.298
| DM9040106 | Surface MTG kit Azure series S2400x1200 RAL9005 | Surface mounting kit for Azure LED luminaire 2400x1200mm (12pcs), black steel | [11 empty] | 24.553
Aluminium armaturen
| DM1132020 | Serpens S LED1x800 K223 T830 OP LO1 SB | non-dimmable, I, IP40, IK05, opal polycarbonate diffuser, slim white aluminium body | 597 | 54 | 75 |  | 100000/L80B10 | 3 | 728 | 6.8 | 107 | 80+ | 3000 | 123.754
| DM1132021 | Serpens S LED1x1050 K224 T830 OP LO2 SB | non-dimmable, I, IP40, IK05, opal polycarbonate diffuser, slim white aluminium body | 597 | 54 | 75 |  | 100000/L80B10 | 3 | 1003 | 9.5 | 106 | 80+ | 3000 | 123.754
| DM1132022 | Serpens S LED1x1500 K225 T830 OP LO3 SB | non-dimmable, I, IP40, IK05, opal polycarbonate diffuser, slim white aluminium body | 597 | 54 | 75 |  | 100000/L80B10 | 3 | 1402 | 13.8 | 102 | 80+ | 3000 | 134.891
| DM1132023 | Serpens S LED1x2200 K226 T830 OP LO4 SB | non-dimmable, I, IP40, IK05, opal polycarbonate diffuser, slim white aluminium body | 597 | 54 | 75 |  | 100000/L80B10 | 3 | 2103 | 19.9 | 106 | 80+ | 3000 | 137.6
| DM1132024 | Serpens S LED1x950 K227 T830 OP LO1 SB | non-dimmable, I, IP40, IK05, opal polycarbonate diffuser, slim white aluminium body | 737 | 54 | 75 |  | 100000/L80B10 | 3 | 910 | 8.2 | 111 | 80+ | 3000 | 144.609
| DM1132025 | Serpens S LED1x1350 K228 T830 OP LO2 SB | non-dimmable, I, IP40, IK05, opal polycarbonate diffuser, slim white aluminium body | 737 | 54 | 75 |  | 100000/L80B10 | 3 | 1254 | 11.6 | 108 | 80+ | 3000 | 144.609
| DM1132026 | Serpens S LED1x1850 K229 T830 OP LO3 SB | non-dimmable, I, IP40, IK05, opal polycarbonate diffuser, slim white aluminium body | 737 | 54 | 75 |  | 100000/L80B10 | 3 | 1752 | 16.8 | 104 | 80+ | 3000 | 156.692
| DM1132027 | Serpens S LED1x2750 K230 T830 OP LO4 SB | non-dimmable, I, IP40, IK05, opal polycarbonate diffuser, slim white aluminium body | 737 | 54 | 75 |  | 100000/L80B10 | 3 | 2628 | 24.6 | 107 | 80+ | 3000 | 160.304
| DM1132028 | Serpens S LED1x1150 K231 T830 OP LO1 SB | non-dimmable, I, IP40, IK05, opal polycarbonate diffuser, slim white aluminium body | 877 | 54 | 75 |  | 100000/L80B10 | 3 | 1092 | 10.1 | 108 | 80+ | 3000 | 170.538
| DM1132029 | Serpens S LED1x1600 K232 T830 OP LO2 SB | non-dimmable, I, IP40, IK05, opal polycarbonate diffuser, slim white aluminium body | 877 | 54 | 75 |  | 100000/L80B10 | 3 | 1504 | 14 | 107 | 80+ | 3000 | 170.538
| DM1132030 | Serpens S LED1x2200 K233 T830 OP LO3 SB | non-dimmable, I, IP40, IK05, opal polycarbonate diffuser, slim white aluminium body | 877 | 54 | 75 |  | 100000/L80B10 | 3 | 2103 | 20.2 | 104 | 80+ | 3000 | 175.741
| DM1132031 | Serpens S LED1x3300 K234 T830 OP LO4 SB | non-dimmable, I, IP40, IK05, opal polycarbonate diffuser, slim white aluminium body | 877 | 54 | 75 |  | 100000/L80B10 | 3 | 3154 | 29.5 | 107 | 80+ | 3000 | 179.353
| DM1132032 | Serpens S LED1x1350 K235 T830 OP LO1 SB | non-dimmable, I, IP40, IK05, opal polycarbonate diffuser, slim white aluminium body | 1017 | 54 | 75 |  | 100000/L80B10 | 3 | 1274 | 11.6 | 110 | 80+ | 3000 | 193.199
| DM1132033 | Serpens S LED1x1850 K236 T830 OP LO2 SB | non-dimmable, I, IP40, IK05, opal polycarbonate diffuser, slim white aluminium body | 1017 | 54 | 75 |  | 100000/L80B10 | 3 | 1755 | 15.9 | 110 | 80+ | 3000 | 193.199
| DM1132034 | Serpens S LED1x2600 K237 T830 OP LO3 SB | non-dimmable, I, IP40, IK05, opal polycarbonate diffuser, slim white aluminium body | 1017 | 54 | 75 |  | 100000/L80B10 | 3 | 2453 | 23 | 107 | 80+ | 3000 | 198.445
| DM1132035 | Serpens S LED1x1550 K238 T830 OP LO1 SB | non-dimmable, I, IP40, IK05, opal polycarbonate diffuser, slim white aluminium body | 1157 | 54 | 75 |  | 100000/L80B10 | 3 | 1456 | 13.1 | 111 | 80+ | 3000 | 195.951
| DM1132036 | Serpens S LED1x2100 K239 T830 OP LO2 SB | non-dimmable, I, IP40, IK05, opal polycarbonate diffuser, slim white aluminium body | 1157 | 54 | 75 |  | 100000/L80B10 | 3 | 2006 | 18 | 111 | 80+ | 3000 | 195.951
| DM1132037 | Serpens S LED1x2950 K240 T830 OP LO3 SB | non-dimmable, I, IP40, IK05, opal polycarbonate diffuser, slim white aluminium body | 1157 | 54 | 75 |  | 100000/L80B10 | 3 | 2804 | 26.3 | 107 | 80+ | 3000 | 201.154
| DM1132038 | Serpens S LED1x4400 K241 T830 OP LO4 SB | non-dimmable, I, IP40, IK05, opal polycarbonate diffuser, slim white aluminium body | 1157 | 54 | 75 |  | 100000/L80B10 | 3 | 4206 | 38.1 | 110 | 80+ | 3000 | 226.352
| DM1132039 | Serpens S LED1x1750 K242 T830 OP LO1 SB | non-dimmable, I, IP40, IK05, opal polycarbonate diffuser, slim white aluminium body | 1297 | 54 | 75 |  | 100000/L80B10 | 3 | 1638 | 14.5 | 113 | 80+ | 3000 | 222.697
| DM1132040 | Serpens S LED1x2400 K243 T830 OP LO2 SB | non-dimmable, I, IP40, IK05, opal polycarbonate diffuser, slim white aluminium body | 1297 | 54 | 75 |  | 100000/L80B10 | 3 | 2256 | 20.2 | 112 | 80+ | 3000 | 222.697
| DM1132041 | Serpens S LED1x3300 K244 T830 OP LO3 SB | non-dimmable, I, IP40, IK05, opal polycarbonate diffuser, slim white aluminium body | 1297 | 54 | 75 |  | 100000/L80B10 | 3 | 3154 | 29.6 | 107 | 80+ | 3000 | 227.943
| DM1132042 | Serpens S LED1x1900 K245 T830 OP LO1 SB | non-dimmable, I, IP40, IK05, opal polycarbonate diffuser, slim white aluminium body | 1437 | 54 | 75 |  | 100000/L80B10 | 3 | 1820 | 16.6 | 110 | 80+ | 3000 | 242.907
| DM1132043 | Serpens S LED1x2650 K246 T830 OP LO2 SB | non-dimmable, I, IP40, IK05, opal polycarbonate diffuser, slim white aluminium body | 1437 | 54 | 75 |  | 100000/L80B10 | 3 | 2507 | 23 | 109 | 80+ | 3000 | 242.907
| DM1132044 | Serpens S LED1x3700 K247 T830 OP LO3 SB | non-dimmable, I, IP40, IK05, opal polycarbonate diffuser, slim white aluminium body | 1437 | 54 | 75 |  | 100000/L80B10 | 3 | 3505 | 31.7 | 111 | 80+ | 3000 | 261.999
| DM1132045 | Serpens S LED1x5500 K248 T830 OP LO4 SB | non-dimmable, I, IP40, IK05, opal polycarbonate diffuser, slim white aluminium body | 1437 | 54 | 75 |  | 100000/L80B10 | 3 | 5257 | 47.6 | 110 | 80+ | 3000 | 269.696
| DM1132046 | Serpens S LED1x2300 K249 T830 OP LO1 SB | non-dimmable, I, IP40, IK05, opal polycarbonate diffuser, slim white aluminium body | 1717 | 54 | 75 |  | 100000/L80B10 | 3 | 2184 | 19.4 | 113 | 80+ | 3000 | 275.845
| DM1132047 | Serpens S LED1x3150 K250 T830 OP LO2 SB | non-dimmable, I, IP40, IK05, opal polycarbonate diffuser, slim white aluminium body | 1717 | 54 | 75 |  | 100000/L80B10 | 3 | 3009 | 27.3 | 110 | 80+ | 3000 | 275.845
| DM1132048 | Serpens S LED1x4400 K251 T830 OP LO3 SB | non-dimmable, I, IP40, IK05, opal polycarbonate diffuser, slim white aluminium body | 1717 | 54 | 75 |  | 100000/L80B10 | 3 | 4206 | 38.1 | 110 | 80+ | 3000 | 294.894
| DM1132049 | Serpens S LED1x6600 K252 T830 OP LO4 SB | non-dimmable, I, IP40, IK05, opal polycarbonate diffuser, slim white aluminium body | 1717 | 54 | 75 |  | 100000/L80B10 | 3 | 6308 | 57.1 | 110 | 80+ | 3000 | 310.546
| DM1132050 | Serpens S LED1x2700 K253 T830 OP LO1 SB | non-dimmable, I, IP40, IK05, opal polycarbonate diffuser, slim white aluminium body | 1997 | 54 | 75 |  | 100000/L80B10 | 3 | 2548 | 22.4 | 114 | 80+ | 3000 | 288.1
| DM1132051 | Serpens S LED1x3700 K254 T830 OP LO2 SB | non-dimmable, I, IP40, IK05, opal polycarbonate diffuser, slim white aluminium body | 1997 | 54 | 75 |  | 100000/L80B10 | 3 | 3510 | 31.5 | 111 | 80+ | 3000 | 288.1
| DM1132052 | Serpens S LED1x5150 K255 T830 OP LO3 SB | non-dimmable, I, IP40, IK05, opal polycarbonate diffuser, slim white aluminium body | 1997 | 54 | 75 |  | 100000/L80B10 | 3 | 4906 | 44.4 | 110 | 80+ | 3000 | 307.192
| DM1132053 | Serpens S LED1x8250 K256 T830 OP LO4 SB | non-dimmable, I, IP40, IK05, opal polycarbonate diffuser, slim white aluminium body | 2137 | 54 | 75 |  | 100000/L80B10 | 3 | 7885 | 71.4 | 110 | 80+ | 3000 | 372.294
| DM1132054 | Serpens S LED1x3050 K257 T830 OP LO1 SB | non-dimmable, I, IP40, IK05, opal polycarbonate diffuser, slim white aluminium body | 2277 | 54 | 75 |  | 100000/L80B10 | 3 | 2913 | 25.3 | 115 | 80+ | 3000 | 347.999
| DM1132055 | Serpens S LED1x4200 K258 T830 OP LO2 SB | non-dimmable, I, IP40, IK05, opal polycarbonate diffuser, slim white aluminium body | 2277 | 54 | 75 |  | 100000/L80B10 | 3 | 4011 | 35.5 | 113 | 80+ | 3000 | 347.999
| DM1132056 | Serpens S LED1x5850 K259 T830 OP LO3 SB | non-dimmable, I, IP40, IK05, opal polycarbonate diffuser, slim white aluminium body | 2277 | 54 | 75 |  | 100000/L80B10 | 3 | 5607 | 50.8 | 110 | 80+ | 3000 | 367.091
| DM1132057 | Serpens S LED1x8800 K260 T830 OP LO4 SB | non-dimmable, I, IP40, IK05, opal polycarbonate diffuser, slim white aluminium body | 2277 | 54 | 75 |  | 100000/L80B10 | 3 | 8411 | 77 | 109 | 80+ | 3000 | 428.108
| DM1132058 | Serpens S LED1x3450 K261 T830 OP LO1 SB | non-dimmable, I, IP40, IK05, opal polycarbonate diffuser, slim white aluminium body | 2557 | 54 | 75 |  | 100000/L80B10 | 3 | 3277 | 27.5 | 119 | 80+ | 3000 | 426.302
| DM1132059 | Serpens S LED1x4750 K262 T830 OP LO2 SB | non-dimmable, I, IP40, IK05, opal polycarbonate diffuser, slim white aluminium body | 2557 | 54 | 75 |  | 100000/L80B10 | 3 | 4513 | 40 | 113 | 80+ | 3000 | 412.499
| DM1132060 | Serpens S LED1x6600 K263 T830 OP LO3 SB | non-dimmable, I, IP40, IK05, opal polycarbonate diffuser, slim white aluminium body | 2557 | 54 | 75 |  | 100000/L80B10 | 3 | 6308 | 57.1 | 110 | 80+ | 3000 | 434.945
| DM1132061 | Serpens S LED1x9900 K264 T830 OP LO4 SB | non-dimmable, I, IP40, IK05, opal polycarbonate diffuser, slim white aluminium body | 2557 | 54 | 75 |  | 100000/L80B10 | 3 | 9462 | 82.9 | 114 | 80+ | 3000 | 487.147
| DM1132062 | Serpens S LED1x4000 K265 T830 OP LO1 SB | non-dimmable, I, IP40, IK05, opal polycarbonate diffuser, slim white aluminium body | 2977 | 54 | 75 |  | 100000/L80B10 | 3 | 3823 | 32 | 119 | 80+ | 3000 | 452.446
| DM1132063 | Serpens S LED1x5500 K266 T830 OP LO2 SB | non-dimmable, I, IP40, IK05, opal polycarbonate diffuser, slim white aluminium body | 2977 | 54 | 75 |  | 100000/L80B10 | 3 | 5265 | 46.1 | 114 | 80+ | 3000 | 438.6
| DM1132288 | Serpens S LED1x7700 K267 T830 OP LO3 SB | non-dimmable, I, IP40, IK05, opal polycarbonate diffuser, slim white aluminium body | 2977 | 54 | 75 |  | 100000/L80B10 | 3 | 7360 | 66.7 | 110 | 80+ | 3000 | 460.143
| DM1132289 | Serpens S LED1x800 K223 T840 OP LO1 SB | non-dimmable, I, IP40, IK05, opal polycarbonate diffuser, slim white aluminium body | 597 | 54 | 75 |  | 100000/L80B10 | 3 | 760 | 6.8 | 112 | 80+ | 4000 | 123.754
| DM1132290 | Serpens S LED1x1050 K224 T840 OP LO2 SB | non-dimmable, I, IP40, IK05, opal polycarbonate diffuser, slim white aluminium body | 597 | 54 | 75 |  | 100000/L80B10 | 3 | 1046 | 9.5 | 110 | 80+ | 4000 | 123.754
| DM1132291 | Serpens S LED1x1500 K225 T840 OP LO3 SB | non-dimmable, I, IP40, IK05, opal polycarbonate diffuser, slim white aluminium body | 597 | 54 | 75 |  | 100000/L80B10 | 3 | 1462 | 13.8 | 106 | 80+ | 4000 | 134.891
| DM1132292 | Serpens S LED1x2200 K226 T840 OP LO4 SB | non-dimmable, I, IP40, IK05, opal polycarbonate diffuser, slim white aluminium body | 597 | 54 | 75 |  | 100000/L80B10 | 3 | 2193 | 19.9 | 110 | 80+ | 4000 | 137.6
| DM1132293 | Serpens S LED1x950 K227 T840 OP LO1 SB | non-dimmable, I, IP40, IK05, opal polycarbonate diffuser, slim white aluminium body | 737 | 54 | 75 |  | 100000/L80B10 | 3 | 949 | 8.2 | 116 | 80+ | 4000 | 144.609
| DM1132294 | Serpens S LED1x1350 K228 T840 OP LO2 SB | non-dimmable, I, IP40, IK05, opal polycarbonate diffuser, slim white aluminium body | 737 | 54 | 75 |  | 100000/L80B10 | 3 | 1308 | 11.6 | 113 | 80+ | 4000 | 144.609
| DM1132295 | Serpens S LED1x1850 K229 T840 OP LO3 SB | non-dimmable, I, IP40, IK05, opal polycarbonate diffuser, slim white aluminium body | 737 | 54 | 75 |  | 100000/L80B10 | 3 | 1828 | 16.8 | 109 | 80+ | 4000 | 156.692
| DM1132296 | Serpens S LED1x2750 K230 T840 OP LO4 SB | non-dimmable, I, IP40, IK05, opal polycarbonate diffuser, slim white aluminium body | 737 | 54 | 75 |  | 100000/L80B10 | 3 | 2742 | 24.6 | 111 | 80+ | 4000 | 160.304
| DM1132297 | Serpens S LED1x1150 K231 T840 OP LO1 SB | non-dimmable, I, IP40, IK05, opal polycarbonate diffuser, slim white aluminium body | 877 | 54 | 75 |  | 100000/L80B10 | 3 | 1139 | 10.1 | 113 | 80+ | 4000 | 170.538
| DM1132298 | Serpens S LED1x1600 K232 T840 OP LO2 SB | non-dimmable, I, IP40, IK05, opal polycarbonate diffuser, slim white aluminium body | 877 | 54 | 75 |  | 100000/L80B10 | 3 | 1569 | 14 | 112 | 80+ | 4000 | 170.538
| DM1132299 | Serpens S LED1x2200 K233 T840 OP LO3 SB | non-dimmable, I, IP40, IK05, opal polycarbonate diffuser, slim white aluminium body | 877 | 54 | 75 |  | 100000/L80B10 | 3 | 2193 | 20.2 | 109 | 80+ | 4000 | 175.741
| DM1132300 | Serpens S LED1x3300 K234 T840 OP LO4 SB | non-dimmable, I, IP40, IK05, opal polycarbonate diffuser, slim white aluminium body | 877 | 54 | 75 |  | 100000/L80B10 | 3 | 3290 | 29.5 | 112 | 80+ | 4000 | 179.353
| DM1132301 | Serpens S LED1x1350 K235 T840 OP LO1 SB | non-dimmable, I, IP40, IK05, opal polycarbonate diffuser, slim white aluminium body | 1017 | 54 | 75 |  | 100000/L80B10 | 3 | 1329 | 11.6 | 115 | 80+ | 4000 | 193.199
| DM1132302 | Serpens S LED1x1850 K236 T840 OP LO2 SB | non-dimmable, I, IP40, IK05, opal polycarbonate diffuser, slim white aluminium body | 1017 | 54 | 75 |  | 100000/L80B10 | 3 | 1831 | 15.9 | 115 | 80+ | 4000 | 193.199
| DM1132303 | Serpens S LED1x2600 K237 T840 OP LO3 SB | non-dimmable, I, IP40, IK05, opal polycarbonate diffuser, slim white aluminium body | 1017 | 54 | 75 |  | 100000/L80B10 | 3 | 2559 | 23 | 111 | 80+ | 4000 | 198.445
| DM1132304 | Serpens S LED1x1550 K238 T840 OP LO1 SB | non-dimmable, I, IP40, IK05, opal polycarbonate diffuser, slim white aluminium body | 1157 | 54 | 75 |  | 100000/L80B10 | 3 | 1519 | 13.1 | 116 | 80+ | 4000 | 195.951
| DM1132305 | Serpens S LED1x2100 K239 T840 OP LO2 SB | non-dimmable, I, IP40, IK05, opal polycarbonate diffuser, slim white aluminium body | 1157 | 54 | 75 |  | 100000/L80B10 | 3 | 2092 | 18 | 116 | 80+ | 4000 | 195.951
| DM1132306 | Serpens S LED1x2950 K240 T840 OP LO3 SB | non-dimmable, I, IP40, IK05, opal polycarbonate diffuser, slim white aluminium body | 1157 | 54 | 75 |  | 100000/L80B10 | 3 | 2925 | 26.3 | 111 | 80+ | 4000 | 201.154
| DM1132307 | Serpens S LED1x4400 K241 T840 OP LO4 SB | non-dimmable, I, IP40, IK05, opal polycarbonate diffuser, slim white aluminium body | 1157 | 54 | 75 |  | 100000/L80B10 | 3 | 4387 | 38.1 | 115 | 80+ | 4000 | 226.352
| DM1132308 | Serpens S LED1x1750 K242 T840 OP LO1 SB | non-dimmable, I, IP40, IK05, opal polycarbonate diffuser, slim white aluminium body | 1297 | 54 | 75 |  | 100000/L80B10 | 3 | 1709 | 14.5 | 118 | 80+ | 4000 | 222.697
| DM1132309 | Serpens S LED1x2400 K243 T840 OP LO2 SB | non-dimmable, I, IP40, IK05, opal polycarbonate diffuser, slim white aluminium body | 1297 | 54 | 75 |  | 100000/L80B10 | 3 | 2354 | 20.2 | 117 | 80+ | 4000 | 222.697
| DM1132310 | Serpens S LED1x3300 K244 T840 OP LO3 SB | non-dimmable, I, IP40, IK05, opal polycarbonate diffuser, slim white aluminium body | 1297 | 54 | 75 |  | 100000/L80B10 | 3 | 3290 | 29.6 | 111 | 80+ | 4000 | 227.943
| DM1132311 | Serpens S LED1x1900 K245 T840 OP LO1 SB | non-dimmable, I, IP40, IK05, opal polycarbonate diffuser, slim white aluminium body | 1437 | 54 | 75 |  | 100000/L80B10 | 3 | 1899 | 16.6 | 114 | 80+ | 4000 | 242.907
| DM1132312 | Serpens S LED1x2650 K246 T840 OP LO2 SB | non-dimmable, I, IP40, IK05, opal polycarbonate diffuser, slim white aluminium body | 1437 | 54 | 75 |  | 100000/L80B10 | 3 | 2615 | 23 | 114 | 80+ | 4000 | 242.907
| DM1132313 | Serpens S LED1x3700 K247 T840 OP LO3 SB | non-dimmable, I, IP40, IK05, opal polycarbonate diffuser, slim white aluminium body | 1437 | 54 | 75 |  | 100000/L80B10 | 3 | 3656 | 31.7 | 115 | 80+ | 4000 | 261.999
| DM1132314 | Serpens S LED1x5500 K248 T840 OP LO4 SB | non-dimmable, I, IP40, IK05, opal polycarbonate diffuser, slim white aluminium body | 1437 | 54 | 75 |  | 100000/L80B10 | 3 | 5484 | 47.6 | 115 | 80+ | 4000 | 269.696
| DM1132315 | Serpens S LED1x2300 K249 T840 OP LO1 SB | non-dimmable, I, IP40, IK05, opal polycarbonate diffuser, slim white aluminium body | 1717 | 54 | 75 |  | 100000/L80B10 | 3 | 2279 | 19.4 | 117 | 80+ | 4000 | 275.845
| DM1132316 | Serpens S LED1x3150 K250 T840 OP LO2 SB | non-dimmable, I, IP40, IK05, opal polycarbonate diffuser, slim white aluminium body | 1717 | 54 | 75 |  | 100000/L80B10 | 3 | 3138 | 27.3 | 115 | 80+ | 4000 | 275.845
| DM1132317 | Serpens S LED1x4400 K251 T840 OP LO3 SB | non-dimmable, I, IP40, IK05, opal polycarbonate diffuser, slim white aluminium body | 1717 | 54 | 75 |  | 100000/L80B10 | 3 | 4387 | 38.1 | 115 | 80+ | 4000 | 294.894
| DM1132318 | Serpens S LED1x6600 K252 T840 OP LO4 SB | non-dimmable, I, IP40, IK05, opal polycarbonate diffuser, slim white aluminium body | 1717 | 54 | 75 |  | 100000/L80B10 | 3 | 6580 | 57.1 | 115 | 80+ | 4000 | 310.546
| DM1132319 | Serpens S LED1x2700 K253 T840 OP LO1 SB | non-dimmable, I, IP40, IK05, opal polycarbonate diffuser, slim white aluminium body | 1997 | 54 | 75 |  | 100000/L80B10 | 3 | 2658 | 22.4 | 119 | 80+ | 4000 | 288.1
| DM1132320 | Serpens S LED1x3700 K254 T840 OP LO2 SB | non-dimmable, I, IP40, IK05, opal polycarbonate diffuser, slim white aluminium body | 1997 | 54 | 75 |  | 100000/L80B10 | 3 | 3661 | 31.5 | 116 | 80+ | 4000 | 288.1
| DM1132321 | Serpens S LED1x5150 K255 T840 OP LO3 SB | non-dimmable, I, IP40, IK05, opal polycarbonate diffuser, slim white aluminium body | 1997 | 54 | 75 |  | 100000/L80B10 | 3 | 5118 | 44.4 | 115 | 80+ | 4000 | 307.192
| DM1132322 | Serpens S LED1x8250 K256 T840 OP LO4 SB | non-dimmable, I, IP40, IK05, opal polycarbonate diffuser, slim white aluminium body | 2137 | 54 | 75 |  | 100000/L80B10 | 3 | 8225 | 71.4 | 115 | 80+ | 4000 | 372.294
| DM1132323 | Serpens S LED1x3050 K257 T840 OP LO1 SB | non-dimmable, I, IP40, IK05, opal polycarbonate diffuser, slim white aluminium body | 2277 | 54 | 75 |  | 100000/L80B10 | 3 | 3038 | 25.3 | 120 | 80+ | 4000 | 347.999
| DM1132324 | Serpens S LED1x4200 K258 T840 OP LO2 SB | non-dimmable, I, IP40, IK05, opal polycarbonate diffuser, slim white aluminium body | 2277 | 54 | 75 |  | 100000/L80B10 | 3 | 4184 | 35.5 | 118 | 80+ | 4000 | 347.999
| DM1132325 | Serpens S LED1x5850 K259 T840 OP LO3 SB | non-dimmable, I, IP40, IK05, opal polycarbonate diffuser, slim white aluminium body | 2277 | 54 | 75 |  | 100000/L80B10 | 3 | 5849 | 50.8 | 115 | 80+ | 4000 | 367.091
| DM1132326 | Serpens S LED1x8800 K260 T840 OP LO4 SB | non-dimmable, I, IP40, IK05, opal polycarbonate diffuser, slim white aluminium body | 2277 | 54 | 75 |  | 100000/L80B10 | 3 | 8774 | 77 | 114 | 80+ | 4000 | 428.108
| DM1132327 | Serpens S LED1x3450 K261 T840 OP LO1 SB | non-dimmable, I, IP40, IK05, opal polycarbonate diffuser, slim white aluminium body | 2557 | 54 | 75 |  | 100000/L80B10 | 3 | 3418 | 27.5 | 124 | 80+ | 4000 | 426.302
| DM1132328 | Serpens S LED1x4750 K262 T840 OP LO2 SB | non-dimmable, I, IP40, IK05, opal polycarbonate diffuser, slim white aluminium body | 2557 | 54 | 75 |  | 100000/L80B10 | 3 | 4708 | 40 | 118 | 80+ | 4000 | 412.499
| DM1132329 | Serpens S LED1x6600 K263 T840 OP LO3 SB | non-dimmable, I, IP40, IK05, opal polycarbonate diffuser, slim white aluminium body | 2557 | 54 | 75 |  | 100000/L80B10 | 3 | 6580 | 57.1 | 115 | 80+ | 4000 | 434.945
| DM1132330 | Serpens S LED1x9900 K264 T840 OP LO4 SB | non-dimmable, I, IP40, IK05, opal polycarbonate diffuser, slim white aluminium body | 2557 | 54 | 75 |  | 100000/L80B10 | 3 | 9871 | 82.9 | 119 | 80+ | 4000 | 487.147
| DM1132331 | Serpens S LED1x4000 K265 T840 OP LO1 SB | non-dimmable, I, IP40, IK05, opal polycarbonate diffuser, slim white aluminium body | 2977 | 54 | 75 |  | 100000/L80B10 | 3 | 3988 | 32 | 125 | 80+ | 4000 | 452.446
| DM1132332 | Serpens S LED1x5500 K266 T840 OP LO2 SB | non-dimmable, I, IP40, IK05, opal polycarbonate diffuser, slim white aluminium body | 2977 | 54 | 75 |  | 100000/L80B10 | 3 | 5492 | 46.1 | 119 | 80+ | 4000 | 438.6
| DM1132333 | Serpens S LED1x7700 K267 T840 OP LO3 SB | non-dimmable, I, IP40, IK05, opal polycarbonate diffuser, slim white aluminium body | 2977 | 54 | 75 |  | 100000/L80B10 | 3 | 7677 | 66.7 | 115 | 80+ | 4000 | 460.143
| DM1132334 | Serpens S LED1X750 K223 T830 DPRZ LT80 LO1 SB | non-dimmable, I, IP40, IK05, UGR≤19, matt micro-prismatic polycarbonate diffuser, slim white aluminium body | 597 | 54 | 75 |  | 100000/L80B10 | 3 | 673 | 6.8 | 99 | 80+ | 3000 | 126.248
| DM1132335 | Serpens S LED1X1000 K224 T830 DPRZ LT80 LO2 SB | non-dimmable, I, IP40, IK05, UGR≤19, matt micro-prismatic polycarbonate diffuser, slim white aluminium body | 597 | 54 | 75 |  | 100000/L80B10 | 3 | 927 | 9.5 | 98 | 80+ | 3000 | 126.248
| DM1132336 | Serpens S LED1X1400 K225 T830 DPRZ LT80 LO3 SB | non-dimmable, I, IP40, IK05, UGR≤19, matt micro-prismatic polycarbonate diffuser, slim white aluminium body | 597 | 54 | 75 |  | 100000/L80B10 | 3 | 1296 | 13.8 | 94 | 80+ | 3000 | 137.6
| DM1132337 | Serpens S LED1X2050 K226 T830 DPRZ LT80 LO4 SB | non-dimmable, I, IP40, IK05, UGR≤19, matt micro-prismatic polycarbonate diffuser, slim white aluminium body | 597 | 54 | 75 |  | 100000/L80B10 | 3 | 1943 | 19.9 | 98 | 80+ | 3000 | 140.997
| DM1132338 | Serpens S LED1X900 K227 T830 DPRZ LT80 LO1 SB | non-dimmable, I, IP40, IK05, UGR≤19, matt micro-prismatic polycarbonate diffuser, slim white aluminium body | 737 | 54 | 75 |  | 100000/L80B10 | 3 | 841 | 8.2 | 103 | 80+ | 3000 | 148.909
| DM1132339 | Serpens S LED1X1250 K228 T830 DPRZ LT80 LO2 SB | non-dimmable, I, IP40, IK05, UGR≤19, matt micro-prismatic polycarbonate diffuser, slim white aluminium body | 737 | 54 | 75 |  | 100000/L80B10 | 3 | 1159 | 11.6 | 100 | 80+ | 3000 | 148.909
| DM1132340 | Serpens S LED1X1700 K229 T830 DPRZ LT80 LO3 SB | non-dimmable, I, IP40, IK05, UGR≤19, matt micro-prismatic polycarbonate diffuser, slim white aluminium body | 737 | 54 | 75 |  | 100000/L80B10 | 3 | 1620 | 16.8 | 96 | 80+ | 3000 | 160.304
| DM1132341 | Serpens S LED1X2550 K230 T830 DPRZ LT80 LO4 SB | non-dimmable, I, IP40, IK05, UGR≤19, matt micro-prismatic polycarbonate diffuser, slim white aluminium body | 737 | 54 | 75 |  | 100000/L80B10 | 3 | 2429 | 24.6 | 99 | 80+ | 3000 | 164.604
| DM1132342 | Serpens S LED1X1100 K231 T830 DPRZ LT80 LO1 SB | non-dimmable, I, IP40, IK05, UGR≤19, matt micro-prismatic polycarbonate diffuser, slim white aluminium body | 877 | 54 | 75 |  | 100000/L80B10 | 3 | 1009 | 10.1 | 100 | 80+ | 3000 | 175.741
| DM1132343 | Serpens S LED1X1450 K232 T830 DPRZ LT80 LO2 SB | non-dimmable, I, IP40, IK05, UGR≤19, matt micro-prismatic polycarbonate diffuser, slim white aluminium body | 877 | 54 | 75 |  | 100000/L80B10 | 3 | 1390 | 14 | 99 | 80+ | 3000 | 175.741
| DM1132344 | Serpens S LED1X2050 K233 T830 DPRZ LT80 LO3 SB | non-dimmable, I, IP40, IK05, UGR≤19, matt micro-prismatic polycarbonate diffuser, slim white aluminium body | 877 | 54 | 75 |  | 100000/L80B10 | 3 | 1943 | 20.2 | 96 | 80+ | 3000 | 180.944
| DM1132345 | Serpens S LED1X3050 K234 T830 DPRZ LT80 LO4 SB | non-dimmable, I, IP40, IK05, UGR≤19, matt micro-prismatic polycarbonate diffuser, slim white aluminium body | 877 | 54 | 75 |  | 100000/L80B10 | 3 | 2915 | 29.5 | 99 | 80+ | 3000 | 184.599
| DM1132346 | Serpens S LED1X1250 K235 T830 DPRZ LT80 LO1 SB | non-dimmable, I, IP40, IK05, UGR≤19, matt micro-prismatic polycarbonate diffuser, slim white aluminium body | 1017 | 54 | 75 |  | 100000/L80B10 | 3 | 1178 | 11.6 | 102 | 80+ | 3000 | 199.305
| DM1132347 | Serpens S LED1X1700 K236 T830 DPRZ LT80 LO2 SB | non-dimmable, I, IP40, IK05, UGR≤19, matt micro-prismatic polycarbonate diffuser, slim white aluminium body | 1017 | 54 | 75 |  | 100000/L80B10 | 3 | 1622 | 15.9 | 102 | 80+ | 3000 | 199.305
| DM1132348 | Serpens S LED1X2400 K237 T830 DPRZ LT80 LO3 SB | non-dimmable, I, IP40, IK05, UGR≤19, matt micro-prismatic polycarbonate diffuser, slim white aluminium body | 1017 | 54 | 75 |  | 100000/L80B10 | 3 | 2267 | 23 | 99 | 80+ | 3000 | 204.551
| DM1132349 | Serpens S LED1X1450 K238 T830 DPRZ LT80 LO1 SB | non-dimmable, I, IP40, IK05, UGR≤19, matt micro-prismatic polycarbonate diffuser, slim white aluminium body | 1157 | 54 | 75 |  | 100000/L80B10 | 3 | 1346 | 13.1 | 103 | 80+ | 3000 | 201.842
| DM1132350 | Serpens S LED1X1950 K239 T830 DPRZ LT80 LO2 SB | non-dimmable, I, IP40, IK05, UGR≤19, matt micro-prismatic polycarbonate diffuser, slim white aluminium body | 1157 | 54 | 75 |  | 100000/L80B10 | 3 | 1854 | 18 | 103 | 80+ | 3000 | 201.842
| DM1132351 | Serpens S LED1X2750 K240 T830 DPRZ LT80 LO3 SB | non-dimmable, I, IP40, IK05, UGR≤19, matt micro-prismatic polycarbonate diffuser, slim white aluminium body | 1157 | 54 | 75 |  | 100000/L80B10 | 3 | 2591 | 26.3 | 99 | 80+ | 3000 | 207.045
| DM1132352 | Serpens S LED1X4100 K241 T830 DPRZ LT80 LO4 SB | non-dimmable, I, IP40, IK05, UGR≤19, matt micro-prismatic polycarbonate diffuser, slim white aluminium body | 1157 | 54 | 75 |  | 100000/L80B10 | 3 | 3887 | 38.1 | 102 | 80+ | 3000 | 232.458
| DM1132353 | Serpens S LED1X1600 K242 T830 DPRZ LT80 LO1 SB | non-dimmable, I, IP40, IK05, UGR≤19, matt micro-prismatic polycarbonate diffuser, slim white aluminium body | 1297 | 54 | 75 |  | 100000/L80B10 | 3 | 1514 | 14.5 | 104 | 80+ | 3000 | 229.749
| DM1132354 | Serpens S LED1X2200 K243 T830 DPRZ LT80 LO2 SB | non-dimmable, I, IP40, IK05, UGR≤19, matt micro-prismatic polycarbonate diffuser, slim white aluminium body | 1297 | 54 | 75 |  | 100000/L80B10 | 3 | 2086 | 20.2 | 103 | 80+ | 3000 | 229.749
| DM1132355 | Serpens S LED1X3050 K244 T830 DPRZ LT80 LO3 SB | non-dimmable, I, IP40, IK05, UGR≤19, matt micro-prismatic polycarbonate diffuser, slim white aluminium body | 1297 | 54 | 75 |  | 100000/L80B10 | 3 | 2915 | 29.6 | 98 | 80+ | 3000 | 235.898
| DM1132356 | Serpens S LED1X1800 K245 T830 DPRZ LT80 LO1 SB | non-dimmable, I, IP40, IK05, UGR≤19, matt micro-prismatic polycarbonate diffuser, slim white aluminium body | 1437 | 54 | 75 |  | 100000/L80B10 | 3 | 1682 | 16.6 | 101 | 80+ | 3000 | 250.604
| DM1132357 | Serpens S LED1X2450 K246 T830 DPRZ LT80 LO2 SB | non-dimmable, I, IP40, IK05, UGR≤19, matt micro-prismatic polycarbonate diffuser, slim white aluminium body | 1437 | 54 | 75 |  | 100000/L80B10 | 3 | 2317 | 23 | 101 | 80+ | 3000 | 250.604
| DM1132358 | Serpens S LED1X3400 K247 T830 DPRZ LT80 LO3 SB | non-dimmable, I, IP40, IK05, UGR≤19, matt micro-prismatic polycarbonate diffuser, slim white aluminium body | 1437 | 54 | 75 |  | 100000/L80B10 | 3 | 3239 | 31.7 | 102 | 80+ | 3000 | 269.696
| DM1132359 | Serpens S LED1X5100 K248 T830 DPRZ LT80 LO4 SB | non-dimmable, I, IP40, IK05, UGR≤19, matt micro-prismatic polycarbonate diffuser, slim white aluminium body | 1437 | 54 | 75 |  | 100000/L80B10 | 3 | 4859 | 47.6 | 102 | 80+ | 3000 | 277.694
| DM1132360 | Serpens S LED1X2150 K249 T830 DPRZ LT80 LO1 SB | non-dimmable, I, IP40, IK05, UGR≤19, matt micro-prismatic polycarbonate diffuser, slim white aluminium body | 1717 | 54 | 75 |  | 100000/L80B10 | 3 | 2019 | 19.4 | 104 | 80+ | 3000 | 285.391
| DM1132361 | Serpens S LED1X2950 K250 T830 DPRZ LT80 LO2 SB | non-dimmable, I, IP40, IK05, UGR≤19, matt micro-prismatic polycarbonate diffuser, slim white aluminium body | 1717 | 54 | 75 |  | 100000/L80B10 | 3 | 2781 | 27.3 | 102 | 80+ | 3000 | 285.391
| DM1132362 | Serpens S LED1X4100 K251 T830 DPRZ LT80 LO3 SB | non-dimmable, I, IP40, IK05, UGR≤19, matt micro-prismatic polycarbonate diffuser, slim white aluminium body | 1717 | 54 | 75 |  | 100000/L80B10 | 3 | 3887 | 38.1 | 102 | 80+ | 3000 | 304.655
| DM1132363 | Serpens S LED1X6100 K252 T830 DPRZ LT80 LO4 SB | non-dimmable, I, IP40, IK05, UGR≤19, matt micro-prismatic polycarbonate diffuser, slim white aluminium body | 1717 | 54 | 75 |  | 100000/L80B10 | 3 | 5830 | 57.1 | 102 | 80+ | 3000 | 319.447
| DM1132364 | Serpens S LED1X2500 K253 T830 DPRZ LT80 LO1 SB | non-dimmable, I, IP40, IK05, UGR≤19, matt micro-prismatic polycarbonate diffuser, slim white aluminium body | 1997 | 54 | 75 |  | 100000/L80B10 | 3 | 2355 | 22.4 | 105 | 80+ | 3000 | 298.549
| DM1132365 | Serpens S LED1X3400 K254 T830 DPRZ LT80 LO2 SB | non-dimmable, I, IP40, IK05, UGR≤19, matt micro-prismatic polycarbonate diffuser, slim white aluminium body | 1997 | 54 | 75 |  | 100000/L80B10 | 3 | 3244 | 31.5 | 103 | 80+ | 3000 | 298.549
| DM1132366 | Serpens S LED1X4750 K255 T830 DPRZ LT80 LO3 SB | non-dimmable, I, IP40, IK05, UGR≤19, matt micro-prismatic polycarbonate diffuser, slim white aluminium body | 1997 | 54 | 75 |  | 100000/L80B10 | 3 | 4535 | 44.4 | 102 | 80+ | 3000 | 317.641
| DM1132367 | Serpens S LED1X7650 K256 T830 DPRZ LT80 LO4 SB | non-dimmable, I, IP40, IK05, UGR≤19, matt micro-prismatic polycarbonate diffuser, slim white aluminium body | 2137 | 54 | 75 |  | 100000/L80B10 | 3 | 7288 | 71.3 | 102 | 80+ | 3000 | 383.646
| DM1132368 | Serpens S LED1X2850 K257 T830 DPRZ LT80 LO1 SB | non-dimmable, I, IP40, IK05, UGR≤19, matt micro-prismatic polycarbonate diffuser, slim white aluminium body | 2277 | 54 | 75 |  | 100000/L80B10 | 3 | 2692 | 25.3 | 106 | 80+ | 3000 | 361.2
| DM1132369 | Serpens S LED1X3900 K258 T830 DPRZ LT80 LO2 SB | non-dimmable, I, IP40, IK05, UGR≤19, matt micro-prismatic polycarbonate diffuser, slim white aluminium body | 2277 | 54 | 75 |  | 100000/L80B10 | 3 | 3708 | 35.5 | 104 | 80+ | 3000 | 361.2
| DM1132370 | Serpens S LED1X5450 K259 T830 DPRZ LT80 LO3 SB | non-dimmable, I, IP40, IK05, UGR≤19, matt micro-prismatic polycarbonate diffuser, slim white aluminium body | 2277 | 54 | 75 |  | 100000/L80B10 | 3 | 5183 | 50.8 | 102 | 80+ | 3000 | 380.249
| DM1132371 | Serpens S LED1X8150 K260 T830 DPRZ LT80 LO4 SB | non-dimmable, I, IP40, IK05, UGR≤19, matt micro-prismatic polycarbonate diffuser, slim white aluminium body | 2277 | 54 | 75 |  | 100000/L80B10 | 3 | 7774 | 77 | 101 | 80+ | 3000 | 441.094
| DM1132372 | Serpens S LED1X3200 K261 T830 DPRZ LT80 LO1 SB | non-dimmable, I, IP40, IK05, UGR≤19, matt micro-prismatic polycarbonate diffuser, slim white aluminium body | 2557 | 54 | 75 |  | 100000/L80B10 | 3 | 3028 | 27.5 | 110 | 80+ | 3000 | 441.997
| DM1132373 | Serpens S LED1X4400 K262 T830 DPRZ LT80 LO2 SB | non-dimmable, I, IP40, IK05, UGR≤19, matt micro-prismatic polycarbonate diffuser, slim white aluminium body | 2557 | 54 | 75 |  | 100000/L80B10 | 3 | 4171 | 40 | 104 | 80+ | 3000 | 428.108
| DM1132374 | Serpens S LED1X6100 K263 T830 DPRZ LT80 LO3 SB | non-dimmable, I, IP40, IK05, UGR≤19, matt micro-prismatic polycarbonate diffuser, slim white aluminium body | 2557 | 54 | 75 |  | 100000/L80B10 | 3 | 5830 | 57.1 | 102 | 80+ | 3000 | 450.64
| DM1132375 | Serpens S LED1X9150 K264 T830 DPRZ LT80 LO4 SB | non-dimmable, I, IP40, IK05, UGR≤19, matt micro-prismatic polycarbonate diffuser, slim white aluminium body | 2557 | 54 | 75 |  | 100000/L80B10 | 3 | 8746 | 82.9 | 106 | 80+ | 3000 | 501.896
| DM1132376 | Serpens S LED1X3700 K265 T830 DPRZ LT80 LO1 SB | non-dimmable, I, IP40, IK05, UGR≤19, matt micro-prismatic polycarbonate diffuser, slim white aluminium body | 2977 | 54 | 75 |  | 100000/L80B10 | 3 | 3533 | 32 | 110 | 80+ | 3000 | 467.195
| DM1132377 | Serpens S LED1X5100 K266 T830 DPRZ LT80 LO2 SB | non-dimmable, I, IP40, IK05, UGR≤19, matt micro-prismatic polycarbonate diffuser, slim white aluminium body | 2977 | 54 | 75 |  | 100000/L80B10 | 3 | 4866 | 46.1 | 106 | 80+ | 3000 | 453.349
| DM1132378 | Serpens S LED1X7100 K267 T830 DPRZ LT80 LO3 SB | non-dimmable, I, IP40, IK05, UGR≤19, matt micro-prismatic polycarbonate diffuser, slim white aluminium body | 2977 | 54 | 75 |  | 100000/L80B10 | 3 | 6802 | 66.7 | 102 | 80+ | 3000 | 475.795
| DM1132379 | Serpens S LED1X750 K223 T840 DPRZ LT80 LO1 SB | non-dimmable, I, IP40, IK05, UGR≤19, matt micro-prismatic polycarbonate diffuser, slim white aluminium body | 597 | 54 | 75 |  | 100000/L80B10 | 3 | 702 | 6.8 | 103 | 80+ | 4000 | 126.248
| DM1132380 | Serpens S LED1X1000 K224 T840 DPRZ LT80 LO2 SB | non-dimmable, I, IP40, IK05, UGR≤19, matt micro-prismatic polycarbonate diffuser, slim white aluminium body | 597 | 54 | 75 |  | 100000/L80B10 | 3 | 967 | 9.5 | 102 | 80+ | 4000 | 126.248
| DM1132381 | Serpens S LED1X1400 K225 T840 DPRZ LT80 LO3 SB | non-dimmable, I, IP40, IK05, UGR≤19, matt micro-prismatic polycarbonate diffuser, slim white aluminium body | 597 | 54 | 75 |  | 100000/L80B10 | 3 | 1352 | 13.8 | 98 | 80+ | 4000 | 137.6
| DM1132382 | Serpens S LED1X2050 K226 T840 DPRZ LT80 LO4 SB | non-dimmable, I, IP40, IK05, UGR≤19, matt micro-prismatic polycarbonate diffuser, slim white aluminium body | 597 | 54 | 75 |  | 100000/L80B10 | 3 | 2027 | 19.9 | 102 | 80+ | 4000 | 140.997
| DM1132383 | Serpens S LED1X900 K227 T840 DPRZ LT80 LO1 SB | non-dimmable, I, IP40, IK05, UGR≤19, matt micro-prismatic polycarbonate diffuser, slim white aluminium body | 737 | 54 | 75 |  | 100000/L80B10 | 3 | 877 | 8.2 | 107 | 80+ | 4000 | 148.909
| DM1132384 | Serpens S LED1X1250 K228 T840 DPRZ LT80 LO2 SB | non-dimmable, I, IP40, IK05, UGR≤19, matt micro-prismatic polycarbonate diffuser, slim white aluminium body | 737 | 54 | 75 |  | 100000/L80B10 | 3 | 1209 | 11.6 | 104 | 80+ | 4000 | 148.909
| DM1132385 | Serpens S LED1X1700 K229 T840 DPRZ LT80 LO3 SB | non-dimmable, I, IP40, IK05, UGR≤19, matt micro-prismatic polycarbonate diffuser, slim white aluminium body | 737 | 54 | 75 |  | 100000/L80B10 | 3 | 1689 | 16.8 | 101 | 80+ | 4000 | 160.304
| DM1132386 | Serpens S LED1X2550 K230 T840 DPRZ LT80 LO4 SB | non-dimmable, I, IP40, IK05, UGR≤19, matt micro-prismatic polycarbonate diffuser, slim white aluminium body | 737 | 54 | 75 |  | 100000/L80B10 | 3 | 2534 | 24.6 | 103 | 80+ | 4000 | 164.604
| DM1132387 | Serpens S LED1X1100 K231 T840 DPRZ LT80 LO1 SB | non-dimmable, I, IP40, IK05, UGR≤19, matt micro-prismatic polycarbonate diffuser, slim white aluminium body | 877 | 54 | 75 |  | 100000/L80B10 | 3 | 1053 | 10.1 | 104 | 80+ | 4000 | 175.741
| DM1132388 | Serpens S LED1X1450 K232 T840 DPRZ LT80 LO2 SB | non-dimmable, I, IP40, IK05, UGR≤19, matt micro-prismatic polycarbonate diffuser, slim white aluminium body | 877 | 54 | 75 |  | 100000/L80B10 | 3 | 1450 | 14 | 104 | 80+ | 4000 | 175.741
| DM1132389 | Serpens S LED1X2050 K233 T840 DPRZ LT80 LO3 SB | non-dimmable, I, IP40, IK05, UGR≤19, matt micro-prismatic polycarbonate diffuser, slim white aluminium body | 877 | 54 | 75 |  | 100000/L80B10 | 3 | 2027 | 20.2 | 100 | 80+ | 4000 | 180.944
| DM1132390 | Serpens S LED1X3050 K234 T840 DPRZ LT80 LO4 SB | non-dimmable, I, IP40, IK05, UGR≤19, matt micro-prismatic polycarbonate diffuser, slim white aluminium body | 877 | 54 | 75 |  | 100000/L80B10 | 3 | 3041 | 29.5 | 103 | 80+ | 4000 | 184.599
| DM1132391 | Serpens S LED1X1250 K235 T840 DPRZ LT80 LO1 SB | non-dimmable, I, IP40, IK05, UGR≤19, matt micro-prismatic polycarbonate diffuser, slim white aluminium body | 1017 | 54 | 75 |  | 100000/L80B10 | 3 | 1228 | 11.6 | 106 | 80+ | 4000 | 199.305
| DM1132392 | Serpens S LED1X1700 K236 T840 DPRZ LT80 LO2 SB | non-dimmable, I, IP40, IK05, UGR≤19, matt micro-prismatic polycarbonate diffuser, slim white aluminium body | 1017 | 54 | 75 |  | 100000/L80B10 | 3 | 1692 | 15.9 | 106 | 80+ | 4000 | 199.305
| DM1132393 | Serpens S LED1X2400 K237 T840 DPRZ LT80 LO3 SB | non-dimmable, I, IP40, IK05, UGR≤19, matt micro-prismatic polycarbonate diffuser, slim white aluminium body | 1017 | 54 | 75 |  | 100000/L80B10 | 3 | 2365 | 23 | 103 | 80+ | 4000 | 204.551
| DM1132394 | Serpens S LED1X1450 K238 T840 DPRZ LT80 LO1 SB | non-dimmable, I, IP40, IK05, UGR≤19, matt micro-prismatic polycarbonate diffuser, slim white aluminium body | 1157 | 54 | 75 |  | 100000/L80B10 | 3 | 1404 | 13.1 | 107 | 80+ | 4000 | 201.842
| DM1132395 | Serpens S LED1X1950 K239 T840 DPRZ LT80 LO2 SB | non-dimmable, I, IP40, IK05, UGR≤19, matt micro-prismatic polycarbonate diffuser, slim white aluminium body | 1157 | 54 | 75 |  | 100000/L80B10 | 3 | 1934 | 18 | 107 | 80+ | 4000 | 201.842
| DM1132396 | Serpens S LED1X2750 K240 T840 DPRZ LT80 LO3 SB | non-dimmable, I, IP40, IK05, UGR≤19, matt micro-prismatic polycarbonate diffuser, slim white aluminium body | 1157 | 54 | 75 |  | 100000/L80B10 | 3 | 2703 | 26.3 | 103 | 80+ | 4000 | 207.045
| DM1132397 | Serpens S LED1X4100 K241 T840 DPRZ LT80 LO4 SB | non-dimmable, I, IP40, IK05, UGR≤19, matt micro-prismatic polycarbonate diffuser, slim white aluminium body | 1157 | 54 | 75 |  | 100000/L80B10 | 3 | 4055 | 38.1 | 106 | 80+ | 4000 | 232.458
| DM1132398 | Serpens S LED1X1600 K242 T840 DPRZ LT80 LO1 SB | non-dimmable, I, IP40, IK05, UGR≤19, matt micro-prismatic polycarbonate diffuser, slim white aluminium body | 1297 | 54 | 75 |  | 100000/L80B10 | 3 | 1579 | 14.5 | 109 | 80+ | 4000 | 229.749
| DM1132399 | Serpens S LED1X2200 K243 T840 DPRZ LT80 LO2 SB | non-dimmable, I, IP40, IK05, UGR≤19, matt micro-prismatic polycarbonate diffuser, slim white aluminium body | 1297 | 54 | 75 |  | 100000/L80B10 | 3 | 2175 | 20.2 | 108 | 80+ | 4000 | 229.749
| DM1132400 | Serpens S LED1X3050 K244 T840 DPRZ LT80 LO3 SB | non-dimmable, I, IP40, IK05, UGR≤19, matt micro-prismatic polycarbonate diffuser, slim white aluminium body | 1297 | 54 | 75 |  | 100000/L80B10 | 3 | 3041 | 29.6 | 103 | 80+ | 4000 | 235.898
| DM1132401 | Serpens S LED1X1800 K245 T840 DPRZ LT80 LO1 SB | non-dimmable, I, IP40, IK05, UGR≤19, matt micro-prismatic polycarbonate diffuser, slim white aluminium body | 1437 | 54 | 75 |  | 100000/L80B10 | 3 | 1755 | 16.6 | 106 | 80+ | 4000 | 250.604
| DM1132402 | Serpens S LED1X2450 K246 T840 DPRZ LT80 LO2 SB | non-dimmable, I, IP40, IK05, UGR≤19, matt micro-prismatic polycarbonate diffuser, slim white aluminium body | 1437 | 54 | 75 |  | 100000/L80B10 | 3 | 2417 | 23 | 105 | 80+ | 4000 | 250.604
| DM1132403 | Serpens S LED1X3400 K247 T840 DPRZ LT80 LO3 SB | non-dimmable, I, IP40, IK05, UGR≤19, matt micro-prismatic polycarbonate diffuser, slim white aluminium body | 1437 | 54 | 75 |  | 100000/L80B10 | 3 | 3379 | 31.7 | 107 | 80+ | 4000 | 269.696
| DM1132404 | Serpens S LED1X5100 K248 T840 DPRZ LT80 LO4 SB | non-dimmable, I, IP40, IK05, UGR≤19, matt micro-prismatic polycarbonate diffuser, slim white aluminium body | 1437 | 54 | 75 |  | 100000/L80B10 | 3 | 5068 | 47.6 | 106 | 80+ | 4000 | 277.694
| DM1132405 | Serpens S LED1X2150 K249 T840 DPRZ LT80 LO1 SB | non-dimmable, I, IP40, IK05, UGR≤19, matt micro-prismatic polycarbonate diffuser, slim white aluminium body | 1717 | 54 | 75 |  | 100000/L80B10 | 3 | 2106 | 19.4 | 109 | 80+ | 4000 | 285.391
| DM1132406 | Serpens S LED1X2950 K250 T840 DPRZ LT80 LO2 SB | non-dimmable, I, IP40, IK05, UGR≤19, matt micro-prismatic polycarbonate diffuser, slim white aluminium body | 1717 | 54 | 75 |  | 100000/L80B10 | 3 | 2901 | 27.3 | 106 | 80+ | 4000 | 285.391
| DM1132407 | Serpens S LED1X4100 K251 T840 DPRZ LT80 LO3 SB | non-dimmable, I, IP40, IK05, UGR≤19, matt micro-prismatic polycarbonate diffuser, slim white aluminium body | 1717 | 54 | 75 |  | 100000/L80B10 | 3 | 4055 | 38.1 | 106 | 80+ | 4000 | 304.655
| DM1132408 | Serpens S LED1X6100 K252 T840 DPRZ LT80 LO4 SB | non-dimmable, I, IP40, IK05, UGR≤19, matt micro-prismatic polycarbonate diffuser, slim white aluminium body | 1717 | 54 | 75 |  | 100000/L80B10 | 3 | 6082 | 57.1 | 107 | 80+ | 4000 | 319.447
| DM1132409 | Serpens S LED1X2500 K253 T840 DPRZ LT80 LO1 SB | non-dimmable, I, IP40, IK05, UGR≤19, matt micro-prismatic polycarbonate diffuser, slim white aluminium body | 1997 | 54 | 75 |  | 100000/L80B10 | 3 | 2457 | 22.4 | 110 | 80+ | 4000 | 298.549
| DM1132410 | Serpens S LED1X3400 K254 T840 DPRZ LT80 LO2 SB | non-dimmable, I, IP40, IK05, UGR≤19, matt micro-prismatic polycarbonate diffuser, slim white aluminium body | 1997 | 54 | 75 |  | 100000/L80B10 | 3 | 3384 | 31.5 | 107 | 80+ | 4000 | 298.549
| DM1132411 | Serpens S LED1X4750 K255 T840 DPRZ LT80 LO3 SB | non-dimmable, I, IP40, IK05, UGR≤19, matt micro-prismatic polycarbonate diffuser, slim white aluminium body | 1997 | 54 | 75 |  | 100000/L80B10 | 3 | 4730 | 44.4 | 107 | 80+ | 4000 | 317.641
| DM1132412 | Serpens S LED1X7650 K256 T840 DPRZ LT80 LO4 SB | non-dimmable, I, IP40, IK05, UGR≤19, matt micro-prismatic polycarbonate diffuser, slim white aluminium body | 2137 | 54 | 75 |  | 100000/L80B10 | 3 | 7602 | 71.3 | 107 | 80+ | 4000 | 383.646
| DM1132413 | Serpens S LED1X2850 K257 T840 DPRZ LT80 LO1 SB | non-dimmable, I, IP40, IK05, UGR≤19, matt micro-prismatic polycarbonate diffuser, slim white aluminium body | 2277 | 54 | 75 |  | 100000/L80B10 | 3 | 2808 | 25.3 | 111 | 80+ | 4000 | 361.2
| DM1132414 | Serpens S LED1X3900 K258 T840 DPRZ LT80 LO2 SB | non-dimmable, I, IP40, IK05, UGR≤19, matt micro-prismatic polycarbonate diffuser, slim white aluminium body | 2277 | 54 | 75 |  | 100000/L80B10 | 3 | 3867 | 35.5 | 109 | 80+ | 4000 | 361.2
| DM1132415 | Serpens S LED1X5450 K259 T840 DPRZ LT80 LO3 SB | non-dimmable, I, IP40, IK05, UGR≤19, matt micro-prismatic polycarbonate diffuser, slim white aluminium body | 2277 | 54 | 75 |  | 100000/L80B10 | 3 | 5406 | 50.8 | 106 | 80+ | 4000 | 380.249
| DM1132416 | Serpens S LED1X8150 K260 T840 DPRZ LT80 LO4 SB | non-dimmable, I, IP40, IK05, UGR≤19, matt micro-prismatic polycarbonate diffuser, slim white aluminium body | 2277 | 54 | 75 |  | 100000/L80B10 | 3 | 8109 | 77 | 105 | 80+ | 4000 | 441.094
| DM1132417 | Serpens S LED1X3200 K261 T840 DPRZ LT80 LO1 SB | non-dimmable, I, IP40, IK05, UGR≤19, matt micro-prismatic polycarbonate diffuser, slim white aluminium body | 2557 | 54 | 75 |  | 100000/L80B10 | 3 | 3159 | 27.5 | 115 | 80+ | 4000 | 441.997
| DM1132418 | Serpens S LED1X4400 K262 T840 DPRZ LT80 LO2 SB | non-dimmable, I, IP40, IK05, UGR≤19, matt micro-prismatic polycarbonate diffuser, slim white aluminium body | 2557 | 54 | 75 |  | 100000/L80B10 | 3 | 4351 | 40 | 109 | 80+ | 4000 | 428.108
| DM1132419 | Serpens S LED1X6100 K263 T840 DPRZ LT80 LO3 SB | non-dimmable, I, IP40, IK05, UGR≤19, matt micro-prismatic polycarbonate diffuser, slim white aluminium body | 2557 | 54 | 75 |  | 100000/L80B10 | 3 | 6082 | 57.1 | 107 | 80+ | 4000 | 450.64
| DM1132420 | Serpens S LED1X9150 K264 T840 DPRZ LT80 LO4 SB | non-dimmable, I, IP40, IK05, UGR≤19, matt micro-prismatic polycarbonate diffuser, slim white aluminium body | 2557 | 54 | 75 |  | 100000/L80B10 | 3 | 9123 | 82.9 | 110 | 80+ | 4000 | 501.896
| DM1132421 | Serpens S LED1X3700 K265 T840 DPRZ LT80 LO1 SB | non-dimmable, I, IP40, IK05, UGR≤19, matt micro-prismatic polycarbonate diffuser, slim white aluminium body | 2977 | 54 | 75 |  | 100000/L80B10 | 3 | 3685 | 32 | 115 | 80+ | 4000 | 467.195
| DM1132422 | Serpens S LED1X5100 K266 T840 DPRZ LT80 LO2 SB | non-dimmable, I, IP40, IK05, UGR≤19, matt micro-prismatic polycarbonate diffuser, slim white aluminium body | 2977 | 54 | 75 |  | 100000/L80B10 | 3 | 5076 | 46.1 | 110 | 80+ | 4000 | 453.349
| DM1132423 | Serpens S LED1X7100 K267 T840 DPRZ LT80 LO3 SB | non-dimmable, I, IP40, IK05, UGR≤19, matt micro-prismatic polycarbonate diffuser, slim white aluminium body | 2977 | 54 | 75 |  | 100000/L80B10 | 3 | 7095 | 66.7 | 106 | 80+ | 4000 | 475.795
| DM1132424 | Serpens S LED1x700 H357 T830 OP LO1 SB | non-dimmable, I, IP40, IK05, opal polycarbonate diffuser, slim white aluminium body, basic version | 597 | 54 | 75 |  | 50000/L80B10 | 3 | 641 | 6.8 | 94 | 80+ | 3000 | 120.572
| DM1132425 | Serpens S LED1x950 H358 T830 OP LO2 SB | non-dimmable, I, IP40, IK05, opal polycarbonate diffuser, slim white aluminium body, basic version | 597 | 54 | 75 |  | 50000/L80B10 | 3 | 874 | 9.5 | 92 | 80+ | 3000 | 120.572
| DM1132426 | Serpens S LED1x1300 H359 T830 OP LO3 SB | non-dimmable, I, IP40, IK05, opal polycarbonate diffuser, slim white aluminium body, basic version | 597 | 54 | 75 |  | 50000/L80B10 | 3 | 1201 | 13.8 | 87 | 80+ | 3000 | 131.924
| DM1132427 | Serpens S LED1x1900 H360 T830 OP LO4 SB | non-dimmable, I, IP40, IK05, opal polycarbonate diffuser, slim white aluminium body, basic version | 597 | 54 | 75 |  | 50000/L80B10 | 3 | 1802 | 20 | 90 | 80+ | 3000 | 133.73
| DM1132428 | Serpens S LED1x850 H361 T830 OP LO1 SB | non-dimmable, I, IP40, IK05, opal polycarbonate diffuser, slim white aluminium body, basic version | 737 | 54 | 75 |  | 50000/L80B10 | 3 | 801 | 8.1 | 99 | 80+ | 3000 | 140.567
| DM1132429 | Serpens S LED1x1150 H362 T830 OP LO2 SB | non-dimmable, I, IP40, IK05, opal polycarbonate diffuser, slim white aluminium body, basic version | 737 | 54 | 75 |  | 50000/L80B10 | 3 | 1092 | 11.6 | 94 | 80+ | 3000 | 140.567
| DM1132430 | Serpens S LED1x1600 H363 T830 OP LO3 SB | non-dimmable, I, IP40, IK05, opal polycarbonate diffuser, slim white aluminium body, basic version | 737 | 54 | 75 |  | 50000/L80B10 | 3 | 1502 | 16.8 | 89 | 80+ | 3000 | 151.876
| DM1132431 | Serpens S LED1x2400 H364 T830 OP LO4 SB | non-dimmable, I, IP40, IK05, opal polycarbonate diffuser, slim white aluminium body, basic version | 737 | 54 | 75 |  | 50000/L80B10 | 3 | 2252 | 24.7 | 91 | 80+ | 3000 | 155.316
| DM1132432 | Serpens S LED1x1050 H365 T830 OP LO1 SB | non-dimmable, I, IP40, IK05, opal polycarbonate diffuser, slim white aluminium body, basic version | 877 | 54 | 75 |  | 50000/L80B10 | 3 | 1007 | 10 | 101 | 80+ | 3000 | 165.765
| DM1132433 | Serpens S LED1x1400 H366 T830 OP LO2 SB | non-dimmable, I, IP40, IK05, opal polycarbonate diffuser, slim white aluminium body, basic version | 877 | 54 | 75 |  | 50000/L80B10 | 3 | 1372 | 14 | 98 | 80+ | 3000 | 165.765
| DM1132434 | Serpens S LED1x1900 H367 T830 OP LO3 SB | non-dimmable, I, IP40, IK05, opal polycarbonate diffuser, slim white aluminium body, basic version | 877 | 54 | 75 |  | 50000/L80B10 | 3 | 1886 | 20.2 | 93 | 80+ | 3000 | 170.968
| DM1132435 | Serpens S LED1x2850 H368 T830 OP LO4 SB | non-dimmable, I, IP40, IK05, opal polycarbonate diffuser, slim white aluminium body, basic version | 877 | 54 | 75 |  | 50000/L80B10 | 3 | 2829 | 29.7 | 95 | 80+ | 3000 | 174.365
| DM1132436 | Serpens S LED1x1200 H369 T830 OP LO1 SB | non-dimmable, I, IP40, IK05, opal polycarbonate diffuser, slim white aluminium body, basic version | 1017 | 54 | 75 |  | 50000/L80B10 | 3 | 1122 | 11.5 | 98 | 80+ | 3000 | 187.566
| DM1132437 | Serpens S LED1x1650 H370 T830 OP LO2 SB | non-dimmable, I, IP40, IK05, opal polycarbonate diffuser, slim white aluminium body, basic version | 1017 | 54 | 75 |  | 50000/L80B10 | 3 | 1529 | 15.9 | 96 | 80+ | 3000 | 187.566
| DM1132438 | Serpens S LED1x2200 H371 T830 OP LO3 SB | non-dimmable, I, IP40, IK05, opal polycarbonate diffuser, slim white aluminium body, basic version | 1017 | 54 | 75 |  | 50000/L80B10 | 3 | 2102 | 23 | 91 | 80+ | 3000 | 192.769
| DM1132439 | Serpens S LED1x1350 H372 T830 OP LO1 SB | non-dimmable, I, IP40, IK05, opal polycarbonate diffuser, slim white aluminium body, basic version | 1157 | 54 | 75 |  | 50000/L80B10 | 3 | 1282 | 13 | 99 | 80+ | 3000 | 190.017
| DM1132440 | Serpens S LED1x1850 H373 T830 OP LO2 SB | non-dimmable, I, IP40, IK05, opal polycarbonate diffuser, slim white aluminium body, basic version | 1157 | 54 | 75 |  | 50000/L80B10 | 3 | 1748 | 17.9 | 98 | 80+ | 3000 | 190.017
| DM1132441 | Serpens S LED1x2550 H374 T830 OP LO3 SB | non-dimmable, I, IP40, IK05, opal polycarbonate diffuser, slim white aluminium body, basic version | 1157 | 54 | 75 |  | 50000/L80B10 | 3 | 2402 | 26.3 | 91 | 80+ | 3000 | 196.123
| DM1132442 | Serpens S LED1x3800 H375 T830 OP LO4 SB | non-dimmable, I, IP40, IK05, opal polycarbonate diffuser, slim white aluminium body, basic version | 1157 | 54 | 75 |  | 50000/L80B10 | 3 | 3604 | 38.2 | 94 | 80+ | 3000 | 218.655
| DM1132443 | Serpens S LED1x1550 H376 T830 OP LO1 SB | non-dimmable, I, IP40, IK05, opal polycarbonate diffuser, slim white aluminium body, basic version | 1297 | 54 | 75 |  | 50000/L80B10 | 3 | 1442 | 14.5 | 99 | 80+ | 3000 | 216.118
| DM1132444 | Serpens S LED1x2100 H377 T830 OP LO2 SB | non-dimmable, I, IP40, IK05, opal polycarbonate diffuser, slim white aluminium body, basic version | 1297 | 54 | 75 |  | 50000/L80B10 | 3 | 1966 | 20.1 | 98 | 80+ | 3000 | 216.118
| DM1132445 | Serpens S LED1x2850 H378 T830 OP LO3 SB | non-dimmable, I, IP40, IK05, opal polycarbonate diffuser, slim white aluminium body, basic version | 1297 | 54 | 75 |  | 50000/L80B10 | 3 | 2703 | 29.6 | 91 | 80+ | 3000 | 221.364
| DM1132446 | Serpens S LED1x1700 H379 T830 OP LO1 SB | non-dimmable, I, IP40, IK05, opal polycarbonate diffuser, slim white aluminium body, basic version | 1437 | 54 | 75 |  | 50000/L80B10 | 3 | 1603 | 16.5 | 97 | 80+ | 3000 | 235.21
| DM1132447 | Serpens S LED1x2300 H380 T830 OP LO2 SB | non-dimmable, I, IP40, IK05, opal polycarbonate diffuser, slim white aluminium body, basic version | 1437 | 54 | 75 |  | 50000/L80B10 | 3 | 2184 | 23 | 95 | 80+ | 3000 | 235.21
| DM1132448 | Serpens S LED1x3150 H381 T830 OP LO3 SB | non-dimmable, I, IP40, IK05, opal polycarbonate diffuser, slim white aluminium body, basic version | 1437 | 54 | 75 |  | 50000/L80B10 | 3 | 3002 | 31.8 | 94 | 80+ | 3000 | 254.259
| DM1132449 | Serpens S LED1x4750 H382 T830 OP LO4 SB | non-dimmable, I, IP40, IK05, opal polycarbonate diffuser, slim white aluminium body, basic version | 1437 | 54 | 75 |  | 50000/L80B10 | 3 | 4504 | 47.8 | 94 | 80+ | 3000 | 260.408
| DM1132450 | Serpens S LED1x2050 H383 T830 OP LO1 SB | non-dimmable, I, IP40, IK05, opal polycarbonate diffuser, slim white aluminium body, basic version | 1717 | 54 | 75 |  | 50000/L80B10 | 3 | 1923 | 19.3 | 100 | 80+ | 3000 | 266.299
| DM1132451 | Serpens S LED1x2750 H384 T830 OP LO2 SB | non-dimmable, I, IP40, IK05, opal polycarbonate diffuser, slim white aluminium body, basic version | 1717 | 54 | 75 |  | 50000/L80B10 | 3 | 2621 | 27.3 | 96 | 80+ | 3000 | 266.299
| DM1132452 | Serpens S LED1x3800 H385 T830 OP LO3 SB | non-dimmable, I, IP40, IK05, opal polycarbonate diffuser, slim white aluminium body, basic version | 1717 | 54 | 75 |  | 50000/L80B10 | 3 | 3603 | 38.2 | 94 | 80+ | 3000 | 285.391
| DM1132453 | Serpens S LED1x5700 H386 T830 OP LO4 SB | non-dimmable, I, IP40, IK05, opal polycarbonate diffuser, slim white aluminium body, basic version | 1717 | 54 | 75 |  | 50000/L80B10 | 3 | 5405 | 57.3 | 94 | 80+ | 3000 | 301
| DM1132454 | Serpens S LED1x2350 H387 T830 OP LO1 SB | non-dimmable, I, IP40, IK05, opal polycarbonate diffuser, slim white aluminium body, basic version | 1997 | 54 | 75 |  | 50000/L80B10 | 3 | 2244 | 22.2 | 101 | 80+ | 3000 | 281.951
| DM1132455 | Serpens S LED1x3250 H388 T830 OP LO2 SB | non-dimmable, I, IP40, IK05, opal polycarbonate diffuser, slim white aluminium body, basic version | 1997 | 54 | 75 |  | 50000/L80B10 | 3 | 3058 | 31.4 | 97 | 80+ | 3000 | 281.951
| DM1132456 | Serpens S LED1x4450 H389 T830 OP LO3 SB | non-dimmable, I, IP40, IK05, opal polycarbonate diffuser, slim white aluminium body, basic version | 1997 | 54 | 75 |  | 50000/L80B10 | 3 | 4204 | 44.6 | 94 | 80+ | 3000 | 301
| DM1132457 | Serpens S LED1x4750 H390 T830 OP LO4 SB | non-dimmable, I, IP40, IK05, opal polycarbonate diffuser, slim white aluminium body, basic version | 2137 | 54 | 75 |  | 50000/L80B10 | 3 | 4504 | 47.8 | 94 | 80+ | 3000 | 358.233
| DM1132458 | Serpens S LED1x2700 H391 T830 OP LO1 SB | non-dimmable, I, IP40, IK05, opal polycarbonate diffuser, slim white aluminium body, basic version | 2277 | 54 | 75 |  | 50000/L80B10 | 3 | 2565 | 25.1 | 102 | 80+ | 3000 | 337.593
| DM1132459 | Serpens S LED1x3700 H392 T830 OP LO2 SB | non-dimmable, I, IP40, IK05, opal polycarbonate diffuser, slim white aluminium body, basic version | 2277 | 54 | 75 |  | 50000/L80B10 | 3 | 3495 | 35.5 | 98 | 80+ | 3000 | 337.593
| DM1132460 | Serpens S LED1x5050 H393 T830 OP LO3 SB | non-dimmable, I, IP40, IK05, opal polycarbonate diffuser, slim white aluminium body, basic version | 2277 | 54 | 75 |  | 50000/L80B10 | 3 | 4804 | 50.9 | 94 | 80+ | 3000 | 356.642
| DM1132461 | Serpens S LED1x7550 H394 T830 OP LO4 SB | non-dimmable, I, IP40, IK05, opal polycarbonate diffuser, slim white aluminium body, basic version | 2277 | 54 | 75 |  | 50000/L80B10 | 3 | 7206 | 77.3 | 93 | 80+ | 3000 | 412.929
| DM1132462 | Serpens S LED1x3050 H395 T830 OP LO1 SB | non-dimmable, I, IP40, IK05, opal polycarbonate diffuser, slim white aluminium body, basic version | 2557 | 54 | 75 |  | 50000/L80B10 | 3 | 2885 | 27.3 | 106 | 80+ | 3000 | 412.929
| DM1132463 | Serpens S LED1x4150 H396 T830 OP LO2 SB | non-dimmable, I, IP40, IK05, opal polycarbonate diffuser, slim white aluminium body, basic version | 2557 | 54 | 75 |  | 50000/L80B10 | 3 | 3932 | 39.9 | 99 | 80+ | 3000 | 399.083
| DM1132464 | Serpens S LED1x5700 H397 T830 OP LO3 SB | non-dimmable, I, IP40, IK05, opal polycarbonate diffuser, slim white aluminium body, basic version | 2557 | 54 | 75 |  | 50000/L80B10 | 3 | 5405 | 57.3 | 94 | 80+ | 3000 | 420.626
| DM1132465 | Serpens S LED1x8500 H398 T830 OP LO4 SB | non-dimmable, I, IP40, IK05, opal polycarbonate diffuser, slim white aluminium body, basic version | 2557 | 54 | 75 |  | 50000/L80B10 | 3 | 8107 | 83.2 | 97 | 80+ | 3000 | 471.968
| DM1132466 | Serpens S LED1x3550 H399 T830 OP LO1 SB | non-dimmable, I, IP40, IK05, opal polycarbonate diffuser, slim white aluminium body, basic version | 2977 | 54 | 75 |  | 50000/L80B10 | 3 | 3366 | 31.9 | 106 | 80+ | 3000 | 434.515
| DM1132467 | Serpens S LED1x4850 H400 T830 OP LO2 SB | non-dimmable, I, IP40, IK05, opal polycarbonate diffuser, slim white aluminium body, basic version | 2977 | 54 | 75 |  | 50000/L80B10 | 3 | 4587 | 46 | 100 | 80+ | 3000 | 420.626
| DM1132468 | Serpens S LED1x6650 H401 T830 OP LO3 SB | non-dimmable, I, IP40, IK05, opal polycarbonate diffuser, slim white aluminium body, basic version | 2977 | 54 | 75 |  | 50000/L80B10 | 3 | 6305 | 66.9 | 94 | 80+ | 3000 | 442.427
| DM1132469 | Serpens S LED1x700 H357 T840 OP LO1 SB | non-dimmable, I, IP40, IK05, opal polycarbonate diffuser, slim white aluminium body, basic version | 597 | 54 | 75 |  | 50000/L80B10 | 3 | 671 | 6.8 | 99 | 80+ | 4000 | 120.572
| DM1132470 | Serpens S LED1x950 H358 T840 OP LO2 SB | non-dimmable, I, IP40, IK05, opal polycarbonate diffuser, slim white aluminium body, basic version | 597 | 54 | 75 |  | 50000/L80B10 | 3 | 915 | 9.5 | 96 | 80+ | 4000 | 120.572
| DM1132471 | Serpens S LED1x1300 H359 T840 OP LO3 SB | non-dimmable, I, IP40, IK05, opal polycarbonate diffuser, slim white aluminium body, basic version | 597 | 54 | 75 |  | 50000/L80B10 | 3 | 1257 | 13.8 | 91 | 80+ | 4000 | 131.924
| DM1132472 | Serpens S LED1x1900 H360 T840 OP LO4 SB | non-dimmable, I, IP40, IK05, opal polycarbonate diffuser, slim white aluminium body, basic version | 597 | 54 | 75 |  | 50000/L80B10 | 3 | 1886 | 20 | 94 | 80+ | 4000 | 133.73
| DM1132473 | Serpens S LED1x850 H361 T840 OP LO1 SB | non-dimmable, I, IP40, IK05, opal polycarbonate diffuser, slim white aluminium body, basic version | 737 | 54 | 75 |  | 50000/L80B10 | 3 | 839 | 8.1 | 104 | 80+ | 4000 | 140.567
| DM1132474 | Serpens S LED1x1150 H362 T840 OP LO2 SB | non-dimmable, I, IP40, IK05, opal polycarbonate diffuser, slim white aluminium body, basic version | 737 | 54 | 75 |  | 50000/L80B10 | 3 | 1143 | 11.6 | 99 | 80+ | 4000 | 140.567
| DM1132475 | Serpens S LED1x1600 H363 T840 OP LO3 SB | non-dimmable, I, IP40, IK05, opal polycarbonate diffuser, slim white aluminium body, basic version | 737 | 54 | 75 |  | 50000/L80B10 | 3 | 1572 | 16.8 | 94 | 80+ | 4000 | 151.876
| DM1132476 | Serpens S LED1x2400 H364 T840 OP LO4 SB | non-dimmable, I, IP40, IK05, opal polycarbonate diffuser, slim white aluminium body, basic version | 737 | 54 | 75 |  | 50000/L80B10 | 3 | 2358 | 24.7 | 95 | 80+ | 4000 | 155.316
| DM1132477 | Serpens S LED1x1050 H365 T840 OP LO1 SB | non-dimmable, I, IP40, IK05, opal polycarbonate diffuser, slim white aluminium body, basic version | 877 | 54 | 75 |  | 50000/L80B10 | 3 | 1007 | 10 | 101 | 80+ | 4000 | 165.765
| DM1132478 | Serpens S LED1x1400 H366 T840 OP LO2 SB | non-dimmable, I, IP40, IK05, opal polycarbonate diffuser, slim white aluminium body, basic version | 877 | 54 | 75 |  | 50000/L80B10 | 3 | 1372 | 14 | 98 | 80+ | 4000 | 165.765
| DM1132479 | Serpens S LED1x1900 H367 T840 OP LO3 SB | non-dimmable, I, IP40, IK05, opal polycarbonate diffuser, slim white aluminium body, basic version | 877 | 54 | 75 |  | 50000/L80B10 | 3 | 1886 | 20.2 | 93 | 80+ | 4000 | 170.968
| DM1132480 | Serpens S LED1x2850 H368 T840 OP LO4 SB | non-dimmable, I, IP40, IK05, opal polycarbonate diffuser, slim white aluminium body, basic version | 877 | 54 | 75 |  | 50000/L80B10 | 3 | 2829 | 29.7 | 95 | 80+ | 4000 | 174.365
| DM1132481 | Serpens S LED1x1200 H369 T840 OP LO1 SB | non-dimmable, I, IP40, IK05, opal polycarbonate diffuser, slim white aluminium body, basic version | 1017 | 54 | 75 |  | 50000/L80B10 | 3 | 1175 | 11.5 | 102 | 80+ | 4000 | 187.566
| DM1132482 | Serpens S LED1x1650 H370 T840 OP LO2 SB | non-dimmable, I, IP40, IK05, opal polycarbonate diffuser, slim white aluminium body, basic version | 1017 | 54 | 75 |  | 50000/L80B10 | 3 | 1601 | 15.9 | 101 | 80+ | 4000 | 187.566
| DM1132483 | Serpens S LED1x2200 H371 T840 OP LO3 SB | non-dimmable, I, IP40, IK05, opal polycarbonate diffuser, slim white aluminium body, basic version | 1017 | 54 | 75 |  | 50000/L80B10 | 3 | 2200 | 23 | 96 | 80+ | 4000 | 192.769
| DM1132484 | Serpens S LED1x1350 H372 T840 OP LO1 SB | non-dimmable, I, IP40, IK05, opal polycarbonate diffuser, slim white aluminium body, basic version | 1157 | 54 | 75 |  | 50000/L80B10 | 3 | 1342 | 13 | 103 | 80+ | 4000 | 190.017
| DM1132485 | Serpens S LED1x1850 H373 T840 OP LO2 SB | non-dimmable, I, IP40, IK05, opal polycarbonate diffuser, slim white aluminium body, basic version | 1157 | 54 | 75 |  | 50000/L80B10 | 3 | 1830 | 17.9 | 102 | 80+ | 4000 | 190.017
| DM1132486 | Serpens S LED1x2550 H374 T840 OP LO3 SB | non-dimmable, I, IP40, IK05, opal polycarbonate diffuser, slim white aluminium body, basic version | 1157 | 54 | 75 |  | 50000/L80B10 | 3 | 2515 | 26.3 | 96 | 80+ | 4000 | 196.123
| DM1132487 | Serpens S LED1x3800 H375 T840 OP LO4 SB | non-dimmable, I, IP40, IK05, opal polycarbonate diffuser, slim white aluminium body, basic version | 1157 | 54 | 75 |  | 50000/L80B10 | 3 | 3773 | 38.2 | 99 | 80+ | 4000 | 218.655
| DM1132488 | Serpens S LED1x1550 H376 T840 OP LO1 SB | non-dimmable, I, IP40, IK05, opal polycarbonate diffuser, slim white aluminium body, basic version | 1297 | 54 | 75 |  | 50000/L80B10 | 3 | 1510 | 14.5 | 104 | 80+ | 4000 | 216.118
| DM1132489 | Serpens S LED1x2100 H377 T840 OP LO2 SB | non-dimmable, I, IP40, IK05, opal polycarbonate diffuser, slim white aluminium body, basic version | 1297 | 54 | 75 |  | 50000/L80B10 | 3 | 2058 | 20.1 | 102 | 80+ | 4000 | 216.118
| DM1132490 | Serpens S LED1x2850 H378 T840 OP LO3 SB | non-dimmable, I, IP40, IK05, opal polycarbonate diffuser, slim white aluminium body, basic version | 1297 | 54 | 75 |  | 50000/L80B10 | 3 | 2829 | 29.6 | 96 | 80+ | 4000 | 221.364
| DM1132491 | Serpens S LED1x1700 H379 T840 OP LO1 SB | non-dimmable, I, IP40, IK05, opal polycarbonate diffuser, slim white aluminium body, basic version | 1437 | 54 | 75 |  | 50000/L80B10 | 3 | 1678 | 16.5 | 102 | 80+ | 4000 | 235.21
| DM1132492 | Serpens S LED1x2300 H380 T840 OP LO2 SB | non-dimmable, I, IP40, IK05, opal polycarbonate diffuser, slim white aluminium body, basic version | 1437 | 54 | 75 |  | 50000/L80B10 | 3 | 2287 | 22.9 | 100 | 80+ | 4000 | 235.21
| DM1132493 | Serpens S LED1x3150 H381 T840 OP LO3 SB | non-dimmable, I, IP40, IK05, opal polycarbonate diffuser, slim white aluminium body, basic version | 1437 | 54 | 75 |  | 50000/L80B10 | 3 | 3143 | 31.7 | 99 | 80+ | 4000 | 254.259
| DM1132494 | Serpens S LED1x4750 H382 T840 OP LO4 SB | non-dimmable, I, IP40, IK05, opal polycarbonate diffuser, slim white aluminium body, basic version | 1437 | 54 | 75 |  | 50000/L80B10 | 3 | 4716 | 47.8 | 99 | 80+ | 4000 | 260.408
| DM1132495 | Serpens S LED1x2050 H383 T840 OP LO1 SB | non-dimmable, I, IP40, IK05, opal polycarbonate diffuser, slim white aluminium body, basic version | 1717 | 54 | 75 |  | 50000/L80B10 | 3 | 2014 | 19.3 | 104 | 80+ | 4000 | 266.299
| DM1132496 | Serpens S LED1x2750 H384 T840 OP LO2 SB | non-dimmable, I, IP40, IK05, opal polycarbonate diffuser, slim white aluminium body, basic version | 1717 | 54 | 75 |  | 50000/L80B10 | 3 | 2744 | 27.3 | 101 | 80+ | 4000 | 266.299
| DM1132497 | Serpens S LED1x3800 H385 T840 OP LO3 SB | non-dimmable, I, IP40, IK05, opal polycarbonate diffuser, slim white aluminium body, basic version | 1717 | 54 | 75 |  | 50000/L80B10 | 3 | 3773 | 38.2 | 99 | 80+ | 4000 | 285.391
| DM1132498 | Serpens S LED1x5700 H386 T840 OP LO4 SB | non-dimmable, I, IP40, IK05, opal polycarbonate diffuser, slim white aluminium body, basic version | 1717 | 54 | 75 |  | 50000/L80B10 | 3 | 5658 | 57.3 | 99 | 80+ | 4000 | 301
| DM1132499 | Serpens S LED1x2350 H387 T840 OP LO1 SB | non-dimmable, I, IP40, IK05, opal polycarbonate diffuser, slim white aluminium body, basic version | 1997 | 54 | 75 |  | 50000/L80B10 | 3 | 2350 | 22.2 | 106 | 80+ | 4000 | 281.951
| DM1132500 | Serpens S LED1x3250 H388 T840 OP LO2 SB | non-dimmable, I, IP40, IK05, opal polycarbonate diffuser, slim white aluminium body, basic version | 1997 | 54 | 75 |  | 50000/L80B10 | 3 | 3202 | 31.4 | 102 | 80+ | 4000 | 281.951
| DM1132501 | Serpens S LED1x4450 H389 T840 OP LO3 SB | non-dimmable, I, IP40, IK05, opal polycarbonate diffuser, slim white aluminium body, basic version | 1997 | 54 | 75 |  | 50000/L80B10 | 3 | 4401 | 44.6 | 99 | 80+ | 4000 | 301
| DM1132502 | Serpens S LED1x4750 H390 T840 OP LO4 SB | non-dimmable, I, IP40, IK05, opal polycarbonate diffuser, slim white aluminium body, basic version | 2137 | 54 | 75 |  | 50000/L80B10 | 3 | 4716 | 47.8 | 99 | 80+ | 4000 | 358.233
| DM1132503 | Serpens S LED1x2700 H391 T840 OP LO1 SB | non-dimmable, I, IP40, IK05, opal polycarbonate diffuser, slim white aluminium body, basic version | 2277 | 54 | 75 |  | 50000/L80B10 | 3 | 2685 | 25.1 | 107 | 80+ | 4000 | 337.593
| DM1132504 | Serpens S LED1x3700 H392 T840 OP LO2 SB | non-dimmable, I, IP40, IK05, opal polycarbonate diffuser, slim white aluminium body, basic version | 2277 | 54 | 75 |  | 50000/L80B10 | 3 | 3659 | 35.5 | 103 | 80+ | 4000 | 337.593
| DM1132505 | Serpens S LED1x5050 H393 T840 OP LO3 SB | non-dimmable, I, IP40, IK05, opal polycarbonate diffuser, slim white aluminium body, basic version | 2277 | 54 | 75 |  | 50000/L80B10 | 3 | 5030 | 50.9 | 99 | 80+ | 4000 | 356.642
| DM1132506 | Serpens S LED1x7550 H394 T840 OP LO4 SB | non-dimmable, I, IP40, IK05, opal polycarbonate diffuser, slim white aluminium body, basic version | 2277 | 54 | 75 |  | 50000/L80B10 | 3 | 7544 | 77.3 | 98 | 80+ | 4000 | 412.929
| DM1132507 | Serpens S LED1x3050 H395 T840 OP LO1 SB | non-dimmable, I, IP40, IK05, opal polycarbonate diffuser, slim white aluminium body, basic version | 2557 | 54 | 75 |  | 50000/L80B10 | 3 | 3021 | 27.3 | 111 | 80+ | 4000 | 412.929
| DM1132508 | Serpens S LED1x4150 H396 T840 OP LO2 SB | non-dimmable, I, IP40, IK05, opal polycarbonate diffuser, slim white aluminium body, basic version | 2557 | 54 | 75 |  | 50000/L80B10 | 3 | 4116 | 39.9 | 103 | 80+ | 4000 | 399.083
| DM1132509 | Serpens S LED1x5700 H397 T840 OP LO3 SB | non-dimmable, I, IP40, IK05, opal polycarbonate diffuser, slim white aluminium body, basic version | 2557 | 54 | 75 |  | 50000/L80B10 | 3 | 5658 | 57.3 | 99 | 80+ | 4000 | 420.626
| DM1132510 | Serpens S LED1x8500 H398 T840 OP LO4 SB | non-dimmable, I, IP40, IK05, opal polycarbonate diffuser, slim white aluminium body, basic version | 2557 | 54 | 75 |  | 50000/L80B10 | 3 | 8488 | 83.2 | 102 | 80+ | 4000 | 471.968
| DM1132511 | Serpens S LED1x3550 H399 T840 OP LO1 SB | non-dimmable, I, IP40, IK05, opal polycarbonate diffuser, slim white aluminium body, basic version | 2977 | 54 | 75 |  | 50000/L80B10 | 3 | 3524 | 31.9 | 110 | 80+ | 4000 | 434.515
| DM1132512 | Serpens S LED1x4850 H400 T840 OP LO2 SB | non-dimmable, I, IP40, IK05, opal polycarbonate diffuser, slim white aluminium body, basic version | 2977 | 54 | 75 |  | 50000/L80B10 | 3 | 4802 | 46 | 104 | 80+ | 4000 | 420.626
| DM1132513 | Serpens S LED1x6650 H401 T840 OP LO3 SB | non-dimmable, I, IP40, IK05, opal polycarbonate diffuser, slim white aluminium body, basic version | 2977 | 54 | 75 |  | 50000/L80B10 | 3 | 6601 | 66.9 | 99 | 80+ | 4000 | 442.427
| DM1132514 | Serpens S LED1x650 H357 T830 DPRZ LT80 LO1 SB | non-dimmable, I, IP40, IK05, UGR≤19, matt micro-prismatic polycarbonate diffuser, slim white aluminium body, basic version | 597 | 54 | 75 |  | 50000/L80B10 | 3 | 592 | 6.8 | 87 | 80+ | 3000 | 123.324
| DM1132515 | Serpens S LED1x850 H358 T830 DPRZ LT80 LO2 SB | non-dimmable, I, IP40, IK05, UGR≤19, matt micro-prismatic polycarbonate diffuser, slim white aluminium body, basic version | 597 | 54 | 75 |  | 50000/L80B10 | 3 | 808 | 9.5 | 85 | 80+ | 3000 | 123.324
| DM1132516 | Serpens S LED1x1200 H359 T830 DPRZ LT80 LO3 SB | non-dimmable, I, IP40, IK05, UGR≤19, matt micro-prismatic polycarbonate diffuser, slim white aluminium body, basic version | 597 | 54 | 75 |  | 50000/L80B10 | 3 | 1110 | 13.8 | 80 | 80+ | 3000 | 134.676
| DM1132517 | Serpens S LED1x1750 H360 T830 DPRZ LT80 LO4 SB | non-dimmable, I, IP40, IK05, UGR≤19, matt micro-prismatic polycarbonate diffuser, slim white aluminium body, basic version | 597 | 54 | 75 |  | 50000/L80B10 | 3 | 1665 | 20 | 83 | 80+ | 3000 | 137.127
| DM1132518 | Serpens S LED1x800 H361 T830 DPRZ LT80 LO1 SB | non-dimmable, I, IP40, IK05, UGR≤19, matt micro-prismatic polycarbonate diffuser, slim white aluminium body, basic version | 737 | 54 | 75 |  | 50000/L80B10 | 3 | 740 | 8.1 | 91 | 80+ | 3000 | 144.867
| DM1132519 | Serpens S LED1x1100 H362 T830 DPRZ LT80 LO2 SB | non-dimmable, I, IP40, IK05, UGR≤19, matt micro-prismatic polycarbonate diffuser, slim white aluminium body, basic version | 737 | 54 | 75 |  | 50000/L80B10 | 3 | 1010 | 11.6 | 87 | 80+ | 3000 | 144.867
| DM1132520 | Serpens S LED1x1500 H363 T830 DPRZ LT80 LO3 SB | non-dimmable, I, IP40, IK05, UGR≤19, matt micro-prismatic polycarbonate diffuser, slim white aluminium body, basic version | 737 | 54 | 75 |  | 50000/L80B10 | 3 | 1388 | 16.8 | 83 | 80+ | 3000 | 156.176
| DM1132521 | Serpens S LED1x2200 H364 T830 DPRZ LT80 LO4 SB | non-dimmable, I, IP40, IK05, UGR≤19, matt micro-prismatic polycarbonate diffuser, slim white aluminium body, basic version | 737 | 54 | 75 |  | 50000/L80B10 | 3 | 2082 | 24.7 | 84 | 80+ | 3000 | 159.659
| DM1132522 | Serpens S LED1x950 H365 T830 DPRZ LT80 LO1 SB | non-dimmable, I, IP40, IK05, UGR≤19, matt micro-prismatic polycarbonate diffuser, slim white aluminium body, basic version | 877 | 54 | 75 |  | 50000/L80B10 | 3 | 931 | 10 | 93 | 80+ | 3000 | 170.968
| DM1132523 | Serpens S LED1x1300 H366 T830 DPRZ LT80 LO2 SB | non-dimmable, I, IP40, IK05, UGR≤19, matt micro-prismatic polycarbonate diffuser, slim white aluminium body, basic version | 877 | 54 | 75 |  | 50000/L80B10 | 3 | 1268 | 14 | 91 | 80+ | 3000 | 170.968
| DM1132524 | Serpens S LED1x1750 H367 T830 DPRZ LT80 LO3 SB | non-dimmable, I, IP40, IK05, UGR≤19, matt micro-prismatic polycarbonate diffuser, slim white aluminium body, basic version | 877 | 54 | 75 |  | 50000/L80B10 | 3 | 1743 | 20.2 | 86 | 80+ | 3000 | 176.171
| DM1132525 | Serpens S LED1x2650 H368 T830 DPRZ LT80 LO4 SB | non-dimmable, I, IP40, IK05, UGR≤19, matt micro-prismatic polycarbonate diffuser, slim white aluminium body, basic version | 877 | 54 | 75 |  | 50000/L80B10 | 3 | 2615 | 29.7 | 88 | 80+ | 3000 | 179.611
| DM1132526 | Serpens S LED1x1100 H369 T830 DPRZ LT80 LO1 SB | non-dimmable, I, IP40, IK05, UGR≤19, matt micro-prismatic polycarbonate diffuser, slim white aluminium body, basic version | 1017 | 54 | 75 |  | 50000/L80B10 | 3 | 1037 | 11.5 | 90 | 80+ | 3000 | 193.457
| DM1132527 | Serpens S LED1x1500 H370 T830 DPRZ LT80 LO2 SB | non-dimmable, I, IP40, IK05, UGR≤19, matt micro-prismatic polycarbonate diffuser, slim white aluminium body, basic version | 1017 | 54 | 75 |  | 50000/L80B10 | 3 | 1413 | 15.9 | 89 | 80+ | 3000 | 193.457
| DM1132528 | Serpens S LED1x2050 H371 T830 DPRZ LT80 LO3 SB | non-dimmable, I, IP40, IK05, UGR≤19, matt micro-prismatic polycarbonate diffuser, slim white aluminium body, basic version | 1017 | 54 | 75 |  | 50000/L80B10 | 3 | 1943 | 23 | 84 | 80+ | 3000 | 198.66
| DM1132529 | Serpens S LED1x1250 H372 T830 DPRZ LT80 LO1 SB | non-dimmable, I, IP40, IK05, UGR≤19, matt micro-prismatic polycarbonate diffuser, slim white aluminium body, basic version | 1157 | 54 | 75 |  | 50000/L80B10 | 3 | 1185 | 13 | 91 | 80+ | 3000 | 197.069
| DM1132530 | Serpens S LED1x1700 H373 T830 DPRZ LT80 LO2 SB | non-dimmable, I, IP40, IK05, UGR≤19, matt micro-prismatic polycarbonate diffuser, slim white aluminium body, basic version | 1157 | 54 | 75 |  | 50000/L80B10 | 3 | 1615 | 17.9 | 90 | 80+ | 3000 | 197.069
| DM1132531 | Serpens S LED1x2350 H374 T830 DPRZ LT80 LO3 SB | non-dimmable, I, IP40, IK05, UGR≤19, matt micro-prismatic polycarbonate diffuser, slim white aluminium body, basic version | 1157 | 54 | 75 |  | 50000/L80B10 | 3 | 2220 | 26.3 | 84 | 80+ | 3000 | 202.315
| DM1132532 | Serpens S LED1x3500 H375 T830 DPRZ LT80 LO4 SB | non-dimmable, I, IP40, IK05, UGR≤19, matt micro-prismatic polycarbonate diffuser, slim white aluminium body, basic version | 1157 | 54 | 75 |  | 50000/L80B10 | 3 | 3331 | 38.2 | 87 | 80+ | 3000 | 224.761
| DM1132533 | Serpens S LED1x1400 H376 T830 DPRZ LT80 LO1 SB | non-dimmable, I, IP40, IK05, UGR≤19, matt micro-prismatic polycarbonate diffuser, slim white aluminium body, basic version | 1297 | 54 | 75 |  | 50000/L80B10 | 3 | 1333 | 14.5 | 92 | 80+ | 3000 | 222.912
| DM1132534 | Serpens S LED1x1950 H377 T830 DPRZ LT80 LO2 SB | non-dimmable, I, IP40, IK05, UGR≤19, matt micro-prismatic polycarbonate diffuser, slim white aluminium body, basic version | 1297 | 54 | 75 |  | 50000/L80B10 | 3 | 1817 | 20.1 | 90 | 80+ | 3000 | 222.912
| DM1132535 | Serpens S LED1x2650 H378 T830 DPRZ LT80 LO3 SB | non-dimmable, I, IP40, IK05, UGR≤19, matt micro-prismatic polycarbonate diffuser, slim white aluminium body, basic version | 1297 | 54 | 75 |  | 50000/L80B10 | 3 | 2498 | 29.6 | 84 | 80+ | 3000 | 229.104
| DM1132536 | Serpens S LED1x1600 H379 T830 DPRZ LT80 LO1 SB | non-dimmable, I, IP40, IK05, UGR≤19, matt micro-prismatic polycarbonate diffuser, slim white aluminium body, basic version | 1437 | 54 | 75 |  | 50000/L80B10 | 3 | 1482 | 16.5 | 90 | 80+ | 3000 | 242.004
| DM1132537 | Serpens S LED1x2150 H380 T830 DPRZ LT80 LO2 SB | non-dimmable, I, IP40, IK05, UGR≤19, matt micro-prismatic polycarbonate diffuser, slim white aluminium body, basic version | 1437 | 54 | 75 |  | 50000/L80B10 | 3 | 2018 | 23 | 88 | 80+ | 3000 | 242.004
| DM1132538 | Serpens S LED1x2950 H381 T830 DPRZ LT80 LO3 SB | non-dimmable, I, IP40, IK05, UGR≤19, matt micro-prismatic polycarbonate diffuser, slim white aluminium body, basic version | 1437 | 54 | 75 |  | 50000/L80B10 | 3 | 2775 | 31.8 | 87 | 80+ | 3000 | 261.053
| DM1132539 | Serpens S LED1x4400 H382 T830 DPRZ LT80 LO4 SB | non-dimmable, I, IP40, IK05, UGR≤19, matt micro-prismatic polycarbonate diffuser, slim white aluminium body, basic version | 1437 | 54 | 75 |  | 50000/L80B10 | 3 | 4163 | 47.8 | 87 | 80+ | 3000 | 267.202
| DM1132540 | Serpens S LED1x1900 H383 T830 DPRZ LT80 LO1 SB | non-dimmable, I, IP40, IK05, UGR≤19, matt micro-prismatic polycarbonate diffuser, slim white aluminium body, basic version | 1717 | 54 | 75 |  | 50000/L80B10 | 3 | 1778 | 19.3 | 92 | 80+ | 3000 | 275.845
| DM1132541 | Serpens S LED1x2550 H384 T830 DPRZ LT80 LO2 SB | non-dimmable, I, IP40, IK05, UGR≤19, matt micro-prismatic polycarbonate diffuser, slim white aluminium body, basic version | 1717 | 54 | 75 |  | 50000/L80B10 | 3 | 2422 | 27.3 | 89 | 80+ | 3000 | 275.845
| DM1132542 | Serpens S LED1x3500 H385 T830 DPRZ LT80 LO3 SB | non-dimmable, I, IP40, IK05, UGR≤19, matt micro-prismatic polycarbonate diffuser, slim white aluminium body, basic version | 1717 | 54 | 75 |  | 50000/L80B10 | 3 | 3330 | 38.2 | 87 | 80+ | 3000 | 294.894
| DM1132543 | Serpens S LED1x5250 H386 T830 DPRZ LT80 LO4 SB | non-dimmable, I, IP40, IK05, UGR≤19, matt micro-prismatic polycarbonate diffuser, slim white aluminium body, basic version | 1717 | 54 | 75 |  | 50000/L80B10 | 3 | 4995 | 57.3 | 87 | 80+ | 3000 | 309.643
| DM1132544 | Serpens S LED1x2200 H387 T830 DPRZ LT80 LO1 SB | non-dimmable, I, IP40, IK05, UGR≤19, matt micro-prismatic polycarbonate diffuser, slim white aluminium body, basic version | 1997 | 54 | 75 |  | 50000/L80B10 | 3 | 2074 | 22.2 | 93 | 80+ | 3000 | 291.497
| DM1132545 | Serpens S LED1x3000 H388 T830 DPRZ LT80 LO2 SB | non-dimmable, I, IP40, IK05, UGR≤19, matt micro-prismatic polycarbonate diffuser, slim white aluminium body, basic version | 1997 | 54 | 75 |  | 50000/L80B10 | 3 | 2826 | 31.4 | 90 | 80+ | 3000 | 291.497
| DM1132546 | Serpens S LED1x4100 H389 T830 DPRZ LT80 LO3 SB | non-dimmable, I, IP40, IK05, UGR≤19, matt micro-prismatic polycarbonate diffuser, slim white aluminium body, basic version | 1997 | 54 | 75 |  | 50000/L80B10 | 3 | 3885 | 44.6 | 87 | 80+ | 3000 | 310.546
| DM1132547 | Serpens S LED1x4400 H390 T830 DPRZ LT80 LO4 SB | non-dimmable, I, IP40, IK05, UGR≤19, matt micro-prismatic polycarbonate diffuser, slim white aluminium body, basic version | 2137 | 54 | 75 |  | 50000/L80B10 | 3 | 4175 | 47.8 | 87 | 80+ | 3000 | 368.639
| DM1132548 | Serpens S LED1x2500 H391 T830 DPRZ LT80 LO1 SB | non-dimmable, I, IP40, IK05, UGR≤19, matt micro-prismatic polycarbonate diffuser, slim white aluminium body, basic version | 2277 | 54 | 75 |  | 50000/L80B10 | 3 | 2370 | 25.1 | 94 | 80+ | 3000 | 349.59
| DM1132549 | Serpens S LED1x3400 H392 T830 DPRZ LT80 LO2 SB | non-dimmable, I, IP40, IK05, UGR≤19, matt micro-prismatic polycarbonate diffuser, slim white aluminium body, basic version | 2277 | 54 | 75 |  | 50000/L80B10 | 3 | 3230 | 35.5 | 91 | 80+ | 3000 | 349.59
| DM1132550 | Serpens S LED1x4650 H393 T830 DPRZ LT80 LO3 SB | non-dimmable, I, IP40, IK05, UGR≤19, matt micro-prismatic polycarbonate diffuser, slim white aluminium body, basic version | 2277 | 54 | 75 |  | 50000/L80B10 | 3 | 4440 | 50.9 | 87 | 80+ | 3000 | 368.639
| DM1132551 | Serpens S LED1x7000 H394 T830 DPRZ LT80 LO4 SB | non-dimmable, I, IP40, IK05, UGR≤19, matt micro-prismatic polycarbonate diffuser, slim white aluminium body, basic version | 2277 | 54 | 75 |  | 50000/L80B10 | 3 | 6660 | 77.3 | 86 | 80+ | 3000 | 424.926
| DM1132552 | Serpens S LED1x2800 H395 T830 DPRZ LT80 LO1 SB | non-dimmable, I, IP40, IK05, UGR≤19, matt micro-prismatic polycarbonate diffuser, slim white aluminium body, basic version | 2557 | 54 | 75 |  | 50000/L80B10 | 3 | 2667 | 27.3 | 98 | 80+ | 3000 | 427.678
| DM1132553 | Serpens S LED1x3850 H396 T830 DPRZ LT80 LO2 SB | non-dimmable, I, IP40, IK05, UGR≤19, matt micro-prismatic polycarbonate diffuser, slim white aluminium body, basic version | 2557 | 54 | 75 |  | 50000/L80B10 | 3 | 3634 | 39.9 | 91 | 80+ | 3000 | 413.875
| DM1132554 | Serpens S LED1x5250 H397 T830 DPRZ LT80 LO3 SB | non-dimmable, I, IP40, IK05, UGR≤19, matt micro-prismatic polycarbonate diffuser, slim white aluminium body, basic version | 2557 | 54 | 75 |  | 50000/L80B10 | 3 | 4995 | 57.3 | 87 | 80+ | 3000 | 436.321
| DM1132555 | Serpens S LED1x7850 H398 T830 DPRZ LT80 LO4 SB | non-dimmable, I, IP40, IK05, UGR≤19, matt micro-prismatic polycarbonate diffuser, slim white aluminium body, basic version | 2557 | 54 | 75 |  | 50000/L80B10 | 3 | 7493 | 83.2 | 90 | 80+ | 3000 | 487.405
| DM1132556 | Serpens S LED1x3300 H399 T830 DPRZ LT80 LO1 SB | non-dimmable, I, IP40, IK05, UGR≤19, matt micro-prismatic polycarbonate diffuser, slim white aluminium body, basic version | 2977 | 54 | 75 |  | 50000/L80B10 | 3 | 3111 | 31.9 | 98 | 80+ | 3000 | 450.167
| DM1132557 | Serpens S LED1x4450 H400 T830 DPRZ LT80 LO2 SB | non-dimmable, I, IP40, IK05, UGR≤19, matt micro-prismatic polycarbonate diffuser, slim white aluminium body, basic version | 2977 | 54 | 75 |  | 50000/L80B10 | 3 | 4239 | 46 | 92 | 80+ | 3000 | 435.375
| DM1132558 | Serpens S LED1x6150 H401 T830 DPRZ LT80 LO3 SB | non-dimmable, I, IP40, IK05, UGR≤19, matt micro-prismatic polycarbonate diffuser, slim white aluminium body, basic version | 2977 | 54 | 75 |  | 50000/L80B10 | 3 | 5828 | 66.9 | 87 | 80+ | 3000 | 457.907
| DM1132559 | Serpens S LED1x650 H357 T840 DPRZ LT80 LO1 SB | non-dimmable, I, IP40, IK05, UGR≤19, matt micro-prismatic polycarbonate diffuser, slim white aluminium body, basic version | 597 | 54 | 75 |  | 50000/L80B10 | 3 | 620 | 6.8 | 91 | 80+ | 4000 | 123.324
| DM1132560 | Serpens S LED1x850 H358 T840 DPRZ LT80 LO2 SB | non-dimmable, I, IP40, IK05, UGR≤19, matt micro-prismatic polycarbonate diffuser, slim white aluminium body, basic version | 597 | 54 | 75 |  | 50000/L80B10 | 3 | 845 | 9.5 | 89 | 80+ | 4000 | 123.324
| DM1132561 | Serpens S LED1x1200 H359 T840 DPRZ LT80 LO3 SB | non-dimmable, I, IP40, IK05, UGR≤19, matt micro-prismatic polycarbonate diffuser, slim white aluminium body, basic version | 597 | 54 | 75 |  | 50000/L80B10 | 3 | 1162 | 13.8 | 84 | 80+ | 4000 | 134.676
| DM1132562 | Serpens S LED1x1750 H360 T840 DPRZ LT80 LO4 SB | non-dimmable, I, IP40, IK05, UGR≤19, matt micro-prismatic polycarbonate diffuser, slim white aluminium body, basic version | 597 | 54 | 75 |  | 50000/L80B10 | 3 | 1743 | 20 | 87 | 80+ | 4000 | 137.127
| DM1132563 | Serpens S LED1x800 H361 T840 DPRZ LT80 LO1 SB | non-dimmable, I, IP40, IK05, UGR≤19, matt micro-prismatic polycarbonate diffuser, slim white aluminium body, basic version | 737 | 54 | 75 |  | 50000/L80B10 | 3 | 775 | 8.1 | 96 | 80+ | 4000 | 144.867
| DM1132564 | Serpens S LED1x1100 H362 T840 DPRZ LT80 LO2 SB | non-dimmable, I, IP40, IK05, UGR≤19, matt micro-prismatic polycarbonate diffuser, slim white aluminium body, basic version | 737 | 54 | 75 |  | 50000/L80B10 | 3 | 1057 | 11.6 | 91 | 80+ | 4000 | 144.867
| DM1132565 | Serpens S LED1x1500 H363 T840 DPRZ LT80 LO3 SB | non-dimmable, I, IP40, IK05, UGR≤19, matt micro-prismatic polycarbonate diffuser, slim white aluminium body, basic version | 737 | 54 | 75 |  | 50000/L80B10 | 3 | 1453 | 16.8 | 86 | 80+ | 4000 | 156.176
| DM1132566 | Serpens S LED1x2200 H364 T840 DPRZ LT80 LO4 SB | non-dimmable, I, IP40, IK05, UGR≤19, matt micro-prismatic polycarbonate diffuser, slim white aluminium body, basic version | 737 | 54 | 75 |  | 50000/L80B10 | 3 | 2179 | 24.7 | 88 | 80+ | 4000 | 159.659
| DM1132567 | Serpens S LED1x950 H365 T840 DPRZ LT80 LO1 SB | non-dimmable, I, IP40, IK05, UGR≤19, matt micro-prismatic polycarbonate diffuser, slim white aluminium body, basic version | 877 | 54 | 75 |  | 50000/L80B10 | 3 | 931 | 10 | 93 | 80+ | 4000 | 170.968
| DM1132568 | Serpens S LED1x1300 H366 T840 DPRZ LT80 LO2 SB | non-dimmable, I, IP40, IK05, UGR≤19, matt micro-prismatic polycarbonate diffuser, slim white aluminium body, basic version | 877 | 54 | 75 |  | 50000/L80B10 | 3 | 1268 | 14 | 91 | 80+ | 4000 | 170.968
| DM1132569 | Serpens S LED1x1750 H367 T840 DPRZ LT80 LO3 SB | non-dimmable, I, IP40, IK05, UGR≤19, matt micro-prismatic polycarbonate diffuser, slim white aluminium body, basic version | 877 | 54 | 75 |  | 50000/L80B10 | 3 | 1743 | 20.2 | 86 | 80+ | 4000 | 176.171
| DM1132570 | Serpens S LED1x2650 H368 T840 DPRZ LT80 LO4 SB | non-dimmable, I, IP40, IK05, UGR≤19, matt micro-prismatic polycarbonate diffuser, slim white aluminium body, basic version | 877 | 54 | 75 |  | 50000/L80B10 | 3 | 2615 | 29.7 | 88 | 80+ | 4000 | 179.611
| DM1132571 | Serpens S LED1x1100 H369 T840 DPRZ LT80 LO1 SB | non-dimmable, I, IP40, IK05, UGR≤19, matt micro-prismatic polycarbonate diffuser, slim white aluminium body, basic version | 1017 | 54 | 75 |  | 50000/L80B10 | 3 | 1086 | 11.5 | 94 | 80+ | 4000 | 193.457
| DM1132572 | Serpens S LED1x1500 H370 T840 DPRZ LT80 LO2 SB | non-dimmable, I, IP40, IK05, UGR≤19, matt micro-prismatic polycarbonate diffuser, slim white aluminium body, basic version | 1017 | 54 | 75 |  | 50000/L80B10 | 3 | 1480 | 15.9 | 93 | 80+ | 4000 | 193.457
| DM1132573 | Serpens S LED1x2050 H371 T840 DPRZ LT80 LO3 SB | non-dimmable, I, IP40, IK05, UGR≤19, matt micro-prismatic polycarbonate diffuser, slim white aluminium body, basic version | 1017 | 54 | 75 |  | 50000/L80B10 | 3 | 2034 | 23 | 88 | 80+ | 4000 | 198.66
| DM1132574 | Serpens S LED1x1250 H372 T840 DPRZ LT80 LO1 SB | non-dimmable, I, IP40, IK05, UGR≤19, matt micro-prismatic polycarbonate diffuser, slim white aluminium body, basic version | 1157 | 54 | 75 |  | 50000/L80B10 | 3 | 1241 | 13 | 95 | 80+ | 4000 | 197.069
| DM1132575 | Serpens S LED1x1700 H373 T840 DPRZ LT80 LO2 SB | non-dimmable, I, IP40, IK05, UGR≤19, matt micro-prismatic polycarbonate diffuser, slim white aluminium body, basic version | 1157 | 54 | 75 |  | 50000/L80B10 | 3 | 1691 | 17.9 | 94 | 80+ | 4000 | 197.069
| DM1132576 | Serpens S LED1x2350 H374 T840 DPRZ LT80 LO3 SB | non-dimmable, I, IP40, IK05, UGR≤19, matt micro-prismatic polycarbonate diffuser, slim white aluminium body, basic version | 1157 | 54 | 75 |  | 50000/L80B10 | 3 | 2324 | 26.3 | 88 | 80+ | 4000 | 202.315
| DM1132577 | Serpens S LED1x3500 H375 T840 DPRZ LT80 LO4 SB | non-dimmable, I, IP40, IK05, UGR≤19, matt micro-prismatic polycarbonate diffuser, slim white aluminium body, basic version | 1157 | 54 | 75 |  | 50000/L80B10 | 3 | 3487 | 38.2 | 91 | 80+ | 4000 | 224.761
| DM1132578 | Serpens S LED1x1400 H376 T840 DPRZ LT80 LO1 SB | non-dimmable, I, IP40, IK05, UGR≤19, matt micro-prismatic polycarbonate diffuser, slim white aluminium body, basic version | 1297 | 54 | 75 |  | 50000/L80B10 | 3 | 1396 | 14.5 | 96 | 80+ | 4000 | 222.912
| DM1132579 | Serpens S LED1x1950 H377 T840 DPRZ LT80 LO2 SB | non-dimmable, I, IP40, IK05, UGR≤19, matt micro-prismatic polycarbonate diffuser, slim white aluminium body, basic version | 1297 | 54 | 75 |  | 50000/L80B10 | 3 | 1902 | 20.1 | 95 | 80+ | 4000 | 222.912
| DM1132580 | Serpens S LED1x2650 H378 T840 DPRZ LT80 LO3 SB | non-dimmable, I, IP40, IK05, UGR≤19, matt micro-prismatic polycarbonate diffuser, slim white aluminium body, basic version | 1297 | 54 | 75 |  | 50000/L80B10 | 3 | 2615 | 29.6 | 88 | 80+ | 4000 | 229.104
| DM1132581 | Serpens S LED1x1600 H379 T840 DPRZ LT80 LO1 SB | non-dimmable, I, IP40, IK05, UGR≤19, matt micro-prismatic polycarbonate diffuser, slim white aluminium body, basic version | 1437 | 54 | 75 |  | 50000/L80B10 | 3 | 1551 | 16.5 | 94 | 80+ | 4000 | 242.004
| DM1132582 | Serpens S LED1x2150 H380 T840 DPRZ LT80 LO2 SB | non-dimmable, I, IP40, IK05, UGR≤19, matt micro-prismatic polycarbonate diffuser, slim white aluminium body, basic version | 1437 | 54 | 75 |  | 50000/L80B10 | 3 | 2114 | 22.9 | 92 | 80+ | 4000 | 242.004
| DM1132583 | Serpens S LED1x2950 H381 T840 DPRZ LT80 LO3 SB | non-dimmable, I, IP40, IK05, UGR≤19, matt micro-prismatic polycarbonate diffuser, slim white aluminium body, basic version | 1437 | 54 | 75 |  | 50000/L80B10 | 3 | 2905 | 31.7 | 92 | 80+ | 4000 | 261.053
| DM1132584 | Serpens S LED1x4400 H382 T840 DPRZ LT80 LO4 SB | non-dimmable, I, IP40, IK05, UGR≤19, matt micro-prismatic polycarbonate diffuser, slim white aluminium body, basic version | 1437 | 54 | 75 |  | 50000/L80B10 | 3 | 4358 | 47.8 | 91 | 80+ | 4000 | 267.202
| DM1132585 | Serpens S LED1x1900 H383 T840 DPRZ LT80 LO1 SB | non-dimmable, I, IP40, IK05, UGR≤19, matt micro-prismatic polycarbonate diffuser, slim white aluminium body, basic version | 1717 | 54 | 75 |  | 50000/L80B10 | 3 | 1861 | 19.3 | 96 | 80+ | 4000 | 275.845
| DM1132586 | Serpens S LED1x2550 H384 T840 DPRZ LT80 LO2 SB | non-dimmable, I, IP40, IK05, UGR≤19, matt micro-prismatic polycarbonate diffuser, slim white aluminium body, basic version | 1717 | 54 | 75 |  | 50000/L80B10 | 3 | 2536 | 27.3 | 93 | 80+ | 4000 | 275.845
| DM1132587 | Serpens S LED1x3500 H385 T840 DPRZ LT80 LO3 SB | non-dimmable, I, IP40, IK05, UGR≤19, matt micro-prismatic polycarbonate diffuser, slim white aluminium body, basic version | 1717 | 54 | 75 |  | 50000/L80B10 | 3 | 3487 | 38.2 | 91 | 80+ | 4000 | 294.894
| DM1132588 | Serpens S LED1x5250 H386 T840 DPRZ LT80 LO4 SB | non-dimmable, I, IP40, IK05, UGR≤19, matt micro-prismatic polycarbonate diffuser, slim white aluminium body, basic version | 1717 | 54 | 75 |  | 50000/L80B10 | 3 | 5230 | 57.3 | 91 | 80+ | 4000 | 309.643
| DM1132589 | Serpens S LED1x2200 H387 T840 DPRZ LT80 LO1 SB | non-dimmable, I, IP40, IK05, UGR≤19, matt micro-prismatic polycarbonate diffuser, slim white aluminium body, basic version | 1997 | 54 | 75 |  | 50000/L80B10 | 3 | 2172 | 22.2 | 98 | 80+ | 4000 | 291.497
| DM1132590 | Serpens S LED1x3000 H388 T840 DPRZ LT80 LO2 SB | non-dimmable, I, IP40, IK05, UGR≤19, matt micro-prismatic polycarbonate diffuser, slim white aluminium body, basic version | 1997 | 54 | 75 |  | 50000/L80B10 | 3 | 2959 | 31.4 | 94 | 80+ | 4000 | 291.497
| DM1132591 | Serpens S LED1x4100 H389 T840 DPRZ LT80 LO3 SB | non-dimmable, I, IP40, IK05, UGR≤19, matt micro-prismatic polycarbonate diffuser, slim white aluminium body, basic version | 1997 | 54 | 75 |  | 50000/L80B10 | 3 | 4067 | 44.6 | 91 | 80+ | 4000 | 310.546
| DM1132592 | Serpens S LED1x4400 H390 T840 DPRZ LT80 LO4 SB | non-dimmable, I, IP40, IK05, UGR≤19, matt micro-prismatic polycarbonate diffuser, slim white aluminium body, basic version | 2137 | 54 | 75 |  | 50000/L80B10 | 3 | 4358 | 47.8 | 91 | 80+ | 4000 | 368.639
| DM1132593 | Serpens S LED1x2500 H391 T840 DPRZ LT80 LO1 SB | non-dimmable, I, IP40, IK05, UGR≤19, matt micro-prismatic polycarbonate diffuser, slim white aluminium body, basic version | 2277 | 54 | 75 |  | 50000/L80B10 | 3 | 2481 | 25.1 | 99 | 80+ | 4000 | 349.59
| DM1132594 | Serpens S LED1x3400 H392 T840 DPRZ LT80 LO2 SB | non-dimmable, I, IP40, IK05, UGR≤19, matt micro-prismatic polycarbonate diffuser, slim white aluminium body, basic version | 2277 | 54 | 75 |  | 50000/L80B10 | 3 | 3382 | 35.5 | 95 | 80+ | 4000 | 349.59
| DM1132595 | Serpens S LED1x4650 H393 T840 DPRZ LT80 LO3 SB | non-dimmable, I, IP40, IK05, UGR≤19, matt micro-prismatic polycarbonate diffuser, slim white aluminium body, basic version | 2277 | 54 | 75 |  | 50000/L80B10 | 3 | 4649 | 50.9 | 91 | 80+ | 4000 | 368.639
| DM1132596 | Serpens S LED1x7000 H394 T840 DPRZ LT80 LO4 SB | non-dimmable, I, IP40, IK05, UGR≤19, matt micro-prismatic polycarbonate diffuser, slim white aluminium body, basic version | 2277 | 54 | 75 |  | 50000/L80B10 | 3 | 6973 | 77.3 | 90 | 80+ | 4000 | 424.926
| DM1132597 | Serpens S LED1x2800 H395 T840 DPRZ LT80 LO1 SB | non-dimmable, I, IP40, IK05, UGR≤19, matt micro-prismatic polycarbonate diffuser, slim white aluminium body, basic version | 2557 | 54 | 75 |  | 50000/L80B10 | 3 | 2792 | 27.3 | 102 | 80+ | 4000 | 427.678
| DM1132598 | Serpens S LED1x3850 H396 T840 DPRZ LT80 LO2 SB | non-dimmable, I, IP40, IK05, UGR≤19, matt micro-prismatic polycarbonate diffuser, slim white aluminium body, basic version | 2557 | 54 | 75 |  | 50000/L80B10 | 3 | 3805 | 39.9 | 95 | 80+ | 4000 | 413.875
| DM1132599 | Serpens S LED1x5250 H397 T840 DPRZ LT80 LO3 SB | non-dimmable, I, IP40, IK05, UGR≤19, matt micro-prismatic polycarbonate diffuser, slim white aluminium body, basic version | 2557 | 54 | 75 |  | 50000/L80B10 | 3 | 5230 | 57.3 | 91 | 80+ | 4000 | 436.321
| DM1132600 | Serpens S LED1x7850 H398 T840 DPRZ LT80 LO4 SB | non-dimmable, I, IP40, IK05, UGR≤19, matt micro-prismatic polycarbonate diffuser, slim white aluminium body, basic version | 2557 | 54 | 75 |  | 50000/L80B10 | 3 | 7845 | 83.2 | 94 | 80+ | 4000 | 487.405
| DM1132601 | Serpens S LED1x3300 H399 T840 DPRZ LT80 LO1 SB | non-dimmable, I, IP40, IK05, UGR≤19, matt micro-prismatic polycarbonate diffuser, slim white aluminium body, basic version | 2977 | 54 | 75 |  | 50000/L80B10 | 3 | 3257 | 31.9 | 102 | 80+ | 4000 | 450.167
| DM1132602 | Serpens S LED1x4450 H400 T840 DPRZ LT80 LO2 SB | non-dimmable, I, IP40, IK05, UGR≤19, matt micro-prismatic polycarbonate diffuser, slim white aluminium body, basic version | 2977 | 54 | 75 |  | 50000/L80B10 | 3 | 4438 | 46 | 96 | 80+ | 4000 | 435.375
| DM1132603 | Serpens S LED1x6150 H401 T840 DPRZ LT80 LO3 SB | non-dimmable, I, IP40, IK05, UGR≤19, matt micro-prismatic polycarbonate diffuser, slim white aluminium body, basic version | 2977 | 54 | 75 |  | 50000/L80B10 | 3 | 6101 | 66.9 | 91 | 80+ | 4000 | 457.907
Available options:
|  | DALI | Driver with DALI interface and switch-control dimming | [11 empty] | 55
*note - DALI option is not applicable for models: K260; K264; H394; H398
*note - for DALI LIN option wires are 2x0.5mm2
|  | EAIRB-M | Master luminaire with integrated smart sensor and driver with wireless communication and grouping possibilities for lighting control | [11 empty] | 180.3861
*note - ingress protection IP20
*note - For option EAIRB luminaire housing is 65mm longer
*note - the EAIRB sensor are positioned in the end of the luminaire for lengths up to 1800mm, and in the middle of the luminaire for lengths over 1800mm
|  | EAIRB-S | Slave luminaire with integrated EAIRB type driver for lighting control | [11 empty] | 84.9483
*note - max system size 1x EAIRB-M + 3x EAIRB-S
*note - max wire lenght from EAIRB-M to last EAIRB-S - 11 meters
*note - EAIRB option is not applicable for models: K223...K228; K231; K235; K238; K242; K264; H357...H362; H365; H369; H372; H376; H398
|  | BLT | Integrated wireless control unit and driver for lighting control via mobile device (via Bluetooth) | [11 empty] | 321.5448
|  | PULL | Pull switch device, on/off | [11 empty] | 24.338
|  | PULLDIM | [12 empty] | 125.818
|  | MW | Integrated microwave (MW) motion sensor with on-off control | [11 empty] | 40
*note - For option MW luminaire housing is 72 mm longer
|  | PIR (HC038 + HIR18)) | Integrated PIR sensor with on-off control | [11 empty] | 103.544
|  | PIR BLT DALI | Integrated wireless PIR sensor with CASAMBI app control and DALI driver. Requires DALI power supply in the system | [11 empty] | 247.465
*note - For PIR options luminaire housing is 72 mm longer
|  | EM3 | Emergency version 3 hours | [11 empty] | 90
|  | EM3A | Emergency version equipped with an autonomous testing system, 3 hours | [11 empty] | 162.798
|  | EM3D | Emergency version 3 hours with DALI interface | [11 empty] | 268.578
*note - EM options applicable for models longer than 1000mm
|  | 5TB | 5-pole terminal block in middle of luminaire for easy through wiring | [11 empty] | 7.783
*note - 5TB terminal block included as standard
|  | 1LIN | Through wiring single phase d=1.5 mm² with two push-in terminal blocks (for luminaire lengths up to 1700mm) | [11 empty] | 8.643
|  | 2LIN | Through wiring two phases d=1.5 mm² with two push-in terminal blocks (for luminaire lengths up to 1700mm) | [11 empty] | 10.234
|  | 3LIN | Through wiring three phases d=1.5 mm² with two push-in terminal blocks (for luminaire lengths up to 1700mm) | [11 empty] | 11.868
|  | 1LIN | Through wiring single phase d=1.5 mm² with two push-in terminal blocks(for luminaire lengths 1701-3000mm) | [11 empty] | 11.868
|  | 2LIN | Through wiring two phases d=1.5 mm² with two push-in terminal blocks (for luminaire lengths 1701-3000mm) | [11 empty] | 17.071
|  | 3LIN | Through wiring three phases d=1.5 mm² with two push-in terminal blocks (for luminaire lengths 1701-3000mm) | [11 empty] | 20.253
*note - LIN options applicable for models longer than 800mm, for shorter models 5TB option
|  | 2G | Strain relief for power supply cable, 2pcs | [11 empty] | 1.849
|  | SB | Support brackets for installation into a plasterboard ceiling
*note SB option included
|  | CBF3-2.0m clear | Cable 3x0.75mm² for suspended luminaire up to 2.0 meters, transparent | [11 empty] | 17.286
|  | CBF5-2.0m clear | Cable 5x0.75mm² for suspended luminaire up to 2.0 meters, transparent | [11 empty] | 21.629
|  | L | for in-line connection end/first luminaire (lengths: 579/ 859/ 1139/ 1419/ 1699mm) | [11 empty] | 24.553
|  | LL | for in-line connection intermediate luminaire (lengths: 563/ 843/ 1123/ 1403/ 1683mm) | [11 empty] | 24.553
|  | L | for in-line connection end/first luminaire (lengths: 1979/ 2259/ 2539/ 2959 mm) | [11 empty] | 32.035
|  | LL | for in-line connection intermediate luminaire (lengths: 1963/ 2243/ 2523/ 2943 mm) | [11 empty] | 32.035
*note - for L and LL models joint kit and 1LIN option included (5TB option for lengths up to 800mm)
|  | IP44 | IP44 protection degree (not applicable for L and LL type luminaires) | [11 empty] | 25.456
*note - IP44 option not applicable for L and LL models
|  | OP LT80 | Opal diffuser with high light transmittance
|  | RAL (price/m, QNT. >10) | RAL colour, standard list | [11 empty] | 35.432
|  | RAL (price/m, QNT. ≤10) | RAL colour, standard list | [11 empty] | 106.253
|  | T830 | Colour temperature 3000K, CRI 80+
|  | T840 | Colour temperature 4000K, CRI 80+
Available accessories:
| DM9041531 | Panel removal tool Decor S / Serpens S | A pair of Serpens S / Decor S panel removal tools for neat panel removal during installation | [11 empty] | 4.343
| DM1132604 | Serpens LED1x900 K268 T830 OP LO1 SB | non-dimmable, I, IP40, IK05, opal polycarbonate diffuser, white aluminium body | 592 | 77 | 68 |  | 100000/L80B10 | 3 | 827 | 6.8 | 122 | 80+ | 3000 | 134.891
| DM1132605 | Serpens LED1x1200 K269 T830 OP LO2 SB | non-dimmable, I, IP40, IK05, opal polycarbonate diffuser, white aluminium body | 592 | 77 | 68 |  | 100000/L80B10 | 3 | 1140 | 9.5 | 120 | 80+ | 3000 | 134.891
| DM1132606 | Serpens LED1x1700 K270 T830 OP LO3 SB | non-dimmable, I, IP40, IK05, opal polycarbonate diffuser, white aluminium body | 592 | 77 | 68 |  | 100000/L80B10 | 3 | 1593 | 13.8 | 115 | 80+ | 3000 | 146.243
| DM1132607 | Serpens LED1x2500 K271 T830 OP LO4 SB | non-dimmable, I, IP40, IK05, opal polycarbonate diffuser, white aluminium body | 592 | 77 | 68 |  | 100000/L80B10 | 3 | 2390 | 19.9 | 120 | 80+ | 3000 | 148.909
| DM1132608 | Serpens LED1x1100 K272 T830 OP LO1 SB | non-dimmable, I, IP40, IK05, opal polycarbonate diffuser, white aluminium body | 732 | 77 | 68 |  | 100000/L80B10 | 3 | 1034 | 8.2 | 126 | 80+ | 3000 | 159.358
| DM1132609 | Serpens LED1x1500 K273 T830 OP LO2 SB | non-dimmable, I, IP40, IK05, opal polycarbonate diffuser, white aluminium body | 732 | 77 | 68 |  | 100000/L80B10 | 3 | 1425 | 11.6 | 123 | 80+ | 3000 | 159.358
| DM1132610 | Serpens LED1x2100 K274 T830 OP LO3 SB | non-dimmable, I, IP40, IK05, opal polycarbonate diffuser, white aluminium body | 732 | 77 | 68 |  | 100000/L80B10 | 3 | 1991 | 16.8 | 119 | 80+ | 3000 | 171.441
| DM1132611 | Serpens LED1x3150 K275 T830 OP LO4 SB | non-dimmable, I, IP40, IK05, opal polycarbonate diffuser, white aluminium body | 732 | 77 | 68 |  | 100000/L80B10 | 3 | 2987 | 24.6 | 121 | 80+ | 3000 | 175.053
| DM1132612 | Serpens LED1x1300 K276 T830 OP LO1 SB | non-dimmable, I, IP40, IK05, opal polycarbonate diffuser, white aluminium body | 872 | 77 | 68 |  | 100000/L80B10 | 3 | 1241 | 10.1 | 123 | 80+ | 3000 | 187.05
| DM1132613 | Serpens LED1x1800 K277 T830 OP LO2 SB | non-dimmable, I, IP40, IK05, opal polycarbonate diffuser, white aluminium body | 872 | 77 | 68 |  | 100000/L80B10 | 3 | 1709 | 14 | 122 | 80+ | 3000 | 187.05
| DM1132614 | Serpens LED1x2500 K278 T830 OP LO3 SB | non-dimmable, I, IP40, IK05, opal polycarbonate diffuser, white aluminium body | 872 | 77 | 68 |  | 100000/L80B10 | 3 | 2390 | 20.2 | 118 | 80+ | 3000 | 192.339
| DM1132615 | Serpens LED1x3750 K279 T830 OP LO4 SB | non-dimmable, I, IP40, IK05, opal polycarbonate diffuser, white aluminium body | 872 | 77 | 68 |  | 100000/L80B10 | 3 | 3584 | 29.5 | 121 | 80+ | 3000 | 195.951
| DM1132616 | Serpens LED1x1550 K280 T830 OP LO1 SB | non-dimmable, I, IP40, IK05, opal polycarbonate diffuser, white aluminium body | 1012 | 77 | 68 |  | 100000/L80B10 | 3 | 1448 | 11.6 | 125 | 80+ | 3000 | 205.497
| DM1132617 | Serpens LED1x2100 K281 T830 OP LO2 SB | non-dimmable, I, IP40, IK05, opal polycarbonate diffuser, white aluminium body | 1012 | 77 | 68 |  | 100000/L80B10 | 3 | 1994 | 15.9 | 125 | 80+ | 3000 | 205.497
| DM1132618 | Serpens LED1x2950 K282 T830 OP LO3 SB | non-dimmable, I, IP40, IK05, opal polycarbonate diffuser, white aluminium body | 1012 | 77 | 68 |  | 100000/L80B10 | 3 | 2788 | 23 | 121 | 80+ | 3000 | 210.657
| DM1132619 | Serpens LED1x1750 K283 T830 OP LO1 SB | non-dimmable, I, IP40, IK05, opal polycarbonate diffuser, white aluminium body | 1152 | 77 | 68 |  | 100000/L80B10 | 3 | 1655 | 13.1 | 126 | 80+ | 3000 | 207.948
| DM1132620 | Serpens LED1x2400 K284 T830 OP LO2 SB | non-dimmable, I, IP40, IK05, opal polycarbonate diffuser, white aluminium body | 1152 | 77 | 68 |  | 100000/L80B10 | 3 | 2279 | 18 | 127 | 80+ | 3000 | 207.948
| DM1132621 | Serpens LED1x3350 K285 T830 OP LO3 SB | non-dimmable, I, IP40, IK05, opal polycarbonate diffuser, white aluminium body | 1152 | 77 | 68 |  | 100000/L80B10 | 3 | 3186 | 26.3 | 121 | 80+ | 3000 | 213.194
| DM1132622 | Serpens LED1x5000 K286 T830 OP LO4 SB | non-dimmable, I, IP40, IK05, opal polycarbonate diffuser, white aluminium body | 1152 | 77 | 68 |  | 100000/L80B10 | 3 | 4779 | 38.1 | 125 | 80+ | 3000 | 238.392
| DM1132623 | Serpens LED1x1950 K287 T830 OP LO1 SB | non-dimmable, I, IP40, IK05, opal polycarbonate diffuser, white aluminium body | 1292 | 77 | 68 |  | 100000/L80B10 | 3 | 1862 | 14.5 | 128 | 80+ | 3000 | 236.801
| DM1132624 | Serpens LED1x2700 K288 T830 OP LO2 SB | non-dimmable, I, IP40, IK05, opal polycarbonate diffuser, white aluminium body | 1292 | 77 | 68 |  | 100000/L80B10 | 3 | 2564 | 20.2 | 127 | 80+ | 3000 | 236.801
| DM1132625 | Serpens LED1x3750 K289 T830 OP LO3 SB | non-dimmable, I, IP40, IK05, opal polycarbonate diffuser, white aluminium body | 1292 | 77 | 68 |  | 100000/L80B10 | 3 | 3584 | 29.6 | 121 | 80+ | 3000 | 242.004
| DM1132626 | Serpens LED1x2200 K290 T830 OP LO1 SB | non-dimmable, I, IP40, IK05, opal polycarbonate diffuser, white aluminium body | 1432 | 77 | 68 |  | 100000/L80B10 | 3 | 2069 | 16.6 | 125 | 80+ | 3000 | 256.753
| DM1132627 | Serpens LED1x3000 K291 T830 OP LO2 SB | non-dimmable, I, IP40, IK05, opal polycarbonate diffuser, white aluminium body | 1432 | 77 | 68 |  | 100000/L80B10 | 3 | 2849 | 23 | 124 | 80+ | 3000 | 256.753
| DM1132628 | Serpens LED1x4200 K292 T830 OP LO3 SB | non-dimmable, I, IP40, IK05, opal polycarbonate diffuser, white aluminium body | 1432 | 77 | 68 |  | 100000/L80B10 | 3 | 3983 | 31.7 | 126 | 80+ | 3000 | 275.845
| DM1132629 | Serpens LED1x6250 K293 T830 OP LO4 SB | non-dimmable, I, IP40, IK05, opal polycarbonate diffuser, white aluminium body | 1432 | 77 | 68 |  | 100000/L80B10 | 3 | 5974 | 47.6 | 126 | 80+ | 3000 | 283.8
| DM1132630 | Serpens LED1x2600 K294 T830 OP LO1 SB | non-dimmable, I, IP40, IK05, opal polycarbonate diffuser, white aluminium body | 1712 | 77 | 68 |  | 100000/L80B10 | 3 | 2482 | 19.4 | 128 | 80+ | 3000 | 295.84
| DM1132631 | Serpens LED1x3600 K295 T830 OP LO2 SB | non-dimmable, I, IP40, IK05, opal polycarbonate diffuser, white aluminium body | 1712 | 77 | 68 |  | 100000/L80B10 | 3 | 3419 | 27.3 | 125 | 80+ | 3000 | 295.84
| DM1132632 | Serpens LED1x5000 K296 T830 OP LO3 SB | non-dimmable, I, IP40, IK05, opal polycarbonate diffuser, white aluminium body | 1712 | 77 | 68 |  | 100000/L80B10 | 3 | 4779 | 38.1 | 125 | 80+ | 3000 | 315.104
| DM1132633 | Serpens LED1x7500 K297 T830 OP LO4 SB | non-dimmable, I, IP40, IK05, opal polycarbonate diffuser, white aluminium body | 1712 | 77 | 68 |  | 100000/L80B10 | 3 | 7169 | 57.1 | 126 | 80+ | 3000 | 330.799
| DM1132634 | Serpens LED1x3050 K298 T830 OP LO1 SB | non-dimmable, I, IP40, IK05, opal polycarbonate diffuser, white aluminium body | 1992 | 77 | 68 |  | 100000/L80B10 | 3 | 2896 | 22.4 | 129 | 80+ | 3000 | 307.192
| DM1132635 | Serpens LED1x4200 K299 T830 OP LO2 SB | non-dimmable, I, IP40, IK05, opal polycarbonate diffuser, white aluminium body | 1992 | 77 | 68 |  | 100000/L80B10 | 3 | 3989 | 31.5 | 127 | 80+ | 3000 | 307.192
| DM1132636 | Serpens LED1x5850 K300 T830 OP LO3 SB | non-dimmable, I, IP40, IK05, opal polycarbonate diffuser, white aluminium body | 1992 | 77 | 68 |  | 100000/L80B10 | 3 | 5576 | 44.4 | 126 | 80+ | 3000 | 326.198
| DM1132637 | Serpens LED1x8750 K301 T830 OP LO4 SB | non-dimmable, I, IP40, IK05, opal polycarbonate diffuser, white aluminium body | 2132 | 77 | 68 |  | 100000/L80B10 | 3 | 8961 | 71.3 | 126 | 80+ | 3000 | 387.946
| DM1132638 | Serpens LED1x3500 K302 T830 OP LO1 SB | non-dimmable, I, IP40, IK05, opal polycarbonate diffuser, white aluminium body | 2272 | 77 | 68 |  | 100000/L80B10 | 3 | 3310 | 25.3 | 131 | 80+ | 3000 | 365.5
| DM1132639 | Serpens LED1x4800 K303 T830 OP LO2 SB | non-dimmable, I, IP40, IK05, opal polycarbonate diffuser, white aluminium body | 2272 | 77 | 68 |  | 100000/L80B10 | 3 | 4558 | 35.5 | 128 | 80+ | 3000 | 365.5
| DM1132640 | Serpens LED1x6650 K304 T830 OP LO3 SB | non-dimmable, I, IP40, IK05, opal polycarbonate diffuser, white aluminium body | 2272 | 77 | 68 |  | 100000/L80B10 | 3 | 6372 | 50.8 | 125 | 80+ | 3000 | 384.549
| DM1132641 | Serpens LED1x10000 K305 T830 OP LO4 SB | non-dimmable, I, IP40, IK05, opal polycarbonate diffuser, white aluminium body | 2272 | 77 | 68 |  | 100000/L80B10 | 3 | 9558 | 77 | 124 | 80+ | 3000 | 445.394
| DM1132642 | Serpens LED1x3900 K306 T830 OP LO1 SB | non-dimmable, I, IP40, IK05, opal polycarbonate diffuser, white aluminium body | 2552 | 77 | 68 |  | 100000/L80B10 | 3 | 3723 | 27.5 | 135 | 80+ | 3000 | 460.143
| DM1132643 | Serpens LED1x5350 K307 T830 OP LO2 SB | non-dimmable, I, IP40, IK05, opal polycarbonate diffuser, white aluminium body | 2552 | 77 | 68 |  | 100000/L80B10 | 3 | 5128 | 40 | 128 | 80+ | 3000 | 445.394
| DM1132644 | Serpens LED1x7500 K308 T830 OP LO3 SB | non-dimmable, I, IP40, IK05, opal polycarbonate diffuser, white aluminium body | 2552 | 77 | 68 |  | 100000/L80B10 | 3 | 7169 | 57.1 | 126 | 80+ | 3000 | 468.098
| DM1132645 | Serpens LED1x11250 K309 T830 OP LO4 SB | non-dimmable, I, IP40, IK05, opal polycarbonate diffuser, white aluminium body | 2552 | 77 | 68 |  | 100000/L80B10 | 3 | 10753 | 82.9 | 130 | 80+ | 3000 | 520.3
| DM1132646 | Serpens LED1x4550 K310 T830 OP LO1 SB | non-dimmable, I, IP40, IK05, opal polycarbonate diffuser, white aluminium body | 2972 | 77 | 68 |  | 100000/L80B10 | 3 | 4344 | 32 | 136 | 80+ | 3000 | 473.301
| DM1132647 | Serpens LED1x6250 K311 T830 OP LO2 SB | non-dimmable, I, IP40, IK05, opal polycarbonate diffuser, white aluminium body | 2972 | 77 | 68 |  | 100000/L80B10 | 3 | 5983 | 46.1 | 130 | 80+ | 3000 | 459.455
| DM1132648 | Serpens LED1x8750 K312 T830 OP LO3 SB | non-dimmable, I, IP40, IK05, opal polycarbonate diffuser, white aluminium body | 2972 | 77 | 68 |  | 100000/L80B10 | 3 | 8363 | 66.7 | 125 | 80+ | 3000 | 481.041
| DM1132649 | Serpens LED1x900 K268 T840 OP LO1 SB | non-dimmable, I, IP40, IK05, opal polycarbonate diffuser, white aluminium body | 592 | 77 | 68 |  | 100000/L80B10 | 3 | 863 | 6.8 | 127 | 80+ | 4000 | 134.891
| DM1132650 | Serpens LED1x1200 K269 T840 OP LO2 SB | non-dimmable, I, IP40, IK05, opal polycarbonate diffuser, white aluminium body | 592 | 77 | 68 |  | 100000/L80B10 | 3 | 1189 | 9.5 | 125 | 80+ | 4000 | 134.891
| DM1132651 | Serpens LED1x1700 K270 T840 OP LO3 SB | non-dimmable, I, IP40, IK05, opal polycarbonate diffuser, white aluminium body | 592 | 77 | 68 |  | 100000/L80B10 | 3 | 1662 | 13.8 | 120 | 80+ | 4000 | 146.243
| DM1132652 | Serpens LED1x2500 K271 T840 OP LO4 SB | non-dimmable, I, IP40, IK05, opal polycarbonate diffuser, white aluminium body | 592 | 77 | 68 |  | 100000/L80B10 | 3 | 2493 | 19.9 | 125 | 80+ | 4000 | 148.909
| DM1132653 | Serpens LED1x1100 K272 T840 OP LO1 SB | non-dimmable, I, IP40, IK05, opal polycarbonate diffuser, white aluminium body | 732 | 77 | 68 |  | 100000/L80B10 | 3 | 1079 | 8.2 | 132 | 80+ | 4000 | 159.358
| DM1132654 | Serpens LED1x1500 K273 T840 OP LO2 SB | non-dimmable, I, IP40, IK05, opal polycarbonate diffuser, white aluminium body | 732 | 77 | 68 |  | 100000/L80B10 | 3 | 1486 | 11.6 | 128 | 80+ | 4000 | 159.358
| DM1132655 | Serpens LED1x2100 K274 T840 OP LO3 SB | non-dimmable, I, IP40, IK05, opal polycarbonate diffuser, white aluminium body | 732 | 77 | 68 |  | 100000/L80B10 | 3 | 2077 | 16.8 | 124 | 80+ | 4000 | 171.441
| DM1132656 | Serpens LED1x3150 K275 T840 OP LO4 SB | non-dimmable, I, IP40, IK05, opal polycarbonate diffuser, white aluminium body | 732 | 77 | 68 |  | 100000/L80B10 | 3 | 3116 | 24.6 | 127 | 80+ | 4000 | 175.053
| DM1132657 | Serpens LED1x1300 K276 T840 OP LO1 SB | non-dimmable, I, IP40, IK05, opal polycarbonate diffuser, white aluminium body | 872 | 77 | 68 |  | 100000/L80B10 | 3 | 1295 | 10.1 | 128 | 80+ | 4000 | 187.05
| DM1132658 | Serpens LED1x1800 K277 T840 OP LO2 SB | non-dimmable, I, IP40, IK05, opal polycarbonate diffuser, white aluminium body | 872 | 77 | 68 |  | 100000/L80B10 | 3 | 1783 | 14 | 127 | 80+ | 4000 | 187.05
| DM1132659 | Serpens LED1x2500 K278 T840 OP LO3 SB | non-dimmable, I, IP40, IK05, opal polycarbonate diffuser, white aluminium body | 872 | 77 | 68 |  | 100000/L80B10 | 3 | 2493 | 20.2 | 123 | 80+ | 4000 | 192.339
| DM1132660 | Serpens LED1x3750 K279 T840 OP LO4 SB | non-dimmable, I, IP40, IK05, opal polycarbonate diffuser, white aluminium body | 872 | 77 | 68 |  | 100000/L80B10 | 3 | 3739 | 29.5 | 127 | 80+ | 4000 | 195.951
| DM1132661 | Serpens LED1x1550 K280 T840 OP LO1 SB | non-dimmable, I, IP40, IK05, opal polycarbonate diffuser, white aluminium body | 1012 | 77 | 68 |  | 100000/L80B10 | 3 | 1510 | 11.6 | 130 | 80+ | 4000 | 205.497
| DM1132662 | Serpens LED1x2100 K281 T840 OP LO2 SB | non-dimmable, I, IP40, IK05, opal polycarbonate diffuser, white aluminium body | 1012 | 77 | 68 |  | 100000/L80B10 | 3 | 2080 | 15.9 | 131 | 80+ | 4000 | 205.497
| DM1132663 | Serpens LED1x2950 K282 T840 OP LO3 SB | non-dimmable, I, IP40, IK05, opal polycarbonate diffuser, white aluminium body | 1012 | 77 | 68 |  | 100000/L80B10 | 3 | 2908 | 23 | 126 | 80+ | 4000 | 210.657
| DM1132664 | Serpens LED1x1750 K283 T840 OP LO1 SB | non-dimmable, I, IP40, IK05, opal polycarbonate diffuser, white aluminium body | 1152 | 77 | 68 |  | 100000/L80B10 | 3 | 1726 | 13.1 | 132 | 80+ | 4000 | 207.948
| DM1132665 | Serpens LED1x2400 K284 T840 OP LO2 SB | non-dimmable, I, IP40, IK05, opal polycarbonate diffuser, white aluminium body | 1152 | 77 | 68 |  | 100000/L80B10 | 3 | 2378 | 18 | 132 | 80+ | 4000 | 207.948
| DM1132666 | Serpens LED1x3350 K285 T840 OP LO3 SB | non-dimmable, I, IP40, IK05, opal polycarbonate diffuser, white aluminium body | 1152 | 77 | 68 |  | 100000/L80B10 | 3 | 3323 | 26.3 | 126 | 80+ | 4000 | 213.194
| DM1132667 | Serpens LED1x5000 K286 T840 OP LO4 SB | non-dimmable, I, IP40, IK05, opal polycarbonate diffuser, white aluminium body | 1152 | 77 | 68 |  | 100000/L80B10 | 3 | 4985 | 38.1 | 131 | 80+ | 4000 | 238.392
| DM1132668 | Serpens LED1x1950 K287 T840 OP LO1 SB | non-dimmable, I, IP40, IK05, opal polycarbonate diffuser, white aluminium body | 1292 | 77 | 68 |  | 100000/L80B10 | 3 | 1942 | 14.5 | 134 | 80+ | 4000 | 236.801
| DM1132669 | Serpens LED1x2700 K288 T840 OP LO2 SB | non-dimmable, I, IP40, IK05, opal polycarbonate diffuser, white aluminium body | 1292 | 77 | 68 |  | 100000/L80B10 | 3 | 2675 | 20.2 | 132 | 80+ | 4000 | 236.801
| DM1132670 | Serpens LED1x3750 K289 T840 OP LO3 SB | non-dimmable, I, IP40, IK05, opal polycarbonate diffuser, white aluminium body | 1292 | 77 | 68 |  | 100000/L80B10 | 3 | 3739 | 29.6 | 126 | 80+ | 4000 | 242.004
| DM1132671 | Serpens LED1x2200 K290 T840 OP LO1 SB | non-dimmable, I, IP40, IK05, opal polycarbonate diffuser, white aluminium body | 1432 | 77 | 68 |  | 100000/L80B10 | 3 | 2158 | 16.6 | 130 | 80+ | 4000 | 256.753
| DM1132672 | Serpens LED1x3000 K291 T840 OP LO2 SB | non-dimmable, I, IP40, IK05, opal polycarbonate diffuser, white aluminium body | 1432 | 77 | 68 |  | 100000/L80B10 | 3 | 2972 | 23 | 129 | 80+ | 4000 | 256.753
| DM1132673 | Serpens LED1x4200 K292 T840 OP LO3 SB | non-dimmable, I, IP40, IK05, opal polycarbonate diffuser, white aluminium body | 1432 | 77 | 68 |  | 100000/L80B10 | 3 | 4154 | 31.7 | 131 | 80+ | 4000 | 275.845
| DM1132674 | Serpens LED1x6250 K293 T840 OP LO4 SB | non-dimmable, I, IP40, IK05, opal polycarbonate diffuser, white aluminium body | 1432 | 77 | 68 |  | 100000/L80B10 | 3 | 6231 | 47.6 | 131 | 80+ | 4000 | 283.8
| DM1132675 | Serpens LED1x2600 K294 T840 OP LO1 SB | non-dimmable, I, IP40, IK05, opal polycarbonate diffuser, white aluminium body | 1712 | 77 | 68 |  | 100000/L80B10 | 3 | 2589 | 19.4 | 133 | 80+ | 4000 | 295.84
| DM1132676 | Serpens LED1x3600 K295 T840 OP LO2 SB | non-dimmable, I, IP40, IK05, opal polycarbonate diffuser, white aluminium body | 1712 | 77 | 68 |  | 100000/L80B10 | 3 | 3566 | 27.3 | 131 | 80+ | 4000 | 295.84
| DM1132677 | Serpens LED1x5000 K296 T840 OP LO3 SB | non-dimmable, I, IP40, IK05, opal polycarbonate diffuser, white aluminium body | 1712 | 77 | 68 |  | 100000/L80B10 | 3 | 4985 | 38.1 | 131 | 80+ | 4000 | 315.104
| DM1132678 | Serpens LED1x7500 K297 T840 OP LO4 SB | non-dimmable, I, IP40, IK05, opal polycarbonate diffuser, white aluminium body | 1712 | 77 | 68 |  | 100000/L80B10 | 3 | 7478 | 57.1 | 131 | 80+ | 4000 | 330.799
| DM1132679 | Serpens LED1x3050 K298 T840 OP LO1 SB | non-dimmable, I, IP40, IK05, opal polycarbonate diffuser, white aluminium body | 1992 | 77 | 68 |  | 100000/L80B10 | 3 | 3021 | 22.4 | 135 | 80+ | 4000 | 307.192
| DM1132680 | Serpens LED1x4200 K299 T840 OP LO2 SB | non-dimmable, I, IP40, IK05, opal polycarbonate diffuser, white aluminium body | 1992 | 77 | 68 |  | 100000/L80B10 | 3 | 4161 | 31.5 | 132 | 80+ | 4000 | 307.192
| DM1132681 | Serpens LED1x5850 K300 T840 OP LO3 SB | non-dimmable, I, IP40, IK05, opal polycarbonate diffuser, white aluminium body | 1992 | 77 | 68 |  | 100000/L80B10 | 3 | 5816 | 44.4 | 131 | 80+ | 4000 | 326.198
| DM1132682 | Serpens LED1x8750 K301 T840 OP LO4 SB | non-dimmable, I, IP40, IK05, opal polycarbonate diffuser, white aluminium body | 2132 | 77 | 68 |  | 100000/L80B10 | 3 | 9347 | 71.3 | 131 | 80+ | 4000 | 387.946
| DM1132683 | Serpens LED1x3500 K302 T840 OP LO1 SB | non-dimmable, I, IP40, IK05, opal polycarbonate diffuser, white aluminium body | 2272 | 77 | 68 |  | 100000/L80B10 | 3 | 3452 | 25.3 | 136 | 80+ | 4000 | 365.5
| DM1132684 | Serpens LED1x4800 K303 T840 OP LO2 SB | non-dimmable, I, IP40, IK05, opal polycarbonate diffuser, white aluminium body | 2272 | 77 | 68 |  | 100000/L80B10 | 3 | 4755 | 35.5 | 134 | 80+ | 4000 | 365.5
| DM1132685 | Serpens LED1x6650 K304 T840 OP LO3 SB | non-dimmable, I, IP40, IK05, opal polycarbonate diffuser, white aluminium body | 2272 | 77 | 68 |  | 100000/L80B10 | 3 | 6647 | 50.8 | 131 | 80+ | 4000 | 384.549
| DM1132686 | Serpens LED1x10000 K305 T840 OP LO4 SB | non-dimmable, I, IP40, IK05, opal polycarbonate diffuser, white aluminium body | 2272 | 77 | 68 |  | 100000/L80B10 | 3 | 9970 | 77 | 129 | 80+ | 4000 | 445.394
| DM1132687 | Serpens LED1x3900 K306 T840 OP LO1 SB | non-dimmable, I, IP40, IK05, opal polycarbonate diffuser, white aluminium body | 2552 | 77 | 68 |  | 100000/L80B10 | 3 | 3884 | 27.5 | 141 | 80+ | 4000 | 460.143
| DM1132688 | Serpens LED1x5350 K307 T840 OP LO2 SB | non-dimmable, I, IP40, IK05, opal polycarbonate diffuser, white aluminium body | 2552 | 77 | 68 |  | 100000/L80B10 | 3 | 5349 | 40 | 134 | 80+ | 4000 | 445.394
| DM1132689 | Serpens LED1x7500 K308 T840 OP LO3 SB | non-dimmable, I, IP40, IK05, opal polycarbonate diffuser, white aluminium body | 2552 | 77 | 68 |  | 100000/L80B10 | 3 | 7478 | 57.1 | 131 | 80+ | 4000 | 468.098
| DM1132690 | Serpens LED1x11250 K309 T840 OP LO4 SB | non-dimmable, I, IP40, IK05, opal polycarbonate diffuser, white aluminium body | 2552 | 77 | 68 |  | 100000/L80B10 | 3 | 11217 | 82.9 | 135 | 80+ | 4000 | 520.3
| DM1132691 | Serpens LED1x4550 K310 T840 OP LO1 SB | non-dimmable, I, IP40, IK05, opal polycarbonate diffuser, white aluminium body | 2972 | 77 | 68 |  | 100000/L80B10 | 3 | 4531 | 32 | 142 | 80+ | 4000 | 473.301
| DM1132692 | Serpens LED1x6250 K311 T840 OP LO2 SB | non-dimmable, I, IP40, IK05, opal polycarbonate diffuser, white aluminium body | 2972 | 77 | 68 |  | 100000/L80B10 | 3 | 6241 | 46.1 | 135 | 80+ | 4000 | 459.455
| DM1132693 | Serpens LED1x8750 K312 T840 OP LO3 SB | non-dimmable, I, IP40, IK05, opal polycarbonate diffuser, white aluminium body | 2972 | 77 | 68 |  | 100000/L80B10 | 3 | 8724 | 66.7 | 131 | 80+ | 4000 | 481.041
| DM1132694 | Serpens LED1x850 K268 T830 DPRZ LT80 LO1 SB | non-dimmable, I, IP40, IK05, UGR≤19, matt micro-prismatic polycarbonate diffuser, white aluminium body | 592 | 77 | 68 |  | 100000/L80B10 | 3 | 772 | 6.8 | 114 | 80+ | 3000 | 137.6
| DM1132695 | Serpens LED1x1150 K269 T830 DPRZ LT80 LO2 SB | non-dimmable, I, IP40, IK05, UGR≤19, matt micro-prismatic polycarbonate diffuser, white aluminium body | 592 | 77 | 68 |  | 100000/L80B10 | 3 | 1064 | 9.5 | 112 | 80+ | 3000 | 137.6
| DM1132696 | Serpens LED1x1600 K270 T830 DPRZ LT80 LO3 SB | non-dimmable, I, IP40, IK05, UGR≤19, matt micro-prismatic polycarbonate diffuser, white aluminium body | 592 | 77 | 68 |  | 100000/L80B10 | 3 | 1487 | 13.8 | 108 | 80+ | 3000 | 148.909
| DM1132697 | Serpens LED1x2350 K271 T830 DPRZ LT80 LO4 SB | non-dimmable, I, IP40, IK05, UGR≤19, matt micro-prismatic polycarbonate diffuser, white aluminium body | 592 | 77 | 68 |  | 100000/L80B10 | 3 | 2230 | 19.9 | 112 | 80+ | 3000 | 151.446
| DM1132698 | Serpens LED1x1050 K272 T830 DPRZ LT80 LO1 SB | non-dimmable, I, IP40, IK05, UGR≤19, matt micro-prismatic polycarbonate diffuser, white aluminium body | 732 | 77 | 68 |  | 100000/L80B10 | 3 | 965 | 8.2 | 118 | 80+ | 3000 | 162.798
| DM1132699 | Serpens LED1x1400 K273 T830 DPRZ LT80 LO2 SB | non-dimmable, I, IP40, IK05, UGR≤19, matt micro-prismatic polycarbonate diffuser, white aluminium body | 732 | 77 | 68 |  | 100000/L80B10 | 3 | 1330 | 11.6 | 115 | 80+ | 3000 | 162.798
| DM1132700 | Serpens LED1x1950 K274 T830 DPRZ LT80 LO3 SB | non-dimmable, I, IP40, IK05, UGR≤19, matt micro-prismatic polycarbonate diffuser, white aluminium body | 732 | 77 | 68 |  | 100000/L80B10 | 3 | 1859 | 16.8 | 111 | 80+ | 3000 | 175.053
| DM1132701 | Serpens LED1x2950 K275 T830 DPRZ LT80 LO4 SB | non-dimmable, I, IP40, IK05, UGR≤19, matt micro-prismatic polycarbonate diffuser, white aluminium body | 732 | 77 | 68 |  | 100000/L80B10 | 3 | 2788 | 24.6 | 113 | 80+ | 3000 | 178.45
| DM1132702 | Serpens LED1x1250 K276 T830 DPRZ LT80 LO1 SB | non-dimmable, I, IP40, IK05, UGR≤19, matt micro-prismatic polycarbonate diffuser, white aluminium body | 872 | 77 | 68 |  | 100000/L80B10 | 3 | 1158 | 10.1 | 115 | 80+ | 3000 | 190.705
| DM1132703 | Serpens LED1x1700 K277 T830 DPRZ LT80 LO2 SB | non-dimmable, I, IP40, IK05, UGR≤19, matt micro-prismatic polycarbonate diffuser, white aluminium body | 872 | 77 | 68 |  | 100000/L80B10 | 3 | 1595 | 14 | 114 | 80+ | 3000 | 190.705
| DM1132704 | Serpens LED1x2350 K278 T830 DPRZ LT80 LO3 SB | non-dimmable, I, IP40, IK05, UGR≤19, matt micro-prismatic polycarbonate diffuser, white aluminium body | 872 | 77 | 68 |  | 100000/L80B10 | 3 | 2230 | 20.2 | 110 | 80+ | 3000 | 196.639
| DM1132705 | Serpens LED1x3500 K279 T830 DPRZ LT80 LO4 SB | non-dimmable, I, IP40, IK05, UGR≤19, matt micro-prismatic polycarbonate diffuser, white aluminium body | 872 | 77 | 68 |  | 100000/L80B10 | 3 | 3345 | 29.5 | 113 | 80+ | 3000 | 200.251
| DM1132706 | Serpens LED1x1450 K280 T830 DPRZ LT80 LO1 SB | non-dimmable, I, IP40, IK05, UGR≤19, matt micro-prismatic polycarbonate diffuser, white aluminium body | 1012 | 77 | 68 |  | 100000/L80B10 | 3 | 1351 | 11.6 | 116 | 80+ | 3000 | 210.657
| DM1132707 | Serpens LED1x1950 K281 T830 DPRZ LT80 LO2 SB | non-dimmable, I, IP40, IK05, UGR≤19, matt micro-prismatic polycarbonate diffuser, white aluminium body | 1012 | 77 | 68 |  | 100000/L80B10 | 3 | 1861 | 15.9 | 117 | 80+ | 3000 | 210.657
| DM1132708 | Serpens LED1x2750 K282 T830 DPRZ LT80 LO3 SB | non-dimmable, I, IP40, IK05, UGR≤19, matt micro-prismatic polycarbonate diffuser, white aluminium body | 1012 | 77 | 68 |  | 100000/L80B10 | 3 | 2602 | 23 | 113 | 80+ | 3000 | 215.946
| DM1132709 | Serpens LED1x1650 K283 T830 DPRZ LT80 LO1 SB | non-dimmable, I, IP40, IK05, UGR≤19, matt micro-prismatic polycarbonate diffuser, white aluminium body | 1152 | 77 | 68 |  | 100000/L80B10 | 3 | 1545 | 13.1 | 118 | 80+ | 3000 | 213.194
| DM1132710 | Serpens LED1x2250 K284 T830 DPRZ LT80 LO2 SB | non-dimmable, I, IP40, IK05, UGR≤19, matt micro-prismatic polycarbonate diffuser, white aluminium body | 1152 | 77 | 68 |  | 100000/L80B10 | 3 | 2127 | 18 | 118 | 80+ | 3000 | 213.194
| DM1132711 | Serpens LED1x3150 K285 T830 DPRZ LT80 LO3 SB | non-dimmable, I, IP40, IK05, UGR≤19, matt micro-prismatic polycarbonate diffuser, white aluminium body | 1152 | 77 | 68 |  | 100000/L80B10 | 3 | 2974 | 26.3 | 113 | 80+ | 3000 | 218.397
| DM1132712 | Serpens LED1x4700 K286 T830 DPRZ LT80 LO4 SB | non-dimmable, I, IP40, IK05, UGR≤19, matt micro-prismatic polycarbonate diffuser, white aluminium body | 1152 | 77 | 68 |  | 100000/L80B10 | 3 | 4460 | 38.1 | 117 | 80+ | 3000 | 243.595
| DM1132713 | Serpens LED1x1850 K287 T830 DPRZ LT80 LO1 SB | non-dimmable, I, IP40, IK05, UGR≤19, matt micro-prismatic polycarbonate diffuser, white aluminium body | 1292 | 77 | 68 |  | 100000/L80B10 | 3 | 1738 | 14.5 | 120 | 80+ | 3000 | 242.004
| DM1132714 | Serpens LED1x2500 K288 T830 DPRZ LT80 LO2 SB | non-dimmable, I, IP40, IK05, UGR≤19, matt micro-prismatic polycarbonate diffuser, white aluminium body | 1292 | 77 | 68 |  | 100000/L80B10 | 3 | 2393 | 20.2 | 118 | 80+ | 3000 | 242.004
| DM1132715 | Serpens LED1x3500 K289 T830 DPRZ LT80 LO3 SB | non-dimmable, I, IP40, IK05, UGR≤19, matt micro-prismatic polycarbonate diffuser, white aluminium body | 1292 | 77 | 68 |  | 100000/L80B10 | 3 | 3345 | 29.6 | 113 | 80+ | 3000 | 248.153
| DM1132716 | Serpens LED1x2050 K290 T830 DPRZ LT80 LO1 SB | non-dimmable, I, IP40, IK05, UGR≤19, matt micro-prismatic polycarbonate diffuser, white aluminium body | 1432 | 77 | 68 |  | 100000/L80B10 | 3 | 1931 | 16.6 | 116 | 80+ | 3000 | 262.902
| DM1132717 | Serpens LED1x2800 K291 T830 DPRZ LT80 LO2 SB | non-dimmable, I, IP40, IK05, UGR≤19, matt micro-prismatic polycarbonate diffuser, white aluminium body | 1432 | 77 | 68 |  | 100000/L80B10 | 3 | 2659 | 23 | 116 | 80+ | 3000 | 262.902
| DM1132718 | Serpens LED1x3900 K292 T830 DPRZ LT80 LO3 SB | non-dimmable, I, IP40, IK05, UGR≤19, matt micro-prismatic polycarbonate diffuser, white aluminium body | 1432 | 77 | 68 |  | 100000/L80B10 | 3 | 3717 | 31.7 | 117 | 80+ | 3000 | 281.951
| DM1132719 | Serpens LED1x5850 K293 T830 DPRZ LT80 LO4 SB | non-dimmable, I, IP40, IK05, UGR≤19, matt micro-prismatic polycarbonate diffuser, white aluminium body | 1432 | 77 | 68 |  | 100000/L80B10 | 3 | 5576 | 47.6 | 117 | 80+ | 3000 | 289.691
| DM1132720 | Serpens LED1x2450 K294 T830 DPRZ LT80 LO1 SB | non-dimmable, I, IP40, IK05, UGR≤19, matt micro-prismatic polycarbonate diffuser, white aluminium body | 1712 | 77 | 68 |  | 100000/L80B10 | 3 | 2317 | 19.4 | 119 | 80+ | 3000 | 303.752
| DM1132721 | Serpens LED1x3350 K295 T830 DPRZ LT80 LO2 SB | non-dimmable, I, IP40, IK05, UGR≤19, matt micro-prismatic polycarbonate diffuser, white aluminium body | 1712 | 77 | 68 |  | 100000/L80B10 | 3 | 3191 | 27.3 | 117 | 80+ | 3000 | 303.752
| DM1132722 | Serpens LED1x4700 K296 T830 DPRZ LT80 LO3 SB | non-dimmable, I, IP40, IK05, UGR≤19, matt micro-prismatic polycarbonate diffuser, white aluminium body | 1712 | 77 | 68 |  | 100000/L80B10 | 3 | 4460 | 38.1 | 117 | 80+ | 3000 | 322.801
| DM1132723 | Serpens LED1x7000 K297 T830 DPRZ LT80 LO4 SB | non-dimmable, I, IP40, IK05, UGR≤19, matt micro-prismatic polycarbonate diffuser, white aluminium body | 1712 | 77 | 68 |  | 100000/L80B10 | 3 | 6691 | 57.1 | 117 | 80+ | 3000 | 338.496
| DM1132724 | Serpens LED1x2850 K298 T830 DPRZ LT80 LO1 SB | non-dimmable, I, IP40, IK05, UGR≤19, matt micro-prismatic polycarbonate diffuser, white aluminium body | 1992 | 77 | 68 |  | 100000/L80B10 | 3 | 2703 | 22.4 | 121 | 80+ | 3000 | 315.792
| DM1132725 | Serpens LED1x3900 K299 T830 DPRZ LT80 LO2 SB | non-dimmable, I, IP40, IK05, UGR≤19, matt micro-prismatic polycarbonate diffuser, white aluminium body | 1992 | 77 | 68 |  | 100000/L80B10 | 3 | 3723 | 31.5 | 118 | 80+ | 3000 | 315.792
| DM1132726 | Serpens LED1x5450 K300 T830 DPRZ LT80 LO3 SB | non-dimmable, I, IP40, IK05, UGR≤19, matt micro-prismatic polycarbonate diffuser, white aluminium body | 1992 | 77 | 68 |  | 100000/L80B10 | 3 | 5204 | 44.4 | 117 | 80+ | 3000 | 335.056
| DM1132727 | Serpens LED1x8150 K301 T830 DPRZ LT80 LO4 SB | non-dimmable, I, IP40, IK05, UGR≤19, matt micro-prismatic polycarbonate diffuser, white aluminium body | 2132 | 77 | 68 |  | 100000/L80B10 | 3 | 8364 | 71.3 | 117 | 80+ | 3000 | 397.707
| DM1132728 | Serpens LED1x3250 K302 T830 DPRZ LT80 LO1 SB | non-dimmable, I, IP40, IK05, UGR≤19, matt micro-prismatic polycarbonate diffuser, white aluminium body | 2272 | 77 | 68 |  | 100000/L80B10 | 3 | 3089 | 25.3 | 122 | 80+ | 3000 | 375.906
| DM1132729 | Serpens LED1x4450 K303 T830 DPRZ LT80 LO2 SB | non-dimmable, I, IP40, IK05, UGR≤19, matt micro-prismatic polycarbonate diffuser, white aluminium body | 2272 | 77 | 68 |  | 100000/L80B10 | 3 | 4255 | 35.5 | 120 | 80+ | 3000 | 375.906
| DM1132730 | Serpens LED1x6250 K304 T830 DPRZ LT80 LO3 SB | non-dimmable, I, IP40, IK05, UGR≤19, matt micro-prismatic polycarbonate diffuser, white aluminium body | 2272 | 77 | 68 |  | 100000/L80B10 | 3 | 5947 | 50.8 | 117 | 80+ | 3000 | 394.998
| DM1132731 | Serpens LED1x9350 K305 T830 DPRZ LT80 LO4 SB | non-dimmable, I, IP40, IK05, UGR≤19, matt micro-prismatic polycarbonate diffuser, white aluminium body | 2272 | 77 | 68 |  | 100000/L80B10 | 3 | 8921 | 77 | 116 | 80+ | 3000 | 455.8
| DM1132732 | Serpens LED1x3650 K306 T830 DPRZ LT80 LO1 SB | non-dimmable, I, IP40, IK05, UGR≤19, matt micro-prismatic polycarbonate diffuser, white aluminium body | 2552 | 77 | 68 |  | 100000/L80B10 | 3 | 3475 | 27.5 | 126 | 80+ | 3000 | 472.398
| DM1132733 | Serpens LED1x5000 K307 T830 DPRZ LT80 LO2 SB | non-dimmable, I, IP40, IK05, UGR≤19, matt micro-prismatic polycarbonate diffuser, white aluminium body | 2552 | 77 | 68 |  | 100000/L80B10 | 3 | 4786 | 40 | 120 | 80+ | 3000 | 458.552
| DM1132734 | Serpens LED1x7000 K308 T830 DPRZ LT80 LO3 SB | non-dimmable, I, IP40, IK05, UGR≤19, matt micro-prismatic polycarbonate diffuser, white aluminium body | 2552 | 77 | 68 |  | 100000/L80B10 | 3 | 6691 | 57.1 | 117 | 80+ | 3000 | 481.041
| DM1132735 | Serpens LED1x10500 K309 T830 DPRZ LT80 LO4 SB | non-dimmable, I, IP40, IK05, UGR≤19, matt micro-prismatic polycarbonate diffuser, white aluminium body | 2552 | 77 | 68 |  | 100000/L80B10 | 3 | 10036 | 82.9 | 121 | 80+ | 3000 | 533.243
| DM1132736 | Serpens LED1x4250 K310 T830 DPRZ LT80 LO1 SB | non-dimmable, I, IP40, IK05, UGR≤19, matt micro-prismatic polycarbonate diffuser, white aluminium body | 2972 | 77 | 68 |  | 100000/L80B10 | 3 | 4054 | 32 | 127 | 80+ | 3000 | 486.244
| DM1132737 | Serpens LED1x5850 K311 T830 DPRZ LT80 LO2 SB | non-dimmable, I, IP40, IK05, UGR≤19, matt micro-prismatic polycarbonate diffuser, white aluminium body | 2972 | 77 | 68 |  | 100000/L80B10 | 3 | 5584 | 46.1 | 121 | 80+ | 3000 | 471.495
| DM1132738 | Serpens LED1x8150 K312 T830 DPRZ LT80 LO3 SB | non-dimmable, I, IP40, IK05, UGR≤19, matt micro-prismatic polycarbonate diffuser, white aluminium body | 2972 | 77 | 68 |  | 100000/L80B10 | 3 | 7806 | 66.7 | 117 | 80+ | 3000 | 494.199
| DM1132739 | Serpens LED1x850 K268 T840 DPRZ LT80 LO1 SB | non-dimmable, I, IP40, IK05, UGR≤19, matt micro-prismatic polycarbonate diffuser, white aluminium body | 592 | 77 | 68 |  | 100000/L80B10 | 3 | 806 | 6.8 | 119 | 80+ | 4000 | 137.6
| DM1132740 | Serpens LED1x1150 K269 T840 DPRZ LT80 LO2 SB | non-dimmable, I, IP40, IK05, UGR≤19, matt micro-prismatic polycarbonate diffuser, white aluminium body | 592 | 77 | 68 |  | 100000/L80B10 | 3 | 1110 | 9.5 | 117 | 80+ | 4000 | 137.6
| DM1132741 | Serpens LED1x1600 K270 T840 DPRZ LT80 LO3 SB | non-dimmable, I, IP40, IK05, UGR≤19, matt micro-prismatic polycarbonate diffuser, white aluminium body | 592 | 77 | 68 |  | 100000/L80B10 | 3 | 1551 | 13.8 | 112 | 80+ | 4000 | 148.909
| DM1132742 | Serpens LED1x2350 K271 T840 DPRZ LT80 LO4 SB | non-dimmable, I, IP40, IK05, UGR≤19, matt micro-prismatic polycarbonate diffuser, white aluminium body | 592 | 77 | 68 |  | 100000/L80B10 | 3 | 2326 | 19.9 | 117 | 80+ | 4000 | 151.446
| DM1132743 | Serpens LED1x1050 K272 T840 DPRZ LT80 LO1 SB | non-dimmable, I, IP40, IK05, UGR≤19, matt micro-prismatic polycarbonate diffuser, white aluminium body | 732 | 77 | 68 |  | 100000/L80B10 | 3 | 1007 | 8.2 | 123 | 80+ | 4000 | 162.798
| DM1132744 | Serpens LED1x1400 K273 T840 DPRZ LT80 LO2 SB | non-dimmable, I, IP40, IK05, UGR≤19, matt micro-prismatic polycarbonate diffuser, white aluminium body | 732 | 77 | 68 |  | 100000/L80B10 | 3 | 1387 | 11.6 | 120 | 80+ | 4000 | 162.798
| DM1132745 | Serpens LED1x1950 K274 T840 DPRZ LT80 LO3 SB | non-dimmable, I, IP40, IK05, UGR≤19, matt micro-prismatic polycarbonate diffuser, white aluminium body | 732 | 77 | 68 |  | 100000/L80B10 | 3 | 1939 | 16.8 | 115 | 80+ | 4000 | 175.053
| DM1132746 | Serpens LED1x2950 K275 T840 DPRZ LT80 LO4 SB | non-dimmable, I, IP40, IK05, UGR≤19, matt micro-prismatic polycarbonate diffuser, white aluminium body | 732 | 77 | 68 |  | 100000/L80B10 | 3 | 2908 | 24.6 | 118 | 80+ | 4000 | 178.45
| DM1132747 | Serpens LED1x1250 K276 T840 DPRZ LT80 LO1 SB | non-dimmable, I, IP40, IK05, UGR≤19, matt micro-prismatic polycarbonate diffuser, white aluminium body | 872 | 77 | 68 |  | 100000/L80B10 | 3 | 1208 | 10.1 | 120 | 80+ | 4000 | 190.705
| DM1132748 | Serpens LED1x1700 K277 T840 DPRZ LT80 LO2 SB | non-dimmable, I, IP40, IK05, UGR≤19, matt micro-prismatic polycarbonate diffuser, white aluminium body | 872 | 77 | 68 |  | 100000/L80B10 | 3 | 1664 | 14 | 119 | 80+ | 4000 | 190.705
| DM1132749 | Serpens LED1x2350 K278 T840 DPRZ LT80 LO3 SB | non-dimmable, I, IP40, IK05, UGR≤19, matt micro-prismatic polycarbonate diffuser, white aluminium body | 872 | 77 | 68 |  | 100000/L80B10 | 3 | 2326 | 20.2 | 115 | 80+ | 4000 | 196.639
| DM1132750 | Serpens LED1x3500 K279 T840 DPRZ LT80 LO4 SB | non-dimmable, I, IP40, IK05, UGR≤19, matt micro-prismatic polycarbonate diffuser, white aluminium body | 872 | 77 | 68 |  | 100000/L80B10 | 3 | 3490 | 29.5 | 118 | 80+ | 4000 | 200.251
| DM1132751 | Serpens LED1x1450 K280 T840 DPRZ LT80 LO1 SB | non-dimmable, I, IP40, IK05, UGR≤19, matt micro-prismatic polycarbonate diffuser, white aluminium body | 1012 | 77 | 68 |  | 100000/L80B10 | 3 | 1410 | 11.6 | 122 | 80+ | 4000 | 210.657
| DM1132752 | Serpens LED1x1950 K281 T840 DPRZ LT80 LO2 SB | non-dimmable, I, IP40, IK05, UGR≤19, matt micro-prismatic polycarbonate diffuser, white aluminium body | 1012 | 77 | 68 |  | 100000/L80B10 | 3 | 1942 | 15.9 | 122 | 80+ | 4000 | 210.657
| DM1132753 | Serpens LED1x2750 K282 T840 DPRZ LT80 LO3 SB | non-dimmable, I, IP40, IK05, UGR≤19, matt micro-prismatic polycarbonate diffuser, white aluminium body | 1012 | 77 | 68 |  | 100000/L80B10 | 3 | 2714 | 23 | 118 | 80+ | 4000 | 215.946
| DM1132754 | Serpens LED1x1650 K283 T840 DPRZ LT80 LO1 SB | non-dimmable, I, IP40, IK05, UGR≤19, matt micro-prismatic polycarbonate diffuser, white aluminium body | 1152 | 77 | 68 |  | 100000/L80B10 | 3 | 1611 | 13.1 | 123 | 80+ | 4000 | 213.194
| DM1132755 | Serpens LED1x2250 K284 T840 DPRZ LT80 LO2 SB | non-dimmable, I, IP40, IK05, UGR≤19, matt micro-prismatic polycarbonate diffuser, white aluminium body | 1152 | 77 | 68 |  | 100000/L80B10 | 3 | 2219 | 18 | 123 | 80+ | 4000 | 213.194
| DM1132756 | Serpens LED1x3150 K285 T840 DPRZ LT80 LO3 SB | non-dimmable, I, IP40, IK05, UGR≤19, matt micro-prismatic polycarbonate diffuser, white aluminium body | 1152 | 77 | 68 |  | 100000/L80B10 | 3 | 3102 | 26.3 | 118 | 80+ | 4000 | 218.397
| DM1132757 | Serpens LED1x4700 K286 T840 DPRZ LT80 LO4 SB | non-dimmable, I, IP40, IK05, UGR≤19, matt micro-prismatic polycarbonate diffuser, white aluminium body | 1152 | 77 | 68 |  | 100000/L80B10 | 3 | 4653 | 38.1 | 122 | 80+ | 4000 | 243.595
| DM1132758 | Serpens LED1x1850 K287 T840 DPRZ LT80 LO1 SB | non-dimmable, I, IP40, IK05, UGR≤19, matt micro-prismatic polycarbonate diffuser, white aluminium body | 1292 | 77 | 68 |  | 100000/L80B10 | 3 | 1813 | 14.5 | 125 | 80+ | 4000 | 242.004
| DM1132759 | Serpens LED1x2500 K288 T840 DPRZ LT80 LO2 SB | non-dimmable, I, IP40, IK05, UGR≤19, matt micro-prismatic polycarbonate diffuser, white aluminium body | 1292 | 77 | 68 |  | 100000/L80B10 | 3 | 2496 | 20.2 | 124 | 80+ | 4000 | 242.004
| DM1132760 | Serpens LED1x3500 K289 T840 DPRZ LT80 LO3 SB | non-dimmable, I, IP40, IK05, UGR≤19, matt micro-prismatic polycarbonate diffuser, white aluminium body | 1292 | 77 | 68 |  | 100000/L80B10 | 3 | 3490 | 29.6 | 118 | 80+ | 4000 | 248.153
| DM1132761 | Serpens LED1x2050 K290 T840 DPRZ LT80 LO1 SB | non-dimmable, I, IP40, IK05, UGR≤19, matt micro-prismatic polycarbonate diffuser, white aluminium body | 1432 | 77 | 68 |  | 100000/L80B10 | 3 | 2014 | 16.6 | 121 | 80+ | 4000 | 262.902
| DM1132762 | Serpens LED1x2800 K291 T840 DPRZ LT80 LO2 SB | non-dimmable, I, IP40, IK05, UGR≤19, matt micro-prismatic polycarbonate diffuser, white aluminium body | 1432 | 77 | 68 |  | 100000/L80B10 | 3 | 2774 | 23 | 121 | 80+ | 4000 | 262.902
| DM1132763 | Serpens LED1x3900 K292 T840 DPRZ LT80 LO3 SB | non-dimmable, I, IP40, IK05, UGR≤19, matt micro-prismatic polycarbonate diffuser, white aluminium body | 1432 | 77 | 68 |  | 100000/L80B10 | 3 | 3877 | 31.7 | 122 | 80+ | 4000 | 281.951
| DM1132764 | Serpens LED1x5850 K293 T840 DPRZ LT80 LO4 SB | non-dimmable, I, IP40, IK05, UGR≤19, matt micro-prismatic polycarbonate diffuser, white aluminium body | 1432 | 77 | 68 |  | 100000/L80B10 | 3 | 5816 | 47.6 | 122 | 80+ | 4000 | 289.691
| DM1132765 | Serpens LED1x2450 K294 T840 DPRZ LT80 LO1 SB | non-dimmable, I, IP40, IK05, UGR≤19, matt micro-prismatic polycarbonate diffuser, white aluminium body | 1712 | 77 | 68 |  | 100000/L80B10 | 3 | 2417 | 19.4 | 125 | 80+ | 4000 | 303.752
| DM1132766 | Serpens LED1x3350 K295 T840 DPRZ LT80 LO2 SB | non-dimmable, I, IP40, IK05, UGR≤19, matt micro-prismatic polycarbonate diffuser, white aluminium body | 1712 | 77 | 68 |  | 100000/L80B10 | 3 | 3329 | 27.3 | 122 | 80+ | 4000 | 303.752
| DM1132767 | Serpens LED1x4700 K296 T840 DPRZ LT80 LO3 SB | non-dimmable, I, IP40, IK05, UGR≤19, matt micro-prismatic polycarbonate diffuser, white aluminium body | 1712 | 77 | 68 |  | 100000/L80B10 | 3 | 4653 | 38.1 | 122 | 80+ | 4000 | 322.801
| DM1132768 | Serpens LED1x7000 K297 T840 DPRZ LT80 LO4 SB | non-dimmable, I, IP40, IK05, UGR≤19, matt micro-prismatic polycarbonate diffuser, white aluminium body | 1712 | 77 | 68 |  | 100000/L80B10 | 3 | 6979 | 57.1 | 122 | 80+ | 4000 | 338.496
| DM1132769 | Serpens LED1x2850 K298 T840 DPRZ LT80 LO1 SB | non-dimmable, I, IP40, IK05, UGR≤19, matt micro-prismatic polycarbonate diffuser, white aluminium body | 1992 | 77 | 68 |  | 100000/L80B10 | 3 | 2819 | 22.4 | 126 | 80+ | 4000 | 315.792
| DM1132770 | Serpens LED1x3900 K299 T840 DPRZ LT80 LO2 SB | non-dimmable, I, IP40, IK05, UGR≤19, matt micro-prismatic polycarbonate diffuser, white aluminium body | 1992 | 77 | 68 |  | 100000/L80B10 | 3 | 3883 | 31.5 | 123 | 80+ | 4000 | 315.792
| DM1132771 | Serpens LED1x5450 K300 T840 DPRZ LT80 LO3 SB | non-dimmable, I, IP40, IK05, UGR≤19, matt micro-prismatic polycarbonate diffuser, white aluminium body | 1992 | 77 | 68 |  | 100000/L80B10 | 3 | 5428 | 44.4 | 122 | 80+ | 4000 | 335.056
| DM1132772 | Serpens LED1x8150 K301 T840 DPRZ LT80 LO4 SB | non-dimmable, I, IP40, IK05, UGR≤19, matt micro-prismatic polycarbonate diffuser, white aluminium body | 2132 | 77 | 68 |  | 100000/L80B10 | 3 | 8724 | 71.3 | 122 | 80+ | 4000 | 397.707
| DM1132773 | Serpens LED1x3250 K302 T840 DPRZ LT80 LO1 SB | non-dimmable, I, IP40, IK05, UGR≤19, matt micro-prismatic polycarbonate diffuser, white aluminium body | 2272 | 77 | 68 |  | 100000/L80B10 | 3 | 3222 | 25.3 | 127 | 80+ | 4000 | 375.906
| DM1132774 | Serpens LED1x4450 K303 T840 DPRZ LT80 LO2 SB | non-dimmable, I, IP40, IK05, UGR≤19, matt micro-prismatic polycarbonate diffuser, white aluminium body | 2272 | 77 | 68 |  | 100000/L80B10 | 3 | 4438 | 35.5 | 125 | 80+ | 4000 | 375.906
| DM1132775 | Serpens LED1x6250 K304 T840 DPRZ LT80 LO3 SB | non-dimmable, I, IP40, IK05, UGR≤19, matt micro-prismatic polycarbonate diffuser, white aluminium body | 2272 | 77 | 68 |  | 100000/L80B10 | 3 | 6204 | 50.8 | 122 | 80+ | 4000 | 394.998
| DM1132776 | Serpens LED1x9350 K305 T840 DPRZ LT80 LO4 SB | non-dimmable, I, IP40, IK05, UGR≤19, matt micro-prismatic polycarbonate diffuser, white aluminium body | 2272 | 77 | 68 |  | 100000/L80B10 | 3 | 9306 | 77 | 121 | 80+ | 4000 | 455.8
| DM1132777 | Serpens LED1x3650 K306 T840 DPRZ LT80 LO1 SB | non-dimmable, I, IP40, IK05, UGR≤19, matt micro-prismatic polycarbonate diffuser, white aluminium body | 2552 | 77 | 68 |  | 100000/L80B10 | 3 | 3625 | 27.5 | 132 | 80+ | 4000 | 472.398
| DM1132778 | Serpens LED1x5000 K307 T840 DPRZ LT80 LO2 SB | non-dimmable, I, IP40, IK05, UGR≤19, matt micro-prismatic polycarbonate diffuser, white aluminium body | 2552 | 77 | 68 |  | 100000/L80B10 | 3 | 4993 | 40 | 125 | 80+ | 4000 | 458.552
| DM1132779 | Serpens LED1x7000 K308 T840 DPRZ LT80 LO3 SB | non-dimmable, I, IP40, IK05, UGR≤19, matt micro-prismatic polycarbonate diffuser, white aluminium body | 2552 | 77 | 68 |  | 100000/L80B10 | 3 | 6979 | 57.1 | 122 | 80+ | 4000 | 481.041
| DM1132780 | Serpens LED1x10500 K309 T840 DPRZ LT80 LO4 SB | non-dimmable, I, IP40, IK05, UGR≤19, matt micro-prismatic polycarbonate diffuser, white aluminium body | 2552 | 77 | 68 |  | 100000/L80B10 | 3 | 10469 | 82.9 | 126 | 80+ | 4000 | 533.243
| DM1132781 | Serpens LED1x4250 K310 T840 DPRZ LT80 LO1 SB | non-dimmable, I, IP40, IK05, UGR≤19, matt micro-prismatic polycarbonate diffuser, white aluminium body | 2972 | 77 | 68 |  | 100000/L80B10 | 3 | 4229 | 32 | 132 | 80+ | 4000 | 486.244
| DM1132782 | Serpens LED1x5850 K311 T840 DPRZ LT80 LO2 SB | non-dimmable, I, IP40, IK05, UGR≤19, matt micro-prismatic polycarbonate diffuser, white aluminium body | 2972 | 77 | 68 |  | 100000/L80B10 | 3 | 5825 | 46.1 | 126 | 80+ | 4000 | 471.495
| DM1132783 | Serpens LED1x8150 K312 T840 DPRZ LT80 LO3 SB | non-dimmable, I, IP40, IK05, UGR≤19, matt micro-prismatic polycarbonate diffuser, white aluminium body | 2972 | 77 | 68 |  | 100000/L80B10 | 3 | 8142 | 66.7 | 122 | 80+ | 4000 | 494.199
| DM1132784 | Serpens LED1x800 H402 T830 OP LO1 SB | non-dimmable, I, IP40, IK05, opal polycarbonate diffuser, white aluminium body, basic version | 592 | 77 | 68 |  | 50000/L80B10 | 3 | 728 | 6.8 | 107 | 80+ | 3000 | 131.924
| DM1132785 | Serpens LED1x1050 H403 T830 OP LO2 SB | non-dimmable, I, IP40, IK05, opal polycarbonate diffuser, white aluminium body, basic version | 592 | 77 | 68 |  | 50000/L80B10 | 3 | 993 | 9.5 | 105 | 80+ | 3000 | 131.924
| DM1132786 | Serpens LED1x1450 H404 T830 OP LO3 SB | non-dimmable, I, IP40, IK05, opal polycarbonate diffuser, white aluminium body, basic version | 592 | 77 | 68 |  | 50000/L80B10 | 3 | 1365 | 13.8 | 99 | 80+ | 3000 | 143.319
| DM1132787 | Serpens LED1x2150 H405 T830 OP LO4 SB | non-dimmable, I, IP40, IK05, opal polycarbonate diffuser, white aluminium body, basic version | 592 | 77 | 68 |  | 50000/L80B10 | 3 | 2048 | 20 | 102 | 80+ | 3000 | 144.867
| DM1132788 | Serpens LED1x1000 H406 T830 OP LO1 SB | non-dimmable, I, IP40, IK05, opal polycarbonate diffuser, white aluminium body, basic version | 732 | 77 | 68 |  | 50000/L80B10 | 3 | 910 | 8.1 | 112 | 80+ | 3000 | 155.316
| DM1132789 | Serpens LED1x1300 H407 T830 OP LO2 SB | non-dimmable, I, IP40, IK05, opal polycarbonate diffuser, white aluminium body, basic version | 732 | 77 | 68 |  | 50000/L80B10 | 3 | 1241 | 11.6 | 107 | 80+ | 3000 | 155.316
| DM1132790 | Serpens LED1x1800 H408 T830 OP LO3 SB | non-dimmable, I, IP40, IK05, opal polycarbonate diffuser, white aluminium body, basic version | 732 | 77 | 68 |  | 50000/L80B10 | 3 | 1706 | 16.8 | 102 | 80+ | 3000 | 166.625
| DM1132791 | Serpens LED1x2700 H409 T830 OP LO4 SB | non-dimmable, I, IP40, IK05, opal polycarbonate diffuser, white aluminium body, basic version | 732 | 77 | 68 |  | 50000/L80B10 | 3 | 2559 | 24.7 | 104 | 80+ | 3000 | 170.065
| DM1132792 | Serpens LED1x1150 H410 T830 OP LO1 SB | non-dimmable, I, IP40, IK05, opal polycarbonate diffuser, white aluminium body, basic version | 872 | 77 | 68 |  | 50000/L80B10 | 3 | 1145 | 10 | 115 | 80+ | 3000 | 182.32
| DM1132793 | Serpens LED1x1600 H411 T830 OP LO2 SB | non-dimmable, I, IP40, IK05, opal polycarbonate diffuser, white aluminium body, basic version | 872 | 77 | 68 |  | 50000/L80B10 | 3 | 1559 | 14 | 111 | 80+ | 3000 | 182.32
| DM1132794 | Serpens LED1x2150 H412 T830 OP LO3 SB | non-dimmable, I, IP40, IK05, opal polycarbonate diffuser, white aluminium body, basic version | 872 | 77 | 68 |  | 50000/L80B10 | 3 | 2144 | 20.2 | 106 | 80+ | 3000 | 187.566
| DM1132795 | Serpens LED1x3250 H413 T830 OP LO4 SB | non-dimmable, I, IP40, IK05, opal polycarbonate diffuser, white aluminium body, basic version | 872 | 77 | 68 |  | 50000/L80B10 | 3 | 3215 | 29.7 | 108 | 80+ | 3000 | 190.963
| DM1132796 | Serpens LED1x1350 H414 T830 OP LO1 SB | non-dimmable, I, IP40, IK05, opal polycarbonate diffuser, white aluminium body, basic version | 1012 | 77 | 68 |  | 50000/L80B10 | 3 | 1274 | 11.5 | 111 | 80+ | 3000 | 199.606
| DM1132797 | Serpens LED1x1850 H415 T830 OP LO2 SB | non-dimmable, I, IP40, IK05, opal polycarbonate diffuser, white aluminium body, basic version | 1012 | 77 | 68 |  | 50000/L80B10 | 3 | 1738 | 15.9 | 109 | 80+ | 3000 | 199.606
| DM1132798 | Serpens LED1x2500 H416 T830 OP LO3 SB | non-dimmable, I, IP40, IK05, opal polycarbonate diffuser, white aluminium body, basic version | 1012 | 77 | 68 |  | 50000/L80B10 | 3 | 2389 | 23 | 104 | 80+ | 3000 | 204.766
| DM1132799 | Serpens LED1x1550 H417 T830 OP LO1 SB | non-dimmable, I, IP40, IK05, opal polycarbonate diffuser, white aluminium body, basic version | 1152 | 77 | 68 |  | 50000/L80B10 | 3 | 1457 | 13 | 112 | 80+ | 3000 | 202.315
| DM1132800 | Serpens LED1x2100 H418 T830 OP LO2 SB | non-dimmable, I, IP40, IK05, opal polycarbonate diffuser, white aluminium body, basic version | 1152 | 77 | 68 |  | 50000/L80B10 | 3 | 1986 | 17.9 | 111 | 80+ | 3000 | 202.315
| DM1132801 | Serpens LED1x2900 H419 T830 OP LO3 SB | non-dimmable, I, IP40, IK05, opal polycarbonate diffuser, white aluminium body, basic version | 1152 | 77 | 68 |  | 50000/L80B10 | 3 | 2730 | 26.3 | 104 | 80+ | 3000 | 208.163
| DM1132802 | Serpens LED1x4300 H420 T830 OP LO4 SB | non-dimmable, I, IP40, IK05, opal polycarbonate diffuser, white aluminium body, basic version | 1152 | 77 | 68 |  | 50000/L80B10 | 3 | 4095 | 38.2 | 107 | 80+ | 3000 | 230.91
| DM1132803 | Serpens LED1x1750 H421 T830 OP LO1 SB | non-dimmable, I, IP40, IK05, opal polycarbonate diffuser, white aluminium body, basic version | 1292 | 77 | 68 |  | 50000/L80B10 | 3 | 1639 | 14.5 | 113 | 80+ | 3000 | 229.964
| DM1132804 | Serpens LED1x2350 H422 T830 OP LO2 SB | non-dimmable, I, IP40, IK05, opal polycarbonate diffuser, white aluminium body, basic version | 1292 | 77 | 68 |  | 50000/L80B10 | 3 | 2234 | 20.1 | 111 | 80+ | 3000 | 229.964
| DM1132805 | Serpens LED1x3250 H423 T830 OP LO3 SB | non-dimmable, I, IP40, IK05, opal polycarbonate diffuser, white aluminium body, basic version | 1292 | 77 | 68 |  | 50000/L80B10 | 3 | 3071 | 29.6 | 104 | 80+ | 3000 | 235.21
| DM1132806 | Serpens LED1x1950 H424 T830 OP LO1 SB | non-dimmable, I, IP40, IK05, opal polycarbonate diffuser, white aluminium body, basic version | 1432 | 77 | 68 |  | 50000/L80B10 | 3 | 1822 | 16.5 | 110 | 80+ | 3000 | 249.056
| DM1132807 | Serpens LED1x2600 H425 T830 OP LO2 SB | non-dimmable, I, IP40, IK05, opal polycarbonate diffuser, white aluminium body, basic version | 1432 | 77 | 68 |  | 50000/L80B10 | 3 | 2482 | 23 | 108 | 80+ | 3000 | 249.056
| DM1132808 | Serpens LED1x3600 H426 T830 OP LO3 SB | non-dimmable, I, IP40, IK05, opal polycarbonate diffuser, white aluminium body, basic version | 1432 | 77 | 68 |  | 50000/L80B10 | 3 | 3412 | 31.8 | 107 | 80+ | 3000 | 268.105
| DM1132809 | Serpens LED1x5400 H427 T830 OP LO4 SB | non-dimmable, I, IP40, IK05, opal polycarbonate diffuser, white aluminium body, basic version | 1432 | 77 | 68 |  | 50000/L80B10 | 3 | 5118 | 47.8 | 107 | 80+ | 3000 | 274.211
| DM1132810 | Serpens LED1x2300 H428 T830 OP LO1 SB | non-dimmable, I, IP40, IK05, opal polycarbonate diffuser, white aluminium body, basic version | 1712 | 77 | 68 |  | 50000/L80B10 | 3 | 2186 | 19.3 | 113 | 80+ | 3000 | 286.251
| DM1132811 | Serpens LED1x3150 H429 T830 OP LO2 SB | non-dimmable, I, IP40, IK05, opal polycarbonate diffuser, white aluminium body, basic version | 1712 | 77 | 68 |  | 50000/L80B10 | 3 | 2978 | 27.3 | 109 | 80+ | 3000 | 286.251
| DM1132812 | Serpens LED1x4300 H430 T830 OP LO3 SB | non-dimmable, I, IP40, IK05, opal polycarbonate diffuser, white aluminium body, basic version | 1712 | 77 | 68 |  | 50000/L80B10 | 3 | 4094 | 38.2 | 107 | 80+ | 3000 | 305.343
| DM1132813 | Serpens LED1x6450 H431 T830 OP LO4 SB | non-dimmable, I, IP40, IK05, opal polycarbonate diffuser, white aluminium body, basic version | 1712 | 77 | 68 |  | 50000/L80B10 | 3 | 6142 | 57.3 | 107 | 80+ | 3000 | 320.995
| DM1132814 | Serpens LED1x2700 H432 T830 OP LO1 SB | non-dimmable, I, IP40, IK05, opal polycarbonate diffuser, white aluminium body, basic version | 1992 | 77 | 68 |  | 50000/L80B10 | 3 | 2550 | 22.2 | 115 | 80+ | 3000 | 301
| DM1132815 | Serpens LED1x3650 H433 T830 OP LO2 SB | non-dimmable, I, IP40, IK05, opal polycarbonate diffuser, white aluminium body, basic version | 1992 | 77 | 68 |  | 50000/L80B10 | 3 | 3475 | 31.4 | 111 | 80+ | 3000 | 301
| DM1132816 | Serpens LED1x5050 H434 T830 OP LO3 SB | non-dimmable, I, IP40, IK05, opal polycarbonate diffuser, white aluminium body, basic version | 1992 | 77 | 68 |  | 50000/L80B10 | 3 | 4777 | 44.6 | 107 | 80+ | 3000 | 320.092
| DM1132817 | Serpens LED1x8050 H435 T830 OP LO4 SB | non-dimmable, I, IP40, IK05, opal polycarbonate diffuser, white aluminium body, basic version | 2132 | 77 | 68 |  | 50000/L80B10 | 3 | 6142 | 57.3 | 107 | 80+ | 3000 | 373.928
| DM1132818 | Serpens LED1x3100 H436 T830 OP LO1 SB | non-dimmable, I, IP40, IK05, opal polycarbonate diffuser, white aluminium body, basic version | 2272 | 77 | 68 |  | 50000/L80B10 | 3 | 2914 | 25.1 | 116 | 80+ | 3000 | 354.836
| DM1132819 | Serpens LED1x4200 H437 T830 OP LO2 SB | non-dimmable, I, IP40, IK05, opal polycarbonate diffuser, white aluminium body, basic version | 2272 | 77 | 68 |  | 50000/L80B10 | 3 | 3971 | 35.5 | 112 | 80+ | 3000 | 354.836
| DM1132820 | Serpens LED1x5750 H438 T830 OP LO3 SB | non-dimmable, I, IP40, IK05, opal polycarbonate diffuser, white aluminium body, basic version | 2272 | 77 | 68 |  | 50000/L80B10 | 3 | 5459 | 50.9 | 107 | 80+ | 3000 | 373.928
| DM1132821 | Serpens LED1x8600 H439 T830 OP LO4 SB | non-dimmable, I, IP40, IK05, opal polycarbonate diffuser, white aluminium body, basic version | 2272 | 77 | 68 |  | 50000/L80B10 | 3 | 8189 | 77.3 | 106 | 80+ | 3000 | 430.215
| DM1132822 | Serpens LED1x3450 H440 T830 OP LO1 SB | non-dimmable, I, IP40, IK05, opal polycarbonate diffuser, white aluminium body, basic version | 2552 | 77 | 68 |  | 50000/L80B10 | 3 | 3279 | 27.3 | 120 | 80+ | 3000 | 445.824
| DM1132823 | Serpens LED1x4700 H441 T830 OP LO2 SB | non-dimmable, I, IP40, IK05, opal polycarbonate diffuser, white aluminium body, basic version | 2552 | 77 | 68 |  | 50000/L80B10 | 3 | 4468 | 39.9 | 112 | 80+ | 3000 | 432.021
| DM1132824 | Serpens LED1x6450 H442 T830 OP LO3 SB | non-dimmable, I, IP40, IK05, opal polycarbonate diffuser, white aluminium body, basic version | 2552 | 77 | 68 |  | 50000/L80B10 | 3 | 6142 | 57.3 | 107 | 80+ | 3000 | 453.564
| DM1132825 | Serpens LED1x9650 H443 T830 OP LO4 SB | non-dimmable, I, IP40, IK05, opal polycarbonate diffuser, white aluminium body, basic version | 2552 | 77 | 68 |  | 50000/L80B10 | 3 | 9212 | 83.2 | 111 | 80+ | 3000 | 504.82
| DM1132826 | Serpens LED1x4050 H444 T830 OP LO1 SB | non-dimmable, I, IP40, IK05, opal polycarbonate diffuser, white aluminium body, basic version | 2972 | 77 | 68 |  | 50000/L80B10 | 3 | 3825 | 31.9 | 120 | 80+ | 3000 | 455.37
| DM1132827 | Serpens LED1x5500 H445 T830 OP LO2 SB | non-dimmable, I, IP40, IK05, opal polycarbonate diffuser, white aluminium body, basic version | 2972 | 77 | 68 |  | 50000/L80B10 | 3 | 5212 | 46 | 113 | 80+ | 3000 | 441.567
| DM1132828 | Serpens LED1x7550 H446 T830 OP LO3 SB | non-dimmable, I, IP40, IK05, opal polycarbonate diffuser, white aluminium body, basic version | 2972 | 77 | 68 |  | 50000/L80B10 | 3 | 7165 | 66.9 | 107 | 80+ | 3000 | 463.067
| DM1132829 | Serpens LED1x800 H402 T840 OP LO1 SB | non-dimmable, I, IP40, IK05, opal polycarbonate diffuser, white aluminium body, basic version | 592 | 77 | 68 |  | 50000/L80B10 | 3 | 763 | 6.8 | 112 | 80+ | 4000 | 131.924
| DM1132830 | Serpens LED1x1050 H403 T840 OP LO2 SB | non-dimmable, I, IP40, IK05, opal polycarbonate diffuser, white aluminium body, basic version | 592 | 77 | 68 |  | 50000/L80B10 | 3 | 1040 | 9.5 | 109 | 80+ | 4000 | 131.924
| DM1132831 | Serpens LED1x1450 H404 T840 OP LO3 SB | non-dimmable, I, IP40, IK05, opal polycarbonate diffuser, white aluminium body, basic version | 592 | 77 | 68 |  | 50000/L80B10 | 3 | 1429 | 13.8 | 104 | 80+ | 4000 | 143.319
| DM1132832 | Serpens LED1x2150 H405 T840 OP LO4 SB | non-dimmable, I, IP40, IK05, opal polycarbonate diffuser, white aluminium body, basic version | 592 | 77 | 68 |  | 50000/L80B10 | 3 | 2144 | 20 | 107 | 80+ | 4000 | 144.867
| DM1132833 | Serpens LED1x1000 H406 T840 OP LO1 SB | non-dimmable, I, IP40, IK05, opal polycarbonate diffuser, white aluminium body, basic version | 732 | 77 | 68 |  | 50000/L80B10 | 3 | 953 | 8.1 | 118 | 80+ | 4000 | 155.316
| DM1132834 | Serpens LED1x1300 H407 T840 OP LO2 SB | non-dimmable, I, IP40, IK05, opal polycarbonate diffuser, white aluminium body, basic version | 732 | 77 | 68 |  | 50000/L80B10 | 3 | 1299 | 11.6 | 112 | 80+ | 4000 | 155.316
| DM1132835 | Serpens LED1x1800 H408 T840 OP LO3 SB | non-dimmable, I, IP40, IK05, opal polycarbonate diffuser, white aluminium body, basic version | 732 | 77 | 68 |  | 50000/L80B10 | 3 | 1786 | 16.8 | 106 | 80+ | 4000 | 166.625
| DM1132836 | Serpens LED1x2700 H409 T840 OP LO4 SB | non-dimmable, I, IP40, IK05, opal polycarbonate diffuser, white aluminium body, basic version | 732 | 77 | 68 |  | 50000/L80B10 | 3 | 2679 | 24.7 | 108 | 80+ | 4000 | 170.065
| DM1132837 | Serpens LED1x1150 H410 T840 OP LO1 SB | non-dimmable, I, IP40, IK05, opal polycarbonate diffuser, white aluminium body, basic version | 872 | 77 | 68 |  | 50000/L80B10 | 3 | 1145 | 10 | 115 | 80+ | 4000 | 182.32
| DM1132838 | Serpens LED1x1600 H411 T840 OP LO2 SB | non-dimmable, I, IP40, IK05, opal polycarbonate diffuser, white aluminium body, basic version | 872 | 77 | 68 |  | 50000/L80B10 | 3 | 1559 | 14 | 111 | 80+ | 4000 | 182.32
| DM1132839 | Serpens LED1x2150 H412 T840 OP LO3 SB | non-dimmable, I, IP40, IK05, opal polycarbonate diffuser, white aluminium body, basic version | 872 | 77 | 68 |  | 50000/L80B10 | 3 | 2144 | 20.2 | 106 | 80+ | 4000 | 187.566
| DM1132840 | Serpens LED1x3250 H413 T840 OP LO4 SB | non-dimmable, I, IP40, IK05, opal polycarbonate diffuser, white aluminium body, basic version | 872 | 77 | 68 |  | 50000/L80B10 | 3 | 3215 | 29.7 | 108 | 80+ | 4000 | 190.963
| DM1132841 | Serpens LED1x1350 H414 T840 OP LO1 SB | non-dimmable, I, IP40, IK05, opal polycarbonate diffuser, white aluminium body, basic version | 1012 | 77 | 68 |  | 50000/L80B10 | 3 | 1335 | 11.5 | 116 | 80+ | 4000 | 199.606
| DM1132842 | Serpens LED1x1850 H415 T840 OP LO2 SB | non-dimmable, I, IP40, IK05, opal polycarbonate diffuser, white aluminium body, basic version | 1012 | 77 | 68 |  | 50000/L80B10 | 3 | 1819 | 15.9 | 114 | 80+ | 4000 | 199.606
| DM1132843 | Serpens LED1x2500 H416 T840 OP LO3 SB | non-dimmable, I, IP40, IK05, opal polycarbonate diffuser, white aluminium body, basic version | 1012 | 77 | 68 |  | 50000/L80B10 | 3 | 2500 | 23 | 109 | 80+ | 4000 | 204.766
| DM1132844 | Serpens LED1x1550 H417 T840 OP LO1 SB | non-dimmable, I, IP40, IK05, opal polycarbonate diffuser, white aluminium body, basic version | 1152 | 77 | 68 |  | 50000/L80B10 | 3 | 1526 | 13 | 117 | 80+ | 4000 | 202.315
| DM1132845 | Serpens LED1x2100 H418 T840 OP LO2 SB | non-dimmable, I, IP40, IK05, opal polycarbonate diffuser, white aluminium body, basic version | 1152 | 77 | 68 |  | 50000/L80B10 | 3 | 2079 | 17.9 | 116 | 80+ | 4000 | 202.315
| DM1132846 | Serpens LED1x2900 H419 T840 OP LO3 SB | non-dimmable, I, IP40, IK05, opal polycarbonate diffuser, white aluminium body, basic version | 1152 | 77 | 68 |  | 50000/L80B10 | 3 | 2858 | 26.3 | 109 | 80+ | 4000 | 208.163
| DM1132847 | Serpens LED1x4300 H420 T840 OP LO4 SB | non-dimmable, I, IP40, IK05, opal polycarbonate diffuser, white aluminium body, basic version | 1152 | 77 | 68 |  | 50000/L80B10 | 3 | 4287 | 38.2 | 112 | 80+ | 4000 | 230.91
| DM1132848 | Serpens LED1x1750 H421 T840 OP LO1 SB | non-dimmable, I, IP40, IK05, opal polycarbonate diffuser, white aluminium body, basic version | 1292 | 77 | 68 |  | 50000/L80B10 | 3 | 1716 | 14.5 | 118 | 80+ | 4000 | 229.964
| DM1132849 | Serpens LED1x2350 H422 T840 OP LO2 SB | non-dimmable, I, IP40, IK05, opal polycarbonate diffuser, white aluminium body, basic version | 1292 | 77 | 68 |  | 50000/L80B10 | 3 | 2339 | 20.1 | 116 | 80+ | 4000 | 229.964
| DM1132850 | Serpens LED1x3250 H423 T840 OP LO3 SB | non-dimmable, I, IP40, IK05, opal polycarbonate diffuser, white aluminium body, basic version | 1292 | 77 | 68 |  | 50000/L80B10 | 3 | 3215 | 29.6 | 109 | 80+ | 4000 | 235.21
| DM1132851 | Serpens LED1x1950 H424 T840 OP LO1 SB | non-dimmable, I, IP40, IK05, opal polycarbonate diffuser, white aluminium body, basic version | 1432 | 77 | 68 |  | 50000/L80B10 | 3 | 1907 | 16.5 | 116 | 80+ | 4000 | 249.056
| DM1132852 | Serpens LED1x2600 H425 T840 OP LO2 SB | non-dimmable, I, IP40, IK05, opal polycarbonate diffuser, white aluminium body, basic version | 1432 | 77 | 68 |  | 50000/L80B10 | 3 | 2599 | 22.9 | 113 | 80+ | 4000 | 249.056
| DM1132853 | Serpens LED1x3600 H426 T840 OP LO3 SB | non-dimmable, I, IP40, IK05, opal polycarbonate diffuser, white aluminium body, basic version | 1432 | 77 | 68 |  | 50000/L80B10 | 3 | 3572 | 31.7 | 113 | 80+ | 4000 | 268.105
| DM1132854 | Serpens LED1x5400 H427 T840 OP LO4 SB | non-dimmable, I, IP40, IK05, opal polycarbonate diffuser, white aluminium body, basic version | 1432 | 77 | 68 |  | 50000/L80B10 | 3 | 5359 | 47.8 | 112 | 80+ | 4000 | 274.211
| DM1132855 | Serpens LED1x2300 H428 T840 OP LO1 SB | non-dimmable, I, IP40, IK05, opal polycarbonate diffuser, white aluminium body, basic version | 1712 | 77 | 68 |  | 50000/L80B10 | 3 | 2288 | 19.3 | 119 | 80+ | 4000 | 286.251
| DM1132856 | Serpens LED1x3150 H429 T840 OP LO2 SB | non-dimmable, I, IP40, IK05, opal polycarbonate diffuser, white aluminium body, basic version | 1712 | 77 | 68 |  | 50000/L80B10 | 3 | 3119 | 27.3 | 114 | 80+ | 4000 | 286.251
| DM1132857 | Serpens LED1x4300 H430 T840 OP LO3 SB | non-dimmable, I, IP40, IK05, opal polycarbonate diffuser, white aluminium body, basic version | 1712 | 77 | 68 |  | 50000/L80B10 | 3 | 4287 | 38.2 | 112 | 80+ | 4000 | 305.343
| DM1132858 | Serpens LED1x6450 H431 T840 OP LO4 SB | non-dimmable, I, IP40, IK05, opal polycarbonate diffuser, white aluminium body, basic version | 1712 | 77 | 68 |  | 50000/L80B10 | 3 | 6430 | 57.3 | 112 | 80+ | 4000 | 320.995
| DM1132859 | Serpens LED1x2700 H432 T840 OP LO1 SB | non-dimmable, I, IP40, IK05, opal polycarbonate diffuser, white aluminium body, basic version | 1992 | 77 | 68 |  | 50000/L80B10 | 3 | 2670 | 22.2 | 120 | 80+ | 4000 | 301
| DM1132860 | Serpens LED1x3650 H433 T840 OP LO2 SB | non-dimmable, I, IP40, IK05, opal polycarbonate diffuser, white aluminium body, basic version | 1992 | 77 | 68 |  | 50000/L80B10 | 3 | 3638 | 31.4 | 116 | 80+ | 4000 | 301
| DM1132861 | Serpens LED1x5050 H434 T840 OP LO3 SB | non-dimmable, I, IP40, IK05, opal polycarbonate diffuser, white aluminium body, basic version | 1992 | 77 | 68 |  | 50000/L80B10 | 3 | 5001 | 44.6 | 112 | 80+ | 4000 | 320.092
| DM1132862 | Serpens LED1x8050 H435 T840 OP LO4 SB | non-dimmable, I, IP40, IK05, opal polycarbonate diffuser, white aluminium body, basic version | 2132 | 77 | 68 |  | 50000/L80B10 | 3 | 6430 | 57.3 | 112 | 80+ | 4000 | 373.928
| DM1132863 | Serpens LED1x3100 H436 T840 OP LO1 SB | non-dimmable, I, IP40, IK05, opal polycarbonate diffuser, white aluminium body, basic version | 2272 | 77 | 68 |  | 50000/L80B10 | 3 | 3051 | 25.1 | 122 | 80+ | 4000 | 354.836
| DM1132864 | Serpens LED1x4200 H437 T840 OP LO2 SB | non-dimmable, I, IP40, IK05, opal polycarbonate diffuser, white aluminium body, basic version | 2272 | 77 | 68 |  | 50000/L80B10 | 3 | 4158 | 35.5 | 117 | 80+ | 4000 | 354.836
| DM1132865 | Serpens LED1x5750 H438 T840 OP LO3 SB | non-dimmable, I, IP40, IK05, opal polycarbonate diffuser, white aluminium body, basic version | 2272 | 77 | 68 |  | 50000/L80B10 | 3 | 5716 | 50.9 | 112 | 80+ | 4000 | 373.928
| DM1132866 | Serpens LED1x8600 H439 T840 OP LO4 SB | non-dimmable, I, IP40, IK05, opal polycarbonate diffuser, white aluminium body, basic version | 2272 | 77 | 68 |  | 50000/L80B10 | 3 | 8573 | 77.3 | 111 | 80+ | 4000 | 430.215
| DM1132867 | Serpens LED1x3450 H440 T840 OP LO1 SB | non-dimmable, I, IP40, IK05, opal polycarbonate diffuser, white aluminium body, basic version | 2552 | 77 | 68 |  | 50000/L80B10 | 3 | 3433 | 27.3 | 126 | 80+ | 4000 | 445.824
| DM1132868 | Serpens LED1x4700 H441 T840 OP LO2 SB | non-dimmable, I, IP40, IK05, opal polycarbonate diffuser, white aluminium body, basic version | 2552 | 77 | 68 |  | 50000/L80B10 | 3 | 4678 | 39.9 | 117 | 80+ | 4000 | 432.021
| DM1132869 | Serpens LED1x6450 H442 T840 OP LO3 SB | non-dimmable, I, IP40, IK05, opal polycarbonate diffuser, white aluminium body, basic version | 2552 | 77 | 68 |  | 50000/L80B10 | 3 | 6430 | 57.3 | 112 | 80+ | 4000 | 453.564
| DM1132870 | Serpens LED1x9650 H443 T840 OP LO4 SB | non-dimmable, I, IP40, IK05, opal polycarbonate diffuser, white aluminium body, basic version | 2552 | 77 | 68 |  | 50000/L80B10 | 3 | 9645 | 83.2 | 116 | 80+ | 4000 | 504.82
| DM1132871 | Serpens LED1x4050 H444 T840 OP LO1 SB | non-dimmable, I, IP40, IK05, opal polycarbonate diffuser, white aluminium body, basic version | 2972 | 77 | 68 |  | 50000/L80B10 | 3 | 4005 | 31.9 | 126 | 80+ | 4000 | 455.37
| DM1132872 | Serpens LED1x5500 H445 T840 OP LO2 SB | non-dimmable, I, IP40, IK05, opal polycarbonate diffuser, white aluminium body, basic version | 2972 | 77 | 68 |  | 50000/L80B10 | 3 | 5457 | 46 | 119 | 80+ | 4000 | 441.567
| DM1132873 | Serpens LED1x7550 H446 T840 OP LO3 SB | non-dimmable, I, IP40, IK05, opal polycarbonate diffuser, white aluminium body, basic version | 2972 | 77 | 68 |  | 50000/L80B10 | 3 | 7502 | 66.9 | 112 | 80+ | 4000 | 463.067
| DM1132874 | Serpens LED1x750 H402 T830 DPRZ LT80 LO1 SB | non-dimmable, I, IP40, IK05, UGR≤19, matt micro-prismatic polycarbonate diffuser, white aluminium body, basic version | 592 | 77 | 68 |  | 50000/L80B10 | 3 | 680 | 6.8 | 100 | 80+ | 3000 | 134.676
| DM1132875 | Serpens LED1x1000 H403 T830 DPRZ LT80 LO2 SB | non-dimmable, I, IP40, IK05, UGR≤19, matt micro-prismatic polycarbonate diffuser, white aluminium body, basic version | 592 | 77 | 68 |  | 50000/L80B10 | 3 | 927 | 9.5 | 98 | 80+ | 3000 | 134.676
| DM1132876 | Serpens LED1x1350 H404 T830 DPRZ LT80 LO3 SB | non-dimmable, I, IP40, IK05, UGR≤19, matt micro-prismatic polycarbonate diffuser, white aluminium body, basic version | 592 | 77 | 68 |  | 50000/L80B10 | 3 | 1274 | 13.8 | 92 | 80+ | 3000 | 145.77
| DM1132877 | Serpens LED1x2050 H405 T830 DPRZ LT80 LO4 SB | non-dimmable, I, IP40, IK05, UGR≤19, matt micro-prismatic polycarbonate diffuser, white aluminium body, basic version | 592 | 77 | 68 |  | 50000/L80B10 | 3 | 1911 | 20 | 96 | 80+ | 3000 | 147.576
| DM1132878 | Serpens LED1x900 H406 T830 DPRZ LT80 LO1 SB | non-dimmable, I, IP40, IK05, UGR≤19, matt micro-prismatic polycarbonate diffuser, white aluminium body, basic version | 732 | 77 | 68 |  | 50000/L80B10 | 3 | 850 | 8.1 | 105 | 80+ | 3000 | 158.928
| DM1132879 | Serpens LED1x1250 H407 T830 DPRZ LT80 LO2 SB | non-dimmable, I, IP40, IK05, UGR≤19, matt micro-prismatic polycarbonate diffuser, white aluminium body, basic version | 732 | 77 | 68 |  | 50000/L80B10 | 3 | 1159 | 11.6 | 100 | 80+ | 3000 | 158.928
| DM1132880 | Serpens LED1x1700 H408 T830 DPRZ LT80 LO3 SB | non-dimmable, I, IP40, IK05, UGR≤19, matt micro-prismatic polycarbonate diffuser, white aluminium body, basic version | 732 | 77 | 68 |  | 50000/L80B10 | 3 | 1593 | 16.8 | 95 | 80+ | 3000 | 170.065
| DM1132881 | Serpens LED1x2550 H409 T830 DPRZ LT80 LO4 SB | non-dimmable, I, IP40, IK05, UGR≤19, matt micro-prismatic polycarbonate diffuser, white aluminium body, basic version | 732 | 77 | 68 |  | 50000/L80B10 | 3 | 2389 | 24.7 | 97 | 80+ | 3000 | 173.677
| DM1132882 | Serpens LED1x1100 H410 T830 DPRZ LT80 LO1 SB | non-dimmable, I, IP40, IK05, UGR≤19, matt micro-prismatic polycarbonate diffuser, white aluminium body, basic version | 872 | 77 | 68 |  | 50000/L80B10 | 3 | 1068 | 10 | 107 | 80+ | 3000 | 186.62
| DM1132883 | Serpens LED1x1500 H411 T830 DPRZ LT80 LO2 SB | non-dimmable, I, IP40, IK05, UGR≤19, matt micro-prismatic polycarbonate diffuser, white aluminium body, basic version | 872 | 77 | 68 |  | 50000/L80B10 | 3 | 1455 | 14 | 104 | 80+ | 3000 | 186.62
| DM1132884 | Serpens LED1x2050 H412 T830 DPRZ LT80 LO3 SB | non-dimmable, I, IP40, IK05, UGR≤19, matt micro-prismatic polycarbonate diffuser, white aluminium body, basic version | 872 | 77 | 68 |  | 50000/L80B10 | 3 | 2001 | 20.2 | 99 | 80+ | 3000 | 191.823
| DM1132885 | Serpens LED1x3050 H413 T830 DPRZ LT80 LO4 SB | non-dimmable, I, IP40, IK05, UGR≤19, matt micro-prismatic polycarbonate diffuser, white aluminium body, basic version | 872 | 77 | 68 |  | 50000/L80B10 | 3 | 3001 | 29.7 | 101 | 80+ | 3000 | 195.263
| DM1132886 | Serpens LED1x1250 H414 T830 DPRZ LT80 LO1 SB | non-dimmable, I, IP40, IK05, UGR≤19, matt micro-prismatic polycarbonate diffuser, white aluminium body, basic version | 1012 | 77 | 68 |  | 50000/L80B10 | 3 | 1189 | 11.5 | 103 | 80+ | 3000 | 203.906
| DM1132887 | Serpens LED1x1700 H415 T830 DPRZ LT80 LO2 SB | non-dimmable, I, IP40, IK05, UGR≤19, matt micro-prismatic polycarbonate diffuser, white aluminium body, basic version | 1012 | 77 | 68 |  | 50000/L80B10 | 3 | 1622 | 15.9 | 102 | 80+ | 3000 | 203.906
| DM1132888 | Serpens LED1x2350 H416 T830 DPRZ LT80 LO3 SB | non-dimmable, I, IP40, IK05, UGR≤19, matt micro-prismatic polycarbonate diffuser, white aluminium body, basic version | 1012 | 77 | 68 |  | 50000/L80B10 | 3 | 2230 | 23 | 97 | 80+ | 3000 | 210.012
| DM1132889 | Serpens LED1x1450 H417 T830 DPRZ LT80 LO1 SB | non-dimmable, I, IP40, IK05, UGR≤19, matt micro-prismatic polycarbonate diffuser, white aluminium body, basic version | 1152 | 77 | 68 |  | 50000/L80B10 | 3 | 1359 | 13 | 105 | 80+ | 3000 | 207.303
| DM1132890 | Serpens LED1x1950 H418 T830 DPRZ LT80 LO2 SB | non-dimmable, I, IP40, IK05, UGR≤19, matt micro-prismatic polycarbonate diffuser, white aluminium body, basic version | 1152 | 77 | 68 |  | 50000/L80B10 | 3 | 1854 | 17.9 | 104 | 80+ | 3000 | 207.303
| DM1132891 | Serpens LED1x2700 H419 T830 DPRZ LT80 LO3 SB | non-dimmable, I, IP40, IK05, UGR≤19, matt micro-prismatic polycarbonate diffuser, white aluminium body, basic version | 1152 | 77 | 68 |  | 50000/L80B10 | 3 | 2548 | 26.3 | 97 | 80+ | 3000 | 213.409
| DM1132892 | Serpens LED1x4050 H420 T830 DPRZ LT80 LO4 SB | non-dimmable, I, IP40, IK05, UGR≤19, matt micro-prismatic polycarbonate diffuser, white aluminium body, basic version | 1152 | 77 | 68 |  | 50000/L80B10 | 3 | 3822 | 38.2 | 100 | 80+ | 3000 | 236.07
| DM1132893 | Serpens LED1x1650 H421 T830 DPRZ LT80 LO1 SB | non-dimmable, I, IP40, IK05, UGR≤19, matt micro-prismatic polycarbonate diffuser, white aluminium body, basic version | 1292 | 77 | 68 |  | 50000/L80B10 | 3 | 1529 | 14.5 | 105 | 80+ | 3000 | 235.21
| DM1132894 | Serpens LED1x2200 H422 T830 DPRZ LT80 LO2 SB | non-dimmable, I, IP40, IK05, UGR≤19, matt micro-prismatic polycarbonate diffuser, white aluminium body, basic version | 1292 | 77 | 68 |  | 50000/L80B10 | 3 | 2085 | 20.1 | 104 | 80+ | 3000 | 235.21
| DM1132895 | Serpens LED1x3000 H423 T830 DPRZ LT80 LO3 SB | non-dimmable, I, IP40, IK05, UGR≤19, matt micro-prismatic polycarbonate diffuser, white aluminium body, basic version | 1292 | 77 | 68 |  | 50000/L80B10 | 3 | 2867 | 29.6 | 97 | 80+ | 3000 | 241.101
| DM1132896 | Serpens LED1x1800 H424 T830 DPRZ LT80 LO1 SB | non-dimmable, I, IP40, IK05, UGR≤19, matt micro-prismatic polycarbonate diffuser, white aluminium body, basic version | 1432 | 77 | 68 |  | 50000/L80B10 | 3 | 1700 | 16.5 | 103 | 80+ | 3000 | 255.162
| DM1132897 | Serpens LED1x2450 H425 T830 DPRZ LT80 LO2 SB | non-dimmable, I, IP40, IK05, UGR≤19, matt micro-prismatic polycarbonate diffuser, white aluminium body, basic version | 1432 | 77 | 68 |  | 50000/L80B10 | 3 | 2316 | 23 | 101 | 80+ | 3000 | 255.162
| DM1132898 | Serpens LED1x3350 H426 T830 DPRZ LT80 LO3 SB | non-dimmable, I, IP40, IK05, UGR≤19, matt micro-prismatic polycarbonate diffuser, white aluminium body, basic version | 1432 | 77 | 68 |  | 50000/L80B10 | 3 | 3184 | 31.8 | 100 | 80+ | 3000 | 274.211
| DM1132899 | Serpens LED1x5050 H427 T830 DPRZ LT80 LO4 SB | non-dimmable, I, IP40, IK05, UGR≤19, matt micro-prismatic polycarbonate diffuser, white aluminium body, basic version | 1432 | 77 | 68 |  | 50000/L80B10 | 3 | 4777 | 47.8 | 100 | 80+ | 3000 | 280.145
| DM1132900 | Serpens LED1x2150 H428 T830 DPRZ LT80 LO1 SB | non-dimmable, I, IP40, IK05, UGR≤19, matt micro-prismatic polycarbonate diffuser, white aluminium body, basic version | 1712 | 77 | 68 |  | 50000/L80B10 | 3 | 2040 | 19.3 | 106 | 80+ | 3000 | 294.206
| DM1132901 | Serpens LED1x2950 H429 T830 DPRZ LT80 LO2 SB | non-dimmable, I, IP40, IK05, UGR≤19, matt micro-prismatic polycarbonate diffuser, white aluminium body, basic version | 1712 | 77 | 68 |  | 50000/L80B10 | 3 | 2780 | 27.3 | 102 | 80+ | 3000 | 294.206
| DM1132902 | Serpens LED1x4050 H430 T830 DPRZ LT80 LO3 SB | non-dimmable, I, IP40, IK05, UGR≤19, matt micro-prismatic polycarbonate diffuser, white aluminium body, basic version | 1712 | 77 | 68 |  | 50000/L80B10 | 3 | 3821 | 38.2 | 100 | 80+ | 3000 | 313.298
| DM1132903 | Serpens LED1x6050 H431 T830 DPRZ LT80 LO4 SB | non-dimmable, I, IP40, IK05, UGR≤19, matt micro-prismatic polycarbonate diffuser, white aluminium body, basic version | 1712 | 77 | 68 |  | 50000/L80B10 | 3 | 5732 | 57.3 | 100 | 80+ | 3000 | 328.692
| DM1132904 | Serpens LED1x2500 H432 T830 DPRZ LT80 LO1 SB | non-dimmable, I, IP40, IK05, UGR≤19, matt micro-prismatic polycarbonate diffuser, white aluminium body, basic version | 1992 | 77 | 68 |  | 50000/L80B10 | 3 | 2380 | 22.2 | 107 | 80+ | 3000 | 309.643
| DM1132905 | Serpens LED1x3400 H433 T830 DPRZ LT80 LO2 SB | non-dimmable, I, IP40, IK05, UGR≤19, matt micro-prismatic polycarbonate diffuser, white aluminium body, basic version | 1992 | 77 | 68 |  | 50000/L80B10 | 3 | 3243 | 31.4 | 103 | 80+ | 3000 | 309.643
| DM1132906 | Serpens LED1x4700 H434 T830 DPRZ LT80 LO3 SB | non-dimmable, I, IP40, IK05, UGR≤19, matt micro-prismatic polycarbonate diffuser, white aluminium body, basic version | 1992 | 77 | 68 |  | 50000/L80B10 | 3 | 4458 | 44.6 | 100 | 80+ | 3000 | 328.692
| DM1132907 | Serpens LED1x7550 H435 T830 DPRZ LT80 LO4 SB | non-dimmable, I, IP40, IK05, UGR≤19, matt micro-prismatic polycarbonate diffuser, white aluminium body, basic version | 2132 | 77 | 68 |  | 50000/L80B10 | 3 | 5732 | 57.3 | 100 | 80+ | 3000 | 382.528
| DM1132908 | Serpens LED1x2850 H436 T830 DPRZ LT80 LO1 SB | non-dimmable, I, IP40, IK05, UGR≤19, matt micro-prismatic polycarbonate diffuser, white aluminium body, basic version | 2272 | 77 | 68 |  | 50000/L80B10 | 3 | 2720 | 25.1 | 108 | 80+ | 3000 | 364.339
| DM1132909 | Serpens LED1x3900 H437 T830 DPRZ LT80 LO2 SB | non-dimmable, I, IP40, IK05, UGR≤19, matt micro-prismatic polycarbonate diffuser, white aluminium body, basic version | 2272 | 77 | 68 |  | 50000/L80B10 | 3 | 3707 | 35.5 | 104 | 80+ | 3000 | 364.339
| DM1132910 | Serpens LED1x5350 H438 T830 DPRZ LT80 LO3 SB | non-dimmable, I, IP40, IK05, UGR≤19, matt micro-prismatic polycarbonate diffuser, white aluminium body, basic version | 2272 | 77 | 68 |  | 50000/L80B10 | 3 | 5095 | 50.9 | 100 | 80+ | 3000 | 383.431
| DM1132911 | Serpens LED1x8050 H439 T830 DPRZ LT80 LO4 SB | non-dimmable, I, IP40, IK05, UGR≤19, matt micro-prismatic polycarbonate diffuser, white aluminium body, basic version | 2272 | 77 | 68 |  | 50000/L80B10 | 3 | 7643 | 77.3 | 99 | 80+ | 3000 | 439.718
| DM1132912 | Serpens LED1x3250 H440 T830 DPRZ LT80 LO1 SB | non-dimmable, I, IP40, IK05, UGR≤19, matt micro-prismatic polycarbonate diffuser, white aluminium body, basic version | 2552 | 77 | 68 |  | 50000/L80B10 | 3 | 3060 | 27.3 | 112 | 80+ | 3000 | 458.767
| DM1132913 | Serpens LED1x4400 H441 T830 DPRZ LT80 LO2 SB | non-dimmable, I, IP40, IK05, UGR≤19, matt micro-prismatic polycarbonate diffuser, white aluminium body, basic version | 2552 | 77 | 68 |  | 50000/L80B10 | 3 | 4170 | 39.9 | 105 | 80+ | 3000 | 444.921
| DM1132914 | Serpens LED1x6050 H442 T830 DPRZ LT80 LO3 SB | non-dimmable, I, IP40, IK05, UGR≤19, matt micro-prismatic polycarbonate diffuser, white aluminium body, basic version | 2552 | 77 | 68 |  | 50000/L80B10 | 3 | 5732 | 57.3 | 100 | 80+ | 3000 | 466.722
| DM1132915 | Serpens LED1x9050 H443 T830 DPRZ LT80 LO4 SB | non-dimmable, I, IP40, IK05, UGR≤19, matt micro-prismatic polycarbonate diffuser, white aluminium body, basic version | 2552 | 77 | 68 |  | 50000/L80B10 | 3 | 8598 | 83.2 | 103 | 80+ | 3000 | 517.806
| DM1132916 | Serpens LED1x3750 H444 T830 DPRZ LT80 LO1 SB | non-dimmable, I, IP40, IK05, UGR≤19, matt micro-prismatic polycarbonate diffuser, white aluminium body, basic version | 2972 | 77 | 68 |  | 50000/L80B10 | 3 | 3570 | 31.9 | 112 | 80+ | 3000 | 468.356
| DM1132917 | Serpens LED1x5100 H445 T830 DPRZ LT80 LO2 SB | non-dimmable, I, IP40, IK05, UGR≤19, matt micro-prismatic polycarbonate diffuser, white aluminium body, basic version | 2972 | 77 | 68 |  | 50000/L80B10 | 3 | 4865 | 46 | 106 | 80+ | 3000 | 453.564
| DM1132918 | Serpens LED1x7050 H446 T830 DPRZ LT80 LO3 SB | non-dimmable, I, IP40, IK05, UGR≤19, matt micro-prismatic polycarbonate diffuser, white aluminium body, basic version | 2972 | 77 | 68 |  | 50000/L80B10 | 3 | 6688 | 66.9 | 100 | 80+ | 3000 | 476.268
| DM1132919 | Serpens LED1x750 H402 T840 DPRZ LT80 LO1 SB | non-dimmable, I, IP40, IK05, UGR≤19, matt micro-prismatic polycarbonate diffuser, white aluminium body, basic version | 592 | 77 | 68 |  | 50000/L80B10 | 3 | 712 | 6.8 | 105 | 80+ | 4000 | 134.676
| DM1132920 | Serpens LED1x1000 H403 T840 DPRZ LT80 LO2 SB | non-dimmable, I, IP40, IK05, UGR≤19, matt micro-prismatic polycarbonate diffuser, white aluminium body, basic version | 592 | 77 | 68 |  | 50000/L80B10 | 3 | 970 | 9.5 | 102 | 80+ | 4000 | 134.676
| DM1132921 | Serpens LED1x1350 H404 T840 DPRZ LT80 LO3 SB | non-dimmable, I, IP40, IK05, UGR≤19, matt micro-prismatic polycarbonate diffuser, white aluminium body, basic version | 592 | 77 | 68 |  | 50000/L80B10 | 3 | 1334 | 13.8 | 97 | 80+ | 4000 | 145.77
| DM1132922 | Serpens LED1x2050 H405 T840 DPRZ LT80 LO4 SB | non-dimmable, I, IP40, IK05, UGR≤19, matt micro-prismatic polycarbonate diffuser, white aluminium body, basic version | 592 | 77 | 68 |  | 50000/L80B10 | 3 | 2001 | 20 | 100 | 80+ | 4000 | 147.576
| DM1132923 | Serpens LED1x900 H406 T840 DPRZ LT80 LO1 SB | non-dimmable, I, IP40, IK05, UGR≤19, matt micro-prismatic polycarbonate diffuser, white aluminium body, basic version | 732 | 77 | 68 |  | 50000/L80B10 | 3 | 890 | 8.1 | 110 | 80+ | 4000 | 158.928
| DM1132924 | Serpens LED1x1250 H407 T840 DPRZ LT80 LO2 SB | non-dimmable, I, IP40, IK05, UGR≤19, matt micro-prismatic polycarbonate diffuser, white aluminium body, basic version | 732 | 77 | 68 |  | 50000/L80B10 | 3 | 1213 | 11.6 | 105 | 80+ | 4000 | 158.928
| DM1132925 | Serpens LED1x1700 H408 T840 DPRZ LT80 LO3 SB | non-dimmable, I, IP40, IK05, UGR≤19, matt micro-prismatic polycarbonate diffuser, white aluminium body, basic version | 732 | 77 | 68 |  | 50000/L80B10 | 3 | 1667 | 16.8 | 99 | 80+ | 4000 | 170.065
| DM1132926 | Serpens LED1x2550 H409 T840 DPRZ LT80 LO4 SB | non-dimmable, I, IP40, IK05, UGR≤19, matt micro-prismatic polycarbonate diffuser, white aluminium body, basic version | 732 | 77 | 68 |  | 50000/L80B10 | 3 | 2501 | 24.7 | 101 | 80+ | 4000 | 173.677
| DM1132927 | Serpens LED1x1100 H410 T840 DPRZ LT80 LO1 SB | non-dimmable, I, IP40, IK05, UGR≤19, matt micro-prismatic polycarbonate diffuser, white aluminium body, basic version | 872 | 77 | 68 |  | 50000/L80B10 | 3 | 1068 | 10 | 107 | 80+ | 4000 | 186.62
| DM1132928 | Serpens LED1x1500 H411 T840 DPRZ LT80 LO2 SB | non-dimmable, I, IP40, IK05, UGR≤19, matt micro-prismatic polycarbonate diffuser, white aluminium body, basic version | 872 | 77 | 68 |  | 50000/L80B10 | 3 | 1455 | 14 | 104 | 80+ | 4000 | 186.62
| DM1132929 | Serpens LED1x2050 H412 T840 DPRZ LT80 LO3 SB | non-dimmable, I, IP40, IK05, UGR≤19, matt micro-prismatic polycarbonate diffuser, white aluminium body, basic version | 872 | 77 | 68 |  | 50000/L80B10 | 3 | 2001 | 20.2 | 99 | 80+ | 4000 | 191.823
| DM1132930 | Serpens LED1x3050 H413 T840 DPRZ LT80 LO4 SB | non-dimmable, I, IP40, IK05, UGR≤19, matt micro-prismatic polycarbonate diffuser, white aluminium body, basic version | 872 | 77 | 68 |  | 50000/L80B10 | 3 | 3001 | 29.7 | 101 | 80+ | 4000 | 195.263
| DM1132931 | Serpens LED1x1250 H414 T840 DPRZ LT80 LO1 SB | non-dimmable, I, IP40, IK05, UGR≤19, matt micro-prismatic polycarbonate diffuser, white aluminium body, basic version | 1012 | 77 | 68 |  | 50000/L80B10 | 3 | 1246 | 11.5 | 108 | 80+ | 4000 | 203.906
| DM1132932 | Serpens LED1x1700 H415 T840 DPRZ LT80 LO2 SB | non-dimmable, I, IP40, IK05, UGR≤19, matt micro-prismatic polycarbonate diffuser, white aluminium body, basic version | 1012 | 77 | 68 |  | 50000/L80B10 | 3 | 1698 | 15.9 | 107 | 80+ | 4000 | 203.906
| DM1132933 | Serpens LED1x2350 H416 T840 DPRZ LT80 LO3 SB | non-dimmable, I, IP40, IK05, UGR≤19, matt micro-prismatic polycarbonate diffuser, white aluminium body, basic version | 1012 | 77 | 68 |  | 50000/L80B10 | 3 | 2334 | 23 | 101 | 80+ | 4000 | 210.012
| DM1132934 | Serpens LED1x1450 H417 T840 DPRZ LT80 LO1 SB | non-dimmable, I, IP40, IK05, UGR≤19, matt micro-prismatic polycarbonate diffuser, white aluminium body, basic version | 1152 | 77 | 68 |  | 50000/L80B10 | 3 | 1424 | 13 | 110 | 80+ | 4000 | 207.303
| DM1132935 | Serpens LED1x1950 H418 T840 DPRZ LT80 LO2 SB | non-dimmable, I, IP40, IK05, UGR≤19, matt micro-prismatic polycarbonate diffuser, white aluminium body, basic version | 1152 | 77 | 68 |  | 50000/L80B10 | 3 | 1940 | 17.9 | 108 | 80+ | 4000 | 207.303
| DM1132936 | Serpens LED1x2700 H419 T840 DPRZ LT80 LO3 SB | non-dimmable, I, IP40, IK05, UGR≤19, matt micro-prismatic polycarbonate diffuser, white aluminium body, basic version | 1152 | 77 | 68 |  | 50000/L80B10 | 3 | 2667 | 26.3 | 101 | 80+ | 4000 | 213.409
| DM1132937 | Serpens LED1x4050 H420 T840 DPRZ LT80 LO4 SB | non-dimmable, I, IP40, IK05, UGR≤19, matt micro-prismatic polycarbonate diffuser, white aluminium body, basic version | 1152 | 77 | 68 |  | 50000/L80B10 | 3 | 4001 | 38.2 | 105 | 80+ | 4000 | 236.07
| DM1132938 | Serpens LED1x1650 H421 T840 DPRZ LT80 LO1 SB | non-dimmable, I, IP40, IK05, UGR≤19, matt micro-prismatic polycarbonate diffuser, white aluminium body, basic version | 1292 | 77 | 68 |  | 50000/L80B10 | 3 | 1602 | 14.5 | 110 | 80+ | 4000 | 235.21
| DM1132939 | Serpens LED1x2200 H422 T840 DPRZ LT80 LO2 SB | non-dimmable, I, IP40, IK05, UGR≤19, matt micro-prismatic polycarbonate diffuser, white aluminium body, basic version | 1292 | 77 | 68 |  | 50000/L80B10 | 3 | 2183 | 20.1 | 109 | 80+ | 4000 | 235.21
| DM1132940 | Serpens LED1x3000 H423 T840 DPRZ LT80 LO3 SB | non-dimmable, I, IP40, IK05, UGR≤19, matt micro-prismatic polycarbonate diffuser, white aluminium body, basic version | 1292 | 77 | 68 |  | 50000/L80B10 | 3 | 3000 | 29.6 | 101 | 80+ | 4000 | 241.101
| DM1132941 | Serpens LED1x1800 H424 T840 DPRZ LT80 LO1 SB | non-dimmable, I, IP40, IK05, UGR≤19, matt micro-prismatic polycarbonate diffuser, white aluminium body, basic version | 1432 | 77 | 68 |  | 50000/L80B10 | 3 | 1780 | 16.5 | 108 | 80+ | 4000 | 255.162
| DM1132942 | Serpens LED1x2450 H425 T840 DPRZ LT80 LO2 SB | non-dimmable, I, IP40, IK05, UGR≤19, matt micro-prismatic polycarbonate diffuser, white aluminium body, basic version | 1432 | 77 | 68 |  | 50000/L80B10 | 3 | 2426 | 22.9 | 106 | 80+ | 4000 | 255.162
| DM1132943 | Serpens LED1x3350 H426 T840 DPRZ LT80 LO3 SB | non-dimmable, I, IP40, IK05, UGR≤19, matt micro-prismatic polycarbonate diffuser, white aluminium body, basic version | 1432 | 77 | 68 |  | 50000/L80B10 | 3 | 3334 | 31.7 | 105 | 80+ | 4000 | 274.211
| DM1132944 | Serpens LED1x5050 H427 T840 DPRZ LT80 LO4 SB | non-dimmable, I, IP40, IK05, UGR≤19, matt micro-prismatic polycarbonate diffuser, white aluminium body, basic version | 1432 | 77 | 68 |  | 50000/L80B10 | 3 | 5002 | 47.8 | 105 | 80+ | 4000 | 280.145
| DM1132945 | Serpens LED1x2150 H428 T840 DPRZ LT80 LO1 SB | non-dimmable, I, IP40, IK05, UGR≤19, matt micro-prismatic polycarbonate diffuser, white aluminium body, basic version | 1712 | 77 | 68 |  | 50000/L80B10 | 3 | 2136 | 19.3 | 111 | 80+ | 4000 | 294.206
| DM1132946 | Serpens LED1x2950 H429 T840 DPRZ LT80 LO2 SB | non-dimmable, I, IP40, IK05, UGR≤19, matt micro-prismatic polycarbonate diffuser, white aluminium body, basic version | 1712 | 77 | 68 |  | 50000/L80B10 | 3 | 2911 | 27.3 | 107 | 80+ | 4000 | 294.206
| DM1132947 | Serpens LED1x4050 H430 T840 DPRZ LT80 LO3 SB | non-dimmable, I, IP40, IK05, UGR≤19, matt micro-prismatic polycarbonate diffuser, white aluminium body, basic version | 1712 | 77 | 68 |  | 50000/L80B10 | 3 | 4001 | 38.2 | 105 | 80+ | 4000 | 313.298
| DM1132948 | Serpens LED1x6050 H431 T840 DPRZ LT80 LO4 SB | non-dimmable, I, IP40, IK05, UGR≤19, matt micro-prismatic polycarbonate diffuser, white aluminium body, basic version | 1712 | 77 | 68 |  | 50000/L80B10 | 3 | 6001 | 57.3 | 105 | 80+ | 4000 | 328.692
| DM1132949 | Serpens LED1x2500 H432 T840 DPRZ LT80 LO1 SB | non-dimmable, I, IP40, IK05, UGR≤19, matt micro-prismatic polycarbonate diffuser, white aluminium body, basic version | 1992 | 77 | 68 |  | 50000/L80B10 | 3 | 2492 | 22.2 | 112 | 80+ | 4000 | 309.643
| DM1132950 | Serpens LED1x3400 H433 T840 DPRZ LT80 LO2 SB | non-dimmable, I, IP40, IK05, UGR≤19, matt micro-prismatic polycarbonate diffuser, white aluminium body, basic version | 1992 | 77 | 68 |  | 50000/L80B10 | 3 | 3396 | 31.4 | 108 | 80+ | 4000 | 309.643
| DM1132951 | Serpens LED1x4700 H434 T840 DPRZ LT80 LO3 SB | non-dimmable, I, IP40, IK05, UGR≤19, matt micro-prismatic polycarbonate diffuser, white aluminium body, basic version | 1992 | 77 | 68 |  | 50000/L80B10 | 3 | 4668 | 44.6 | 105 | 80+ | 4000 | 328.692
| DM1132952 | Serpens LED1x7550 H435 T840 DPRZ LT80 LO4 SB | non-dimmable, I, IP40, IK05, UGR≤19, matt micro-prismatic polycarbonate diffuser, white aluminium body, basic version | 2132 | 77 | 68 |  | 50000/L80B10 | 3 | 6001 | 57.3 | 105 | 80+ | 4000 | 382.528
| DM1132953 | Serpens LED1x2850 H436 T840 DPRZ LT80 LO1 SB | non-dimmable, I, IP40, IK05, UGR≤19, matt micro-prismatic polycarbonate diffuser, white aluminium body, basic version | 2272 | 77 | 68 |  | 50000/L80B10 | 3 | 2848 | 25.1 | 113 | 80+ | 4000 | 364.339
| DM1132954 | Serpens LED1x3900 H437 T840 DPRZ LT80 LO2 SB | non-dimmable, I, IP40, IK05, UGR≤19, matt micro-prismatic polycarbonate diffuser, white aluminium body, basic version | 2272 | 77 | 68 |  | 50000/L80B10 | 3 | 3881 | 35.5 | 109 | 80+ | 4000 | 364.339
| DM1132955 | Serpens LED1x5350 H438 T840 DPRZ LT80 LO3 SB | non-dimmable, I, IP40, IK05, UGR≤19, matt micro-prismatic polycarbonate diffuser, white aluminium body, basic version | 2272 | 77 | 68 |  | 50000/L80B10 | 3 | 5335 | 50.9 | 105 | 80+ | 4000 | 383.431
| DM1132956 | Serpens LED1x8050 H439 T840 DPRZ LT80 LO4 SB | non-dimmable, I, IP40, IK05, UGR≤19, matt micro-prismatic polycarbonate diffuser, white aluminium body, basic version | 2272 | 77 | 68 |  | 50000/L80B10 | 3 | 8002 | 77.3 | 104 | 80+ | 4000 | 439.718
| DM1132957 | Serpens LED1x3250 H440 T840 DPRZ LT80 LO1 SB | non-dimmable, I, IP40, IK05, UGR≤19, matt micro-prismatic polycarbonate diffuser, white aluminium body, basic version | 2552 | 77 | 68 |  | 50000/L80B10 | 3 | 3204 | 27.3 | 117 | 80+ | 4000 | 458.767
| DM1132958 | Serpens LED1x4400 H441 T840 DPRZ LT80 LO2 SB | non-dimmable, I, IP40, IK05, UGR≤19, matt micro-prismatic polycarbonate diffuser, white aluminium body, basic version | 2552 | 77 | 68 |  | 50000/L80B10 | 3 | 4366 | 39.9 | 109 | 80+ | 4000 | 444.921
| DM1132959 | Serpens LED1x6050 H442 T840 DPRZ LT80 LO3 SB | non-dimmable, I, IP40, IK05, UGR≤19, matt micro-prismatic polycarbonate diffuser, white aluminium body, basic version | 2552 | 77 | 68 |  | 50000/L80B10 | 3 | 6001 | 57.3 | 105 | 80+ | 4000 | 466.722
| DM1132960 | Serpens LED1x9050 H443 T840 DPRZ LT80 LO4 SB | non-dimmable, I, IP40, IK05, UGR≤19, matt micro-prismatic polycarbonate diffuser, white aluminium body, basic version | 2552 | 77 | 68 |  | 50000/L80B10 | 3 | 9002 | 83.2 | 108 | 80+ | 4000 | 517.806
| DM1132961 | Serpens LED1x3750 H444 T840 DPRZ LT80 LO1 SB | non-dimmable, I, IP40, IK05, UGR≤19, matt micro-prismatic polycarbonate diffuser, white aluminium body, basic version | 2972 | 77 | 68 |  | 50000/L80B10 | 3 | 3738 | 31.9 | 117 | 80+ | 4000 | 468.356
| DM1132962 | Serpens LED1x5100 H445 T840 DPRZ LT80 LO2 SB | non-dimmable, I, IP40, IK05, UGR≤19, matt micro-prismatic polycarbonate diffuser, white aluminium body, basic version | 2972 | 77 | 68 |  | 50000/L80B10 | 3 | 5093 | 46 | 111 | 80+ | 4000 | 453.564
| DM1132963 | Serpens LED1x7050 H446 T840 DPRZ LT80 LO3 SB | non-dimmable, I, IP40, IK05, UGR≤19, matt micro-prismatic polycarbonate diffuser, white aluminium body, basic version | 2972 | 77 | 68 |  | 50000/L80B10 | 3 | 7001 | 66.9 | 105 | 80+ | 4000 | 476.268
Available options:
|  | DALI | Driver with DALI interface and switch-control dimming | [11 empty] | 55
*note - DALI option is not applicable for models: K305; K309; H439; H443
*note - for DALI LIN option wires are 2x0.5mm2
|  | EAIRB | Integrated smart sensor and driver with wireless communication and grouping possibilities for lighting control
*note - ingress protection IP20
*note - EAIRB option is not aplicable for lenghts under 800mm
*note - for models G189...G191 and J664 EAIRB option cannot be combined with EM options
*note - For option EAIRB luminaire housing is 65mm longer
*note - EAIRB sensor is positioned in the end of the luminaire for lengths up to 1800mm, and in the middle of the luminaire for lengths over 1800mm
|  | BLT | Integrated wireless control unit and driver for lighting control via mobile device (via Bluetooth) | [11 empty] | 321.5448
|  | KRBLT | Integrated wireless control unit and driver for lighting control via mobile device (KR system app), on/off | [11 empty] | 126.248
|  | KRBLT DALI | Integrated wireless control unit and driver for lighting control via mobile device (KR system app), DALI with integrated PS | [11 empty] | 236.07
|  | PULL | Pull switch device, on/off | [11 empty] | 24.338
|  | PULLDIM | [12 empty] | 125.818
*note - For PULL and PULLDIM option luminaire housing is 50mm longer and switch is positioned at the end of luminaire
|  | MW | Integrated microwave (MW) motion sensor with on-off control | [11 empty] | 40
*note - for option MW luminaire housing is 72mm longer
*note - MW sensor is positioned in the end of the luminaire for lengths up to 1800mm, and in the middle of the luminaire for lengths over 1800mm
*note - MW option is not aplicable for 592mm long versions
|  | PIR | Integrated PIR sensor with on-off control | [11 empty] | 103.544
|  | PIR BLT DALI | Integrated wireless PIR sensor with CASAMBI app control and DALI driver. Requires DALI power supply in the system | [11 empty] | 247.465
*note - PIR option is not aplicable for lengths under 800mm
*note - ingress protection IP40
*note - PIR sensor is positioned in the end of the luminaire for lengths up to 1800mm, and in the middle of the luminaire for lengths over 1800mm
*note - For PIR options luminaire housing is 72 mm longer
|  | TW (luminaire length 600-1700mm) | Integrated light source and driver for Tuneable white control 2700-6500 K
|  | TW (luminaire length 1750-2900mm) | Integrated light source and driver for Tuneable white control 2700-6500 K
*note - Please ask for special models with options EAIRB and TW.
|  | EM3 | Emergency version 3 hours | [11 empty] | 90
|  | EM3A | Emergency version equipped with an autonomous testing system, 3 hours | [11 empty] | 162.798
|  | EM3D | Emergency version 3 hours with DALI interface | [11 empty] | 268.578
*note - EM options applicable for models longer than 1000mm
|  | 2G | Strain relief for power supply cable, 2pcs | [11 empty] | 1.849
|  | IP44 | IP44 protection degree (not applicable for L and LL type luminaires) | [11 empty] | 9.374
*note - IP44 option not applicable for L and LL models
|  | 5TB | 5-pole terminal block in middle of luminaire for easy through wiring | [11 empty] | 7.783
|  | 1LIN | Through wiring single phase d=1.5 mm² with two push-in terminal blocks (for luminaire lengths up to 1700mm) | [11 empty] | 8.643
|  | 2LIN | Through wiring two phases d=1.5 mm² with two push-in terminal blocks (for luminaire lengths up to 1700mm) | [11 empty] | 10.234
|  | 3LIN | Through wiring three phases d=1.5 mm² with two push-in terminal blocks (for luminaire lengths up to 1700mm) | [11 empty] | 11.868
|  | 1LIN | Through wiring single phase d=1.5 mm² with two push-in terminal blocks(for luminaire lengths 1701-3000mm) | [11 empty] | 11.868
|  | 2LIN | Through wiring two phases d=1.5 mm² with two push-in terminal blocks (for luminaire lengths 1701-3000mm) | [11 empty] | 17.071
|  | 3LIN | Through wiring three phases d=1.5 mm² with two push-in terminal blocks (for luminaire lengths 1701-3000mm) | [11 empty] | 20.253
*note - LIN options applicable for models longer than 800mm, for shorter models 5TB option
|  | L | for in-line connection end/first luminaire (lengths: 578/ 858/ 1138/ 1418/ 1698mm) | [11 empty] | 24.553
|  | LL | for in-line connection intermediate luminaire (lengths: 563/ 843/ 1123/ 1403/ 1683mm) | [11 empty] | 24.553
|  | L | for in-line connection end/first luminaire (lengths: 1978/ 2118/ 2258/ 2538/ 2958 mm) | [11 empty] | 32.035
|  | LL | for in-line connection intermediate luminaire (lengths: 1963/ 2103/ 2243/ 2523/ 2943 mm) | [11 empty] | 32.035
*note - for L and LL models joint kit and 1LIN option included (5TB option for lengths up to 800mm)
|  | OP | Opal diffuser with high light transmittance
|  | DPRZ LT80 | De-glaring micro-prismatic diffuser, matt
|  | LO1 | Light output level 1
|  | LO2 | Light output level 2
|  | LO3 | Light output level 3
|  | SB | Support brackets for installation into a plasterboard ceiling
*note - SB option included
|  | RAL (price/m, QNT. >10) | RAL colour, standard list | [11 empty] | 35.432
|  | RAL (price/m, QNT. ≤10) | RAL colour, standard list | [11 empty] | 106.253
|  | T830 | Colour temperature 3000K, CRI 80+
|  | T840 | Colour temperature 4000K, CRI 80+
Available accessories:
|  | BLANK Serpens LED L1000mm LL RAL9003S | Blank part kit for connecting luminaires in-line 1000mm long, 1pcs | [11 empty] | 202.745
*note - indicate lenght, location and RAL colour before placing order
*note - BLANK through wiring option must meet luminaire options
| DM1132964 | Serpens LED1x1300 K313 T830 OP LO1 1LIN LL CORNER90 SB | non-dimmable, I, IP40, IK05, opal polycarbonate diffuser, white aluminium body, for corner connection | 465 | 465 | 68 |  | 100000/L80B10 | 3 | 1242 | 10.1 | 123 | 80+ | 3000 | 214.14
| DM1132965 | Serpens LED1x1800 K314 T830 OP LO2 1LIN LL CORNER90 SB | non-dimmable, I, IP40, IK05, opal polycarbonate diffuser, white aluminium body, for corner connection | 465 | 465 | 68 |  | 100000/L80B10 | 3 | 1709 | 14 | 122 | 80+ | 3000 | 214.14
| DM1132966 | Serpens LED1x2500 K315 T830 OP LO3 1LIN LL CORNER90 SB | non-dimmable, I, IP40, IK05, opal polycarbonate diffuser, white aluminium body, for corner connection | 465 | 465 | 68 |  | 100000/L80B10 | 3 | 2390 | 20.2 | 118 | 80+ | 3000 | 219.3
| DM1132967 | Serpens LED1x3750 K316 T830 OP LO4 1LIN LL CORNER90 SB | non-dimmable, I, IP40, IK05, opal polycarbonate diffuser, white aluminium body, for corner connection | 465 | 465 | 68 |  | 100000/L80B10 | 3 | 3584 | 29.2 | 123 | 80+ | 3000 | 222.052
| DM1132968 | Serpens LED1x1300 K313 T840 OP LO1 1LIN LL CORNER90 SB | non-dimmable, I, IP40, IK05, opal polycarbonate diffuser, white aluminium body, for corner connection | 465 | 465 | 68 |  | 100000/L80B10 | 3 | 1295 | 10.1 | 128 | 80+ | 4000 | 214.14
| DM1132969 | Serpens LED1x1800 K314 T840 OP LO2 1LIN LL CORNER90 SB | non-dimmable, I, IP40, IK05, opal polycarbonate diffuser, white aluminium body, for corner connection | 465 | 465 | 68 |  | 100000/L80B10 | 3 | 1783 | 14 | 127 | 80+ | 4000 | 214.14
| DM1132970 | Serpens LED1x2500 K315 T840 OP LO3 1LIN LL CORNER90 SB | non-dimmable, I, IP40, IK05, opal polycarbonate diffuser, white aluminium body, for corner connection | 465 | 465 | 68 |  | 100000/L80B10 | 3 | 2493 | 20.2 | 123 | 80+ | 4000 | 219.3
| DM1132971 | Serpens LED1x3750 K316 T840 OP LO4 1LIN LL CORNER90 SB | non-dimmable, I, IP40, IK05, opal polycarbonate diffuser, white aluminium body, for corner connection | 465 | 465 | 68 |  | 100000/L80B10 | 3 | 3739 | 29.2 | 128 | 80+ | 4000 | 222.052
| DM1132972 | Serpens LED1x1250 K313 T830 DPRZ LT80 LO1 1LIN LL CORNER90 SB | non-dimmable, I, IP40, IK05, UGR≤19, matt micro-prismatic polycarbonate diffuser, white aluminium body, for corner connection | 465 | 465 | 68 |  | 100000/L80B10 | 3 | 1159 | 10.1 | 115 | 80+ | 3000 | 218.397
| DM1132973 | Serpens LED1x1700 K314 T830 DPRZ LT80 LO2 1LIN LL CORNER90 SB | non-dimmable, I, IP40, IK05, UGR≤19, matt micro-prismatic polycarbonate diffuser, white aluminium body, for corner connection | 465 | 465 | 68 |  | 100000/L80B10 | 3 | 1595 | 14 | 114 | 80+ | 3000 | 218.397
| DM1132974 | Serpens LED1x2350 K315 T830 DPRZ LT80 LO3 1LIN LL CORNER90 SB | non-dimmable, I, IP40, IK05, UGR≤19, matt micro-prismatic polycarbonate diffuser, white aluminium body, for corner connection | 465 | 465 | 68 |  | 100000/L80B10 | 3 | 2230 | 20.2 | 110 | 80+ | 3000 | 223.643
| DM1132975 | Serpens LED1x3500 K316 T830 DPRZ LT80 LO4 1LIN LL CORNER90 SB | non-dimmable, I, IP40, IK05, UGR≤22, matt micro-prismatic polycarbonate diffuser, white aluminium body, for corner connection | 465 | 465 | 68 |  | 100000/L80B10 | 3 | 3345 | 29.2 | 115 | 80+ | 3000 | 226.352
| DM1132976 | Serpens LED1x1250 K313 T840 DPRZ LT80 LO1 1LIN LL CORNER90 SB | non-dimmable, I, IP40, IK05, UGR≤19, matt micro-prismatic polycarbonate diffuser, white aluminium body, for corner connection | 465 | 465 | 68 |  | 100000/L80B10 | 3 | 1209 | 10.1 | 120 | 80+ | 4000 | 218.397
| DM1132977 | Serpens LED1x1700 K314 T840 DPRZ LT80 LO2 1LIN LL CORNER90 SB | non-dimmable, I, IP40, IK05, UGR≤19, matt micro-prismatic polycarbonate diffuser, white aluminium body, for corner connection | 465 | 465 | 68 |  | 100000/L80B10 | 3 | 1664 | 14 | 119 | 80+ | 4000 | 218.397
| DM1132978 | Serpens LED1x2350 K315 T840 DPRZ LT80 LO3 1LIN LL CORNER90 SB | non-dimmable, I, IP40, IK05, UGR≤19, matt micro-prismatic polycarbonate diffuser, white aluminium body, for corner connection | 465 | 465 | 68 |  | 100000/L80B10 | 3 | 2326 | 20.2 | 115 | 80+ | 4000 | 223.643
| DM1132979 | Serpens LED1x3500 K316 T840 DPRZ LT80 LO4 1LIN LL CORNER90 SB | non-dimmable, I, IP40, IK05, UGR≤22, matt micro-prismatic polycarbonate diffuser, white aluminium body, for corner connection | 465 | 465 | 68 |  | 100000/L80B10 | 3 | 3490 | 29.2 | 120 | 80+ | 4000 | 226.352
| DM1132980 | Serpens LED1x1150 H447 T830 OP LO1 1LIN LL CORNER90 SB | non-dimmable, I, IP40, IK05, opal polycarbonate diffuser, white aluminium body, for corner connection, basic version | 465 | 465 | 68 |  | 50000/L80B10 | 3 | 1093 | 10 | 109 | 80+ | 3000 | 207.303
| DM1132981 | Serpens LED1x1600 H448 T830 OP LO1 1LIN LL CORNER90 SB | non-dimmable, I, IP40, IK05, opal polycarbonate diffuser, white aluminium body, for corner connection, basic version | 465 | 465 | 68 |  | 50000/L80B10 | 3 | 1490 | 14 | 106 | 80+ | 3000 | 207.303
| DM1132982 | Serpens LED1x2150 H449 T830 OP LO1 1LIN LL CORNER90 SB | non-dimmable, I, IP40, IK05, opal polycarbonate diffuser, white aluminium body, for corner connection, basic version | 465 | 465 | 68 |  | 50000/L80B10 | 3 | 2048 | 20.2 | 101 | 80+ | 3000 | 212.463
| DM1132983 | Serpens LED1x3250 H450 T830 OP LO1 1LIN LL CORNER90 SB | non-dimmable, I, IP40, IK05, opal polycarbonate diffuser, white aluminium body, for corner connection, basic version | 465 | 465 | 68 |  | 50000/L80B10 | 3 | 3071 | 29.3 | 105 | 80+ | 3000 | 217.752
| DM1132984 | Serpens LED1x1150 H447 T840 OP LO1 1LIN LL CORNER90 SB | non-dimmable, I, IP40, IK05, opal polycarbonate diffuser, white aluminium body, for corner connection, basic version | 465 | 465 | 68 |  | 50000/L80B10 | 3 | 1145 | 10 | 115 | 80+ | 4000 | 207.303
| DM1132985 | Serpens LED1x1600 H448 T840 OP LO1 1LIN LL CORNER90 SB | non-dimmable, I, IP40, IK05, opal polycarbonate diffuser, white aluminium body, for corner connection, basic version | 465 | 465 | 68 |  | 50000/L80B10 | 3 | 1559 | 14 | 111 | 80+ | 4000 | 207.303
| DM1132986 | Serpens LED1x2150 H449 T840 OP LO1 1LIN LL CORNER90 SB | non-dimmable, I, IP40, IK05, opal polycarbonate diffuser, white aluminium body, for corner connection, basic version | 465 | 465 | 68 |  | 50000/L80B10 | 3 | 2144 | 20.2 | 106 | 80+ | 4000 | 212.463
| DM1132987 | Serpens LED1x3250 H450 T840 OP LO1 1LIN LL CORNER90 SB | non-dimmable, I, IP40, IK05, opal polycarbonate diffuser, white aluminium body, for corner connection, basic version | 465 | 465 | 68 |  | 50000/L80B10 | 3 | 3215 | 29.3 | 110 | 80+ | 4000 | 217.752
| DM1132988 | Serpens LED1x1100 H447 T830 DPRZ LT80 LO1 1LIN LL CORNER90 SB | non-dimmable, I, IP40, IK05, UGR≤19, matt micro-prismatic polycarbonate diffuser, white aluminium body, for corner connection, basic version | 465 | 465 | 68 |  | 50000/L80B10 | 3 | 1020 | 10 | 102 | 80+ | 3000 | 211.818
| DM1132989 | Serpens LED1x1500 H448 T830 DPRZ LT80 LO1 1LIN LL CORNER90 SB | non-dimmable, I, IP40, IK05, UGR≤19, matt micro-prismatic polycarbonate diffuser, white aluminium body, for corner connection, basic version | 465 | 465 | 68 |  | 50000/L80B10 | 3 | 1390 | 14 | 99 | 80+ | 3000 | 211.818
| DM1132990 | Serpens LED1x2050 H449 T830 DPRZ LT80 LO1 1LIN LL CORNER90 SB | non-dimmable, I, IP40, IK05, UGR≤19, matt micro-prismatic polycarbonate diffuser, white aluminium body, for corner connection, basic version | 465 | 465 | 68 |  | 50000/L80B10 | 3 | 1911 | 20.2 | 95 | 80+ | 3000 | 217.021
| DM1132991 | Serpens LED1x3050 H450 T830 DPRZ LT80 LO1 1LIN LL CORNER90 SB | non-dimmable, I, IP40, IK05, UGR≤22, matt micro-prismatic polycarbonate diffuser, white aluminium body, for corner connection, basic version | 465 | 465 | 68 |  | 50000/L80B10 | 3 | 2866 | 29.3 | 98 | 80+ | 3000 | 222.052
| DM1132992 | Serpens LED1x1100 H447 T840 DPRZ LT80 LO1 1LIN LL CORNER90 SB | non-dimmable, I, IP40, IK05, UGR≤19, matt micro-prismatic polycarbonate diffuser, white aluminium body, for corner connection, basic version | 465 | 465 | 68 |  | 50000/L80B10 | 3 | 1068 | 10 | 107 | 80+ | 4000 | 211.818
| DM1132993 | Serpens LED1x1500 H448 T840 DPRZ LT80 LO1 1LIN LL CORNER90 SB | non-dimmable, I, IP40, IK05, UGR≤19, matt micro-prismatic polycarbonate diffuser, white aluminium body, for corner connection, basic version | 465 | 465 | 68 |  | 50000/L80B10 | 3 | 1455 | 14 | 104 | 80+ | 4000 | 211.818
| DM1132994 | Serpens LED1x2050 H449 T840 DPRZ LT80 LO1 1LIN LL CORNER90 SB | non-dimmable, I, IP40, IK05, UGR≤19, matt micro-prismatic polycarbonate diffuser, white aluminium body, for corner connection, basic version | 465 | 465 | 68 |  | 50000/L80B10 | 3 | 2001 | 20.2 | 99 | 80+ | 4000 | 217.021
| DM1132995 | Serpens LED1x3050 H450 T840 DPRZ LT80 LO1 1LIN LL CORNER90 SB | non-dimmable, I, IP40, IK05, UGR≤22, matt micro-prismatic polycarbonate diffuser, white aluminium body, for corner connection, basic version | 465 | 465 | 68 |  | 50000/L80B10 | 3 | 3001 | 29.3 | 102 | 80+ | 4000 | 222.052
Available options:
|  | DALI | Driver with DALI interface and switch-control dimming | [11 empty] | 55
*note - for DALI LIN option wires are 2x0.5mm2
|  | BLT | Integrated wireless control unit and driver for lighting control via mobile device (via Bluetooth) | [11 empty] | 321.5448
|  | KRBLT | Integrated wireless control unit and driver for lighting control via mobile device (KR system app), on/off | [11 empty] | 126.248
|  | KRBLT DALI | Integrated wireless control unit and driver for lighting control via mobile device (KR system app), DALI with integrated PS | [11 empty] | 236.07
|  | TW | Integrated light source and driver for Tuneable white control 2700-6500 K
*note - ask for special models with option TW.
|  | 5TB | 5-pole terminal block in middle of luminaire for easy through wiring | [11 empty] | 7.783
|  | 1LIN | Through wiring single phase d=1.5 mm² with two push-in terminal blocks (for luminaire lengths up to 1700mm) | [11 empty] | 8.643
|  | 2LIN | Through wiring two phases d=1.5 mm² with two push-in terminal blocks (for luminaire lengths up to 1700mm) | [11 empty] | 10.234
|  | 3LIN | Through wiring three phases d=1.5 mm² with two push-in terminal blocks (for luminaire lengths up to 1700mm) | [11 empty] | 11.868
|  | LL | for in-line connection intermediate luminaire
*note - for L and LL models joint kit and 1LIN option included
|  | OP | Opal diffuser with high light transmittance
|  | DPRZ LT80 | De-glaring micro-prismatic diffuser with matt light scattering layer
|  | SB | Support brackets for installation into a plasterboard ceiling
*note - SB option included
|  | RAL (price/m, QNT. >10) | RAL colour, standard list | [11 empty] | 24.553
|  | RAL (price/m, QNT. ≤10) | RAL colour, standard list | [11 empty] | 71.767
|  | T830 | Colour temperature 3000K, CRI 80+
|  | T840 | Colour temperature 4000K, CRI 80+
|  | 2G | Strain relief for power supply cable, 2pcs | [11 empty] | 1.849
| DM1132996 | Serpens P LED1x3050 K321 T830 WMC LO1 SB | non-dimmable, I, IP40, IK05, UGR≤16, double parabolic reflector, white aluminium body | 1156 | 77 | 68 |  | 100000/L80B10 | 3 | 2890 | 17.5 | 165 | 80+ | 3000 | 261.053
| DM1132997 | Serpens P LED1x3750 K322 T830 WMC LO2 SB | non-dimmable, I, IP40, IK05, UGR≤16, double parabolic reflector, white aluminium body | 1156 | 77 | 68 |  | 100000/L80B10 | 3 | 3560 | 21.8 | 163 | 80+ | 3000 | 261.053
| DM1132998 | Serpens P LED1x4400 K323 T830 WMC LO3 SB | non-dimmable, I, IP40, IK05, UGR≤16, double parabolic reflector, white aluminium body | 1156 | 77 | 68 |  | 100000/L80B10 | 3 | 4212 | 26.1 | 161 | 80+ | 3000 | 261.053
| DM1132999 | Serpens P LED1x5100 K324 T830 WMC LO4 SB | non-dimmable, I, IP40, IK05, UGR≤16, double parabolic reflector, white aluminium body | 1156 | 77 | 68 |  | 100000/L80B10 | 3 | 4880 | 30.8 | 158 | 80+ | 3000 | 238.392
| DM1133000 | Serpens P LED1x3800 K325 T830 WMC LO1 SB | non-dimmable, I, IP40, IK05, UGR≤16, double parabolic reflector, white aluminium body | 1436 | 77 | 68 |  | 100000/L80B10 | 3 | 3612 | 21.6 | 167 | 80+ | 3000 | 307.192
| DM1133001 | Serpens P LED1x4650 K326 T830 WMC LO2 SB | non-dimmable, I, IP40, IK05, UGR≤16, double parabolic reflector, white aluminium body | 1436 | 77 | 68 |  | 100000/L80B10 | 3 | 4450 | 26.6 | 167 | 80+ | 3000 | 307.192
| DM1133002 | Serpens P LED1x5500 K327 T830 WMC LO3 SB | non-dimmable, I, IP40, IK05, UGR≤16, double parabolic reflector, white aluminium body | 1436 | 77 | 68 |  | 100000/L80B10 | 3 | 5265 | 32 | 165 | 80+ | 3000 | 307.192
| DM1133003 | Serpens P LED1x6400 K328 T830 WMC LO4 SB | non-dimmable, I, IP40, IK05, UGR≤16, double parabolic reflector, white aluminium body | 1436 | 77 | 68 |  | 100000/L80B10 | 3 | 6100 | 37.7 | 162 | 80+ | 3000 | 307.192
| DM1133004 | Serpens P LED1x6050 K329 T830 WMC LO1 SB | non-dimmable, I, IP40, IK05, UGR≤16, double parabolic reflector, white aluminium body | 2276 | 77 | 68 |  | 100000/L80B10 | 3 | 5780 | 33 | 175 | 80+ | 3000 | 449.694
| DM1133005 | Serpens P LED1x7450 K330 T830 WMC LO2 SB | non-dimmable, I, IP40, IK05, UGR≤16, double parabolic reflector, white aluminium body | 2276 | 77 | 68 |  | 100000/L80B10 | 3 | 7120 | 41.7 | 171 | 80+ | 3000 | 449.694
| DM1133006 | Serpens P LED1x8800 K331 T830 WMC LO3 SB | non-dimmable, I, IP40, IK05, UGR≤16, double parabolic reflector, white aluminium body | 2276 | 77 | 68 |  | 100000/L80B10 | 3 | 8423 | 50.6 | 166 | 80+ | 3000 | 456.746
| DM1133007 | Serpens P LED1x10200 K332 T830 WMC LO4 SB | non-dimmable, I, IP40, IK05, UGR≤16, double parabolic reflector, white aluminium body | 2276 | 77 | 68 |  | 100000/L80B10 | 3 | 9760 | 59.1 | 165 | 80+ | 3000 | 456.746
| DM1133008 | Serpens P LED1x7550 K333 T830 WMC LO1 SB | non-dimmable, I, IP40, IK05, UGR≤16, double parabolic reflector, white aluminium body | 2836 | 77 | 68 |  | 100000/L80B10 | 3 | 7224 | 41.3 | 175 | 80+ | 3000 | 546.444
| DM1133009 | Serpens P LED1x9300 K334 T830 WMC LO2 SB | non-dimmable, I, IP40, IK05, UGR≤16, double parabolic reflector, white aluminium body | 2836 | 77 | 68 |  | 100000/L80B10 | 3 | 8900 | 52.2 | 170 | 80+ | 3000 | 553.195
| DM1133010 | Serpens P LED1x11000 K335 T830 WMC LO3 SB | non-dimmable, I, IP40, IK05, UGR≤16, double parabolic reflector, white aluminium body | 2836 | 77 | 68 |  | 100000/L80B10 | 3 | 10529 | 62.6 | 168 | 80+ | 3000 | 553.195
| DM1133011 | Serpens P LED1x12750 K336 T830 WMC LO4 SB | non-dimmable, I, IP40, IK05, UGR≤16, double parabolic reflector, white aluminium body | 2836 | 77 | 68 |  | 100000/L80B10 | 3 | 12200 | 73.1 | 167 | 80+ | 3000 | 553.195
| DM1133012 | Serpens P LED1x3050 K321 T840 WMC LO1 SB | non-dimmable, I, IP40, IK05, UGR≤16, double parabolic reflector, white aluminium body | 1156 | 77 | 68 |  | 100000/L80B10 | 3 | 3014 | 17.5 | 172 | 80+ | 4000 | 261.053
| DM1133013 | Serpens P LED1x3750 K322 T840 WMC LO2 SB | non-dimmable, I, IP40, IK05, UGR≤16, double parabolic reflector, white aluminium body | 1156 | 77 | 68 |  | 100000/L80B10 | 3 | 3713 | 21.8 | 170 | 80+ | 4000 | 261.053
| DM1133014 | Serpens P LED1x4400 K323 T840 WMC LO3 SB | non-dimmable, I, IP40, IK05, UGR≤16, double parabolic reflector, white aluminium body | 1156 | 77 | 68 |  | 100000/L80B10 | 3 | 4393 | 26.1 | 168 | 80+ | 4000 | 261.053
| DM1133015 | Serpens P LED1x5100 K324 T840 WMC LO4 SB | non-dimmable, I, IP40, IK05, UGR≤16, double parabolic reflector, white aluminium body | 1156 | 77 | 68 |  | 100000/L80B10 | 3 | 5090 | 30.8 | 165 | 80+ | 4000 | 238.392
| DM1133016 | Serpens P LED1x3800 K325 T840 WMC LO1 SB | non-dimmable, I, IP40, IK05, UGR≤16, double parabolic reflector, white aluminium body | 1436 | 77 | 68 |  | 100000/L80B10 | 3 | 3768 | 21.6 | 174 | 80+ | 4000 | 307.192
| DM1133017 | Serpens P LED1x4650 K326 T840 WMC LO2 SB | non-dimmable, I, IP40, IK05, UGR≤16, double parabolic reflector, white aluminium body | 1436 | 77 | 68 |  | 100000/L80B10 | 3 | 4642 | 26.6 | 175 | 80+ | 4000 | 307.192
| DM1133018 | Serpens P LED1x5500 K327 T840 WMC LO3 SB | non-dimmable, I, IP40, IK05, UGR≤16, double parabolic reflector, white aluminium body | 1436 | 77 | 68 |  | 100000/L80B10 | 3 | 5492 | 32 | 172 | 80+ | 4000 | 307.192
| DM1133019 | Serpens P LED1x6400 K328 T840 WMC LO4 SB | non-dimmable, I, IP40, IK05, UGR≤16, double parabolic reflector, white aluminium body | 1436 | 77 | 68 |  | 100000/L80B10 | 3 | 6363 | 37.7 | 169 | 80+ | 4000 | 307.192
| DM1133020 | Serpens P LED1x6050 K329 T840 WMC LO1 SB | non-dimmable, I, IP40, IK05, UGR≤16, double parabolic reflector, white aluminium body | 2276 | 77 | 68 |  | 100000/L80B10 | 3 | 6029 | 33 | 183 | 80+ | 4000 | 449.694
| DM1133021 | Serpens P LED1x7450 K330 T840 WMC LO2 SB | non-dimmable, I, IP40, IK05, UGR≤16, double parabolic reflector, white aluminium body | 2276 | 77 | 68 |  | 100000/L80B10 | 3 | 7427 | 41.7 | 178 | 80+ | 4000 | 449.694
| DM1133022 | Serpens P LED1x8800 K331 T840 WMC LO3 SB | non-dimmable, I, IP40, IK05, UGR≤16, double parabolic reflector, white aluminium body | 2276 | 77 | 68 |  | 100000/L80B10 | 3 | 8787 | 50.6 | 174 | 80+ | 4000 | 456.746
| DM1133023 | Serpens P LED1x10200 K332 T840 WMC LO4 SB | non-dimmable, I, IP40, IK05, UGR≤16, double parabolic reflector, white aluminium body | 2276 | 77 | 68 |  | 100000/L80B10 | 3 | 10181 | 59.1 | 172 | 80+ | 4000 | 456.746
| DM1133024 | Serpens P LED1x7550 K333 T840 WMC LO1 SB | non-dimmable, I, IP40, IK05, UGR≤16, double parabolic reflector, white aluminium body | 2836 | 77 | 68 |  | 100000/L80B10 | 3 | 7536 | 41.3 | 182 | 80+ | 4000 | 546.444
| DM1133025 | Serpens P LED1x9300 K334 T840 WMC LO2 SB | non-dimmable, I, IP40, IK05, UGR≤16, double parabolic reflector, white aluminium body | 2836 | 77 | 68 |  | 100000/L80B10 | 3 | 9284 | 52.2 | 178 | 80+ | 4000 | 553.195
| DM1133026 | Serpens P LED1x11000 K335 T840 WMC LO3 SB | non-dimmable, I, IP40, IK05, UGR≤16, double parabolic reflector, white aluminium body | 2836 | 77 | 68 |  | 100000/L80B10 | 3 | 10983 | 62.6 | 175 | 80+ | 4000 | 553.195
| DM1133027 | Serpens P LED1x12750 K336 T840 WMC LO4 SB | non-dimmable, I, IP40, IK05, UGR≤16, double parabolic reflector, white aluminium body | 2836 | 77 | 68 |  | 100000/L80B10 | 3 | 12726 | 73.1 | 174 | 80+ | 4000 | 553.195
| DM1133028 | Serpens P LED1x2600 K321 T830 BMC LO1 SB | non-dimmable, I, IP40, IK05, UGR≤16, double parabolic reflector, white aluminium body | 1156 | 77 | 68 |  | 100000/L80B10 | 3 | 2490 | 17.5 | 142 | 80+ | 3000 | 261.053
| DM1133029 | Serpens P LED1x3200 K322 T830 BMC LO2 SB | non-dimmable, I, IP40, IK05, UGR≤16, double parabolic reflector, white aluminium body | 1156 | 77 | 68 |  | 100000/L80B10 | 3 | 3068 | 21.8 | 141 | 80+ | 3000 | 261.053
| DM1133030 | Serpens P LED1x3800 K323 T830 BMC LO3 SB | non-dimmable, I, IP40, IK05, UGR≤16, double parabolic reflector, white aluminium body | 1156 | 77 | 68 |  | 100000/L80B10 | 3 | 3629 | 26.1 | 139 | 80+ | 3000 | 261.053
| DM1133031 | Serpens P LED1x4400 K324 T830 BMC LO4 SB | non-dimmable, I, IP40, IK05, UGR≤16, double parabolic reflector, white aluminium body | 1156 | 77 | 68 |  | 100000/L80B10 | 3 | 4205 | 30.8 | 137 | 80+ | 3000 | 238.392
| DM1133032 | Serpens P LED1x3250 K325 T830 BMC LO1 SB | non-dimmable, I, IP40, IK05, UGR≤16, double parabolic reflector, white aluminium body | 1436 | 77 | 68 |  | 100000/L80B10 | 3 | 3113 | 21.6 | 144 | 80+ | 3000 | 307.192
| DM1133033 | Serpens P LED1x4000 K326 T830 BMC LO2 SB | non-dimmable, I, IP40, IK05, UGR≤16, double parabolic reflector, white aluminium body | 1436 | 77 | 68 |  | 100000/L80B10 | 3 | 3834 | 26.6 | 144 | 80+ | 3000 | 307.192
| DM1133034 | Serpens P LED1x4750 K327 T830 BMC LO3 SB | non-dimmable, I, IP40, IK05, UGR≤16, double parabolic reflector, white aluminium body | 1436 | 77 | 68 |  | 100000/L80B10 | 3 | 4536 | 32 | 142 | 80+ | 3000 | 307.192
| DM1133035 | Serpens P LED1x5500 K328 T830 BMC LO4 SB | non-dimmable, I, IP40, IK05, UGR≤16, double parabolic reflector, white aluminium body | 1436 | 77 | 68 |  | 100000/L80B10 | 3 | 5256 | 37.7 | 139 | 80+ | 3000 | 307.192
| DM1133036 | Serpens P LED1x5200 K329 T830 BMC LO1 SB | non-dimmable, I, IP40, IK05, UGR≤16, double parabolic reflector, white aluminium body | 2276 | 77 | 68 |  | 100000/L80B10 | 3 | 4980 | 33 | 151 | 80+ | 3000 | 449.694
| DM1133037 | Serpens P LED1x6400 K330 T830 BMC LO2 SB | non-dimmable, I, IP40, IK05, UGR≤16, double parabolic reflector, white aluminium body | 2276 | 77 | 68 |  | 100000/L80B10 | 3 | 6135 | 41.7 | 147 | 80+ | 3000 | 449.694
| DM1133038 | Serpens P LED1x7600 K331 T830 BMC LO3 SB | non-dimmable, I, IP40, IK05, UGR≤16, double parabolic reflector, white aluminium body | 2276 | 77 | 68 |  | 100000/L80B10 | 3 | 7258 | 50.6 | 143 | 80+ | 3000 | 456.746
| DM1133039 | Serpens P LED1x8800 K332 T830 BMC LO4 SB | non-dimmable, I, IP40, IK05, UGR≤16, double parabolic reflector, white aluminium body | 2276 | 77 | 68 |  | 100000/L80B10 | 3 | 8410 | 59.1 | 142 | 80+ | 3000 | 456.746
| DM1133040 | Serpens P LED1x6500 K333 T830 BMC LO1 SB | non-dimmable, I, IP40, IK05, UGR≤16, double parabolic reflector, white aluminium body | 2836 | 77 | 68 |  | 100000/L80B10 | 3 | 6225 | 41.3 | 151 | 80+ | 3000 | 546.444
| DM1133041 | Serpens P LED1x8000 K334 T830 BMC LO2 SB | non-dimmable, I, IP40, IK05, UGR≤16, double parabolic reflector, white aluminium body | 2836 | 77 | 68 |  | 100000/L80B10 | 3 | 7669 | 52.2 | 147 | 80+ | 3000 | 553.195
| DM1133042 | Serpens P LED1x9500 K335 T830 BMC LO3 SB | non-dimmable, I, IP40, IK05, UGR≤16, double parabolic reflector, white aluminium body | 2836 | 77 | 68 |  | 100000/L80B10 | 3 | 9073 | 62.6 | 145 | 80+ | 3000 | 553.195
| DM1133043 | Serpens P LED1x11000 K336 T830 BMC LO4 SB | non-dimmable, I, IP40, IK05, UGR≤16, double parabolic reflector, white aluminium body | 2836 | 77 | 68 |  | 100000/L80B10 | 3 | 10513 | 73.1 | 144 | 80+ | 3000 | 553.195
| DM1133044 | Serpens P LED1x2600 K321 T840 BMC LO1 SB | non-dimmable, I, IP40, IK05, UGR≤16, double parabolic reflector, white aluminium body | 1156 | 77 | 68 |  | 100000/L80B10 | 3 | 2598 | 17.5 | 148 | 80+ | 4000 | 261.053
| DM1133045 | Serpens P LED1x3200 K322 T840 BMC LO2 SB | non-dimmable, I, IP40, IK05, UGR≤16, double parabolic reflector, white aluminium body | 1156 | 77 | 68 |  | 100000/L80B10 | 3 | 3200 | 21.8 | 147 | 80+ | 4000 | 261.053
| DM1133046 | Serpens P LED1x3800 K323 T840 BMC LO3 SB | non-dimmable, I, IP40, IK05, UGR≤16, double parabolic reflector, white aluminium body | 1156 | 77 | 68 |  | 100000/L80B10 | 3 | 3786 | 26.1 | 145 | 80+ | 4000 | 261.053
| DM1133047 | Serpens P LED1x4400 K324 T840 BMC LO4 SB | non-dimmable, I, IP40, IK05, UGR≤16, double parabolic reflector, white aluminium body | 1156 | 77 | 68 |  | 100000/L80B10 | 3 | 4386 | 30.8 | 142 | 80+ | 4000 | 238.392
| DM1133048 | Serpens P LED1x3250 K325 T840 BMC LO1 SB | non-dimmable, I, IP40, IK05, UGR≤16, double parabolic reflector, white aluminium body | 1436 | 77 | 68 |  | 100000/L80B10 | 3 | 3247 | 21.6 | 150 | 80+ | 4000 | 307.192
| DM1133049 | Serpens P LED1x4000 K326 T840 BMC LO2 SB | non-dimmable, I, IP40, IK05, UGR≤16, double parabolic reflector, white aluminium body | 1436 | 77 | 68 |  | 100000/L80B10 | 3 | 4000 | 26.6 | 150 | 80+ | 4000 | 307.192
| DM1133050 | Serpens P LED1x4750 K327 T840 BMC LO3 SB | non-dimmable, I, IP40, IK05, UGR≤16, double parabolic reflector, white aluminium body | 1436 | 77 | 68 |  | 100000/L80B10 | 3 | 4732 | 32 | 148 | 80+ | 4000 | 307.192
| DM1133051 | Serpens P LED1x5500 K328 T840 BMC LO4 SB | non-dimmable, I, IP40, IK05, UGR≤16, double parabolic reflector, white aluminium body | 1436 | 77 | 68 |  | 100000/L80B10 | 3 | 5483 | 37.7 | 145 | 80+ | 4000 | 307.192
| DM1133052 | Serpens P LED1x5200 K329 T840 BMC LO1 SB | non-dimmable, I, IP40, IK05, UGR≤16, double parabolic reflector, white aluminium body | 2276 | 77 | 68 |  | 100000/L80B10 | 3 | 5195 | 33 | 157 | 80+ | 4000 | 449.694
| DM1133053 | Serpens P LED1x6400 K330 T840 BMC LO2 SB | non-dimmable, I, IP40, IK05, UGR≤16, double parabolic reflector, white aluminium body | 2276 | 77 | 68 |  | 100000/L80B10 | 3 | 6400 | 41.7 | 153 | 80+ | 4000 | 449.694
| DM1133054 | Serpens P LED1x7600 K331 T840 BMC LO3 SB | non-dimmable, I, IP40, IK05, UGR≤16, double parabolic reflector, white aluminium body | 2276 | 77 | 68 |  | 100000/L80B10 | 3 | 7571 | 50.6 | 150 | 80+ | 4000 | 456.746
| DM1133055 | Serpens P LED1x8800 K332 T840 BMC LO4 SB | non-dimmable, I, IP40, IK05, UGR≤16, double parabolic reflector, white aluminium body | 2276 | 77 | 68 |  | 100000/L80B10 | 3 | 8773 | 59.1 | 148 | 80+ | 4000 | 456.746
| DM1133056 | Serpens P LED1x6500 K333 T840 BMC LO1 SB | non-dimmable, I, IP40, IK05, UGR≤16, double parabolic reflector, white aluminium body | 2836 | 77 | 68 |  | 100000/L80B10 | 3 | 6494 | 41.3 | 157 | 80+ | 4000 | 546.444
| DM1133057 | Serpens P LED1x8000 K334 T840 BMC LO2 SB | non-dimmable, I, IP40, IK05, UGR≤16, double parabolic reflector, white aluminium body | 2836 | 77 | 68 |  | 100000/L80B10 | 3 | 8000 | 52.2 | 153 | 80+ | 4000 | 553.195
| DM1133058 | Serpens P LED1x9500 K335 T840 BMC LO3 SB | non-dimmable, I, IP40, IK05, UGR≤16, double parabolic reflector, white aluminium body | 2836 | 77 | 68 |  | 100000/L80B10 | 3 | 9464 | 62.6 | 151 | 80+ | 4000 | 553.195
| DM1133059 | Serpens P LED1x11000 K336 T840 BMC LO4 SB | non-dimmable, I, IP40, IK05, UGR≤16, double parabolic reflector, white aluminium body | 2836 | 77 | 68 |  | 100000/L80B10 | 3 | 10966 | 73.1 | 150 | 80+ | 4000 | 553.195
Available options:
|  | T830 | Colour temperature 3000K, CRI 80+
|  | T840 | Colour temperature 4000K, CRI 80+
|  | WMC | White matt reflector with clear lens
|  | BMC | Black matt reflector with clear lens
|  | MGC (price/module) | Metallic mirror finish reflector with clear lens
|  | MMC (price/module) | Metallic matt reflector with clear lens | [11 empty] | 12.298
|  | WAC (price/module) | Metallic mirror finish asymmetrical reflector with white shade and clear lens | [11 empty] | 37.496
|  | BAC (price/module) | Metallic mirror finish asymmetrical reflector with black shade and clear lens | [11 empty] | 37.496
*note - module quantities per model: J257...J260 - 4; J261...J264 - 5; J265...J268 - 8; J269...J272 - 10
|  | DALI | Driver with DALI interface and switch-control dimming | [11 empty] | 55
*note - for DALI LIN option wires are 2x0.5mm2
|  | EAIRB-M | Master luminaire with integrated smart sensor and driver with wireless communication and grouping possibilities for lighting control | [11 empty] | 180.3861
*note - ingress protection IP20
*note - For option EAIRB-M luminaire housing is 40mm longer
*note - the EAIRB sensor is positioned in the end of the luminaire for lengths up to 1800mm, and in the middle of the luminaire for lengths over 1800mm
|  | EAIRB-S | Slave luminaire with integrated EAIR type driver for lighting control | [11 empty] | 84.9483
*note - max system size 1x EAIRB-M + 3x EAIRB-S
*note - max wire lenght from EAIRB-M to last EAIRB-S - 11 meters
|  | MW | Integrated microwave (MW) motion sensor with on-off control | [11 empty] | 40
*note - for option MW luminaire housing is 72mm longer
*note - MW sensor is positioned in the end of the luminaire for lengths up to 1800mm, and in the middle of the luminaire for lengths over 1800mm
|  | PIR | Integrated PIR sensor with on-off control | [11 empty] | 103.544
|  | PIR DALI | Integrated PIR sensor with DALI control and power supply | [11 empty] | 244.283
|  | PIR BLT DALI2 | Integrated wireless PIR sensor with CASAMBI app control. Requires DALI power supply. | [11 empty] | 247.465
|  | PIR KRBLT DALI | Integrated wireless PIR sensor with KR system app control and DALI power supply. | [11 empty] | 302.849
*note - For PIR options luminaire housing is 72 mm longer
*note - ingress protection IP40
*note - PIR sensor is positioned in the end of the luminaire for lengths up to 1800mm, and in the middle of the luminaire for lengths over 1800mm
|  | BLT | Integrated wireless control unit and driver for lighting control via mobile device (via Bluetooth) | [11 empty] | 321.5448
|  | KRBLT | Integrated wireless control unit and driver for lighting control via mobile device (KR system app), on/off | [11 empty] | 126.248
|  | KRBLT DALI | Integrated wireless control unit and driver for lighting control via mobile device (KR system app), DALI with integrated PS | [11 empty] | 236.07
|  | PULL | Pull switch device, on/off | [11 empty] | 24.338
|  | PULLDIM | [12 empty] | 125.818
*note - For PULL and PULLDIM option luminaire housing is 50mm longer and switch is positioned at the end of luminaire
|  | COR | Driver with Corridor function (never off)
|  | COR1min | Driver with Corridor function 1min (switch off after 1 min.)
|  | COR30min | Driver with Corridor function 30min (switch off after 30 min.)
|  | EM3 | Emergency version 3 hours | [11 empty] | 90
|  | EM3A | Emergency version equipped with an autonomous testing system, 3 hours | [11 empty] | 162.798
|  | EM3D | Emergency version 3 hours with DALI interface | [11 empty] | 268.578
*note - EM options applicable for models longer than 1000mm
|  | 1LIN | Through wiring single phase d=1.5 mm² with two push-in terminal blocks (for luminaire lengths up to 1700mm) | [11 empty] | 8.643
|  | 2LIN | Through wiring two phases d=1.5 mm² with two push-in terminal blocks (for luminaire lengths up to 1700mm) | [11 empty] | 10.234
|  | 3LIN | Through wiring three phases d=1.5 mm² with two push-in terminal blocks (for luminaire lengths up to 1700mm) | [11 empty] | 11.868
|  | 1LIN | Through wiring single phase d=1.5 mm² with two push-in terminal blocks(for luminaire lengths 1701-3000mm) | [11 empty] | 11.868
|  | 2LIN | Through wiring two phases d=1.5 mm² with two push-in terminal blocks (for luminaire lengths 1701-3000mm) | [11 empty] | 17.071
|  | 3LIN | Through wiring three phases d=1.5 mm² with two push-in terminal blocks (for luminaire lengths 1701-3000mm) | [11 empty] | 20.253
|  | CBF3-2.0m | Outgoing flexible cable 3x0.75mm² 2.0m | [11 empty] | 8.643
|  | L | for in-line connection end/first luminaire (lengths: 1134/ 1417/ 2254/ 2812mm)
|  | LL | for in-line connection intermediate luminaire (lengths: 1120/ 1399/ 2236/ 2794mm)
|  | RAL (price/m, QNT. >10) | RAL colour, standard list | [11 empty] | 35.432
|  | RAL (price/m, QNT. ≤10) | RAL colour, standard list | [11 empty] | 106.253
Available accessories:
|  | BLANK Serpens LED L1000mm LL RAL9003S | Blank part kit for connecting luminaires in-line 1000mm long, 1pcs | [11 empty] | 202.745
*note - indicate lenght, location and RAL colour before placing order
*note - BLANK through wiring option must meet luminaire options
| DM9022195 | Remote Control HRC-11 | [12 empty] | 106.253
*note - remote control for PIR DALI
| DM1133060 | Serpens O LED1x3850 K337 T830 L75 LO1 SB | non-dimmable, I, IP40, IK05, UGR≤16, 75° beam optic, white aluminium body | 1167 | 77 | 68 |  | 100000/L80B10 | 3 | 3647 | 21.7 | 168 | 80+ | 3000 | 233.146
| DM1133061 | Serpens O LED1x5350 K338 T830 L75 LO2 SB | non-dimmable, I, IP40, IK05, UGR≤19, 75° beam optic, white aluminium body | 1167 | 77 | 68 |  | 100000/L80B10 | 3 | 5098 | 31.7 | 161 | 80+ | 3000 | 264.493
| DM1133062 | Serpens O LED1x5500 K339 T830 L75 LO3 SB | non-dimmable, I, IP40, IK05, UGR≤19, 75° beam optic, white aluminium body | 1167 | 77 | 68 |  | 100000/L80B10 | 3 | 5264 | 29.8 | 177 | 80+ | 3000 | 273.351
| DM1133063 | Serpens O LED1x6600 K340 T830 L75 LO4 SB | non-dimmable, I, IP40, IK05, UGR≤19, 75° beam optic, white aluminium body | 1167 | 77 | 68 |  | 100000/L80B10 | 3 | 6285 | 35.7 | 176 | 80+ | 3000 | 273.351
| DM1133064 | Serpens O LED1x7600 K341 T830 L75 LO5 SB | non-dimmable, I, IP40, IK05, UGR≤19, 75° beam optic, white aluminium body | 1167 | 77 | 68 |  | 100000/L80B10 | 3 | 7248 | 41.5 | 175 | 80+ | 3000 | 273.351
| DM1133065 | Serpens O LED1x4800 K342 T830 L75 LO1 SB | non-dimmable, I, IP40, IK05, UGR≤16, 75° beam optic, white aluminium body | 1447 | 77 | 68 |  | 100000/L80B10 | 3 | 4558 | 26.8 | 170 | 80+ | 3000 | 276.748
| DM1133066 | Serpens O LED1x6650 K343 T830 L75 LO2 SB | non-dimmable, I, IP40, IK05, UGR≤19, 75° beam optic, white aluminium body | 1447 | 77 | 68 |  | 100000/L80B10 | 3 | 6372 | 38.8 | 164 | 80+ | 3000 | 308.998
| DM1133067 | Serpens O LED1x6900 K344 T830 L75 LO3 SB | non-dimmable, I, IP40, IK05, UGR≤19, 75° beam optic, white aluminium body | 1447 | 77 | 68 |  | 100000/L80B10 | 3 | 6581 | 36.5 | 180 | 80+ | 3000 | 321.941
| DM1133068 | Serpens O LED1x8200 K345 T830 L75 LO4 SB | non-dimmable, I, IP40, IK05, UGR≤19, 75° beam optic, white aluminium body | 1447 | 77 | 68 |  | 100000/L80B10 | 3 | 7856 | 44.1 | 178 | 80+ | 3000 | 328.95
| DM1133069 | Serpens O LED1x9450 K346 T830 L75 LO5 SB | non-dimmable, I, IP40, IK05, UGR≤19, 75° beam optic, white aluminium body | 1447 | 77 | 68 |  | 100000/L80B10 | 3 | 9060 | 51.3 | 177 | 80+ | 3000 | 328.95
| DM1133070 | Serpens O LED1x9550 K347 T830 L75 LO1 SB | non-dimmable, I, IP40, IK05, UGR≤16, 75° beam optic, white aluminium body | 2850 | 77 | 68 |  | 100000/L80B10 | 3 | 9117 | 51.4 | 177 | 80+ | 3000 | 536.855
| DM1133071 | Serpens O LED1x13300 K348 T830 L75 LO2 SB | non-dimmable, I, IP40, IK05, UGR≤19, 75° beam optic, white aluminium body | 2850 | 77 | 68 |  | 100000/L80B10 | 3 | 12744 | 75.1 | 170 | 80+ | 3000 | 544.595
| DM1133072 | Serpens O LED1x13750 K349 T830 L75 LO3 SB | non-dimmable, I, IP40, IK05, UGR≤19, 75° beam optic, white aluminium body | 2850 | 77 | 68 |  | 100000/L80B10 | 3 | 13161 | 72.1 | 183 | 80+ | 3000 | 589.745
| DM1133073 | Serpens O LED1x16400 K350 T830 L75 LO4 SB | non-dimmable, I, IP40, IK05, UGR≤19, 75° beam optic, white aluminium body | 2850 | 77 | 68 |  | 100000/L80B10 | 3 | 15712 | 86.4 | 182 | 80+ | 3000 | 596.797
| DM1133074 | Serpens O LED1x18950 K351 T830 L75 LO5 SB | non-dimmable, I, IP40, IK05, UGR≤19, 75° beam optic, white aluminium body | 2850 | 77 | 68 |  | 100000/L80B10 | 3 | 18119 | 101.6 | 178 | 80+ | 3000 | 596.797
| DM1133075 | Serpens O LED1x3850 K337 T840 L75 LO1 SB | non-dimmable, I, IP40, IK05, UGR≤16, 75° beam optic, white aluminium body | 1167 | 77 | 68 |  | 100000/L80B10 | 3 | 3804 | 21.7 | 175 | 80+ | 4000 | 233.146
| DM1133076 | Serpens O LED1x5350 K338 T840 L75 LO2 SB | non-dimmable, I, IP40, IK05, UGR≤19, 75° beam optic, white aluminium body | 1167 | 77 | 68 |  | 100000/L80B10 | 3 | 5317 | 31.7 | 168 | 80+ | 4000 | 264.493
| DM1133077 | Serpens O LED1x5500 K339 T840 L75 LO3 SB | non-dimmable, I, IP40, IK05, UGR≤19, 75° beam optic, white aluminium body | 1167 | 77 | 68 |  | 100000/L80B10 | 3 | 5492 | 29.8 | 184 | 80+ | 4000 | 273.351
| DM1133078 | Serpens O LED1x6600 K340 T840 L75 LO4 SB | non-dimmable, I, IP40, IK05, UGR≤19, 75° beam optic, white aluminium body | 1167 | 77 | 68 |  | 100000/L80B10 | 3 | 6556 | 35.7 | 184 | 80+ | 4000 | 273.351
| DM1133079 | Serpens O LED1x7600 K341 T840 L75 LO5 SB | non-dimmable, I, IP40, IK05, UGR≤19, 75° beam optic, white aluminium body | 1167 | 77 | 68 |  | 100000/L80B10 | 3 | 7560 | 41.5 | 182 | 80+ | 4000 | 273.351
| DM1133080 | Serpens O LED1x4800 K342 T840 L75 LO1 SB | non-dimmable, I, IP40, IK05, UGR≤16, 75° beam optic, white aluminium body | 1447 | 77 | 68 |  | 100000/L80B10 | 3 | 4755 | 27.4 | 174 | 80+ | 4000 | 276.748
| DM1133081 | Serpens O LED1x6650 K343 T840 L75 LO2 SB | non-dimmable, I, IP40, IK05, UGR≤19, 75° beam optic, white aluminium body | 1447 | 77 | 68 |  | 100000/L80B10 | 3 | 6647 | 38.8 | 171 | 80+ | 4000 | 308.998
| DM1133082 | Serpens O LED1x6900 K344 T840 L75 LO3 SB | non-dimmable, I, IP40, IK05, UGR≤19, 75° beam optic, white aluminium body | 1447 | 77 | 68 |  | 100000/L80B10 | 3 | 6864 | 36.5 | 188 | 80+ | 4000 | 321.941
| DM1133083 | Serpens O LED1x8200 K345 T840 L75 LO4 SB | non-dimmable, I, IP40, IK05, UGR≤19, 75° beam optic, white aluminium body | 1447 | 77 | 68 |  | 100000/L80B10 | 3 | 8195 | 44.1 | 186 | 80+ | 4000 | 328.95
| DM1133084 | Serpens O LED1x9450 K346 T840 L75 LO5 SB | non-dimmable, I, IP40, IK05, UGR≤19, 75° beam optic, white aluminium body | 1447 | 77 | 68 |  | 100000/L80B10 | 3 | 9450 | 51.3 | 184 | 80+ | 4000 | 328.95
| DM1133085 | Serpens O LED1x9550 K347 T840 L75 LO1 SB | non-dimmable, I, IP40, IK05, UGR≤16, 75° beam optic, white aluminium body | 2850 | 77 | 68 |  | 100000/L80B10 | 3 | 9510 | 51.4 | 185 | 80+ | 4000 | 536.855
| DM1133086 | Serpens O LED1x13300 K348 T840 L75 LO2 SB | non-dimmable, I, IP40, IK05, UGR≤19, 75° beam optic, white aluminium body | 2850 | 77 | 68 |  | 100000/L80B10 | 3 | 13294 | 75.1 | 177 | 80+ | 4000 | 544.595
| DM1133087 | Serpens O LED1x13750 K349 T840 L75 LO3 SB | non-dimmable, I, IP40, IK05, UGR≤19, 75° beam optic, white aluminium body | 2850 | 77 | 68 |  | 100000/L80B10 | 3 | 13729 | 72.1 | 190 | 80+ | 4000 | 589.745
| DM1133088 | Serpens O LED1x16400 K350 T840 L75 LO4 SB | non-dimmable, I, IP40, IK05, UGR≤19, 75° beam optic, white aluminium body | 2850 | 77 | 68 |  | 100000/L80B10 | 3 | 16390 | 86.4 | 190 | 80+ | 4000 | 596.797
| DM1133089 | Serpens O LED1x18950 K351 T840 L75 LO5 SB | non-dimmable, I, IP40, IK05, UGR≤19, 75° beam optic, white aluminium body | 2850 | 77 | 68 |  | 100000/L80B10 | 3 | 18901 | 101.6 | 186 | 80+ | 4000 | 596.797
Available options:
|  | T830 | Colour temperature 3000K, CRI 80+
|  | T840 | Colour temperature 4000K, CRI 80+
|  | L30 | Optics with 30 beam angle
|  | L40x75 | Optics with 40x75 beam angle
|  | L75W | Optics with 75 beam angle, wide
|  | L75 | Optics with 75 beam angle
|  | L90W | Optics with 90 beam angle, wide
|  | L100 | Optics with 100° beam angle, diffused
|  | L2A25 | Optics with double asymmetric beam
|  | L1A18-L | Optics with asymmetric beam, light direction - left
|  | L1A18-R | Optics with asymmetric beam, light direction - right
|  | LO1...5 | Light output level 1 to 5
|  | DALI | Driver with DALI interface and switch-control dimming | [11 empty] | 55
|  | EAIRB-M | Master luminaire with integrated smart sensor and driver with wireless communication and grouping possibilities for lighting control | [11 empty] | 180.3861
*note - ingress protection IP20
*note - For option EAIRB-M luminaire housing is 40mm longer
*note - the EAIRB sensor is positioned in the end of the luminaire for lengths up to 1800mm, and in the middle of the luminaire for lengths over 1800mm
|  | EAIRB-S | Slave luminaire with integrated EAIR type driver for lighting control | [11 empty] | 84.9483
*note - max system size 1x EAIRB-M + 3x EAIRB-S
*note - max wire lenght from EAIRB-M to last EAIRB-S - 11 meters
|  | BLT | Integrated wireless control unit and driver for lighting control via mobile device (via Bluetooth) | [11 empty] | 321.5448
|  | KRBLT | Integrated wireless control unit and driver for lighting control via mobile device (KR system app), on/off | [11 empty] | 126.248
|  | KRBLT DALI | Integrated wireless control unit and driver for lighting control via mobile device (KR system app), DALI with integrated PS | [11 empty] | 236.07
|  | PULL | Pull switch device, on/off | [11 empty] | 24.338
|  | PULLDIM | [12 empty] | 125.818
*note - For PULL and PULLDIM option luminaire housing is 50mm longer and switch is positioned at the end of luminaire
|  | MW | Integrated microwave (MW) motion sensor with on-off control | [11 empty] | 40
*note - for option MW luminaire housing is 72mm longer
*note - MW sensor is positioned in the end of the luminaire for lengths up to 1800mm, and in the middle of the luminaire for lengths over 1800mm
|  | PIR | Integrated PIR sensor with on-off control | [11 empty] | 103.544
|  | PIR DALI | Integrated PIR sensor with DALI control and power supply | [11 empty] | 244.283
|  | PIR BLT DALI2 | Integrated wireless PIR sensor with CASAMBI app control. Requires DALI power supply. | [11 empty] | 247.465
|  | PIR KRBLT DALI | Integrated wireless PIR sensor with KR system app control and DALI power supply. | [11 empty] | 302.849
*note - For PIR options luminaire housing is 72 mm longer
*note - ingress protection IP40
*note - PIR sensor is positioned in the end of the luminaire for lengths up to 1800mm, and in the middle of the luminaire for lengths over 1800mm
|  | COR | Driver with Corridor function (never off) | [11 empty] | 75.8241
|  | COR1min | Driver with Corridor function 1min (switch off after 1 min.) | [11 empty] | 75.8241
|  | COR30min | Driver with Corridor function 30min (switch off after 30 min.) | [11 empty] | 75.8241
|  | EM3 | Emergency version 3 hours | [11 empty] | 90
|  | EM3A | Emergency version equipped with an autonomous testing system, 3 hours | [11 empty] | 162.798
|  | EM3D | Emergency version 3 hours with DALI interface | [11 empty] | 268.578
*note - EM options applicable for models longer than 1000mm
|  | 1LIN | Through wiring single phase d=1.5 mm² with two push-in terminal blocks (for luminaire lengths up to 1700mm) | [11 empty] | 8.643
|  | 2LIN | Through wiring two phases d=1.5 mm² with two push-in terminal blocks (for luminaire lengths up to 1700mm) | [11 empty] | 10.234
|  | 3LIN | Through wiring three phases d=1.5 mm² with two push-in terminal blocks (for luminaire lengths up to 1700mm) | [11 empty] | 11.868
|  | 1LIN | Through wiring single phase d=1.5 mm² with two push-in terminal blocks(for luminaire lengths 1701-3000mm) | [11 empty] | 11.868
|  | 2LIN | Through wiring two phases d=1.5 mm² with two push-in terminal blocks (for luminaire lengths 1701-3000mm) | [11 empty] | 17.071
|  | 3LIN | Through wiring three phases d=1.5 mm² with two push-in terminal blocks (for luminaire lengths 1701-3000mm) | [11 empty] | 20.253
|  | CBF3-2.0m | Outgoing flexible cable 3x0.75mm² 2.0m | [11 empty] | 8.643
|  | L | for in-line connection end/first luminaire (lengths: 1148/ 1428/ 2831mm)
|  | LL | for in-line connection intermediate luminaire (lengths: 1132/ 1412/ 2815mm)
|  | RAL (price/m, QNT. >10) | RAL colour, standard list | [11 empty] | 35.432
|  | RAL (price/m, QNT. ≤10) | RAL colour, standard list | [11 empty] | 106.253
Available accessories:
|  | BLANK Serpens LED L1000mm LL RAL9003S | Blank part kit for connecting luminaires in-line 1000mm long, 1pcs | [11 empty] | 202.745
*note - indicate lenght, location and RAL colour before placing order
*note - BLANK through wiring option must meet luminaire options
| DM9022195 | Remote Control HRC-11 | [12 empty] | 106.253
*note - remote control for PIR DALI
| DM1122195 | Decor S LED1x800 K125 T830 OP LO1 | non-dimmable, I, IP40, IK05, opal polycarbonate diffuser, slim light grey aluminium body | 577 | 39 | 75 |  | 100000/L80B10 | 3 | 728 | 6.8 | 107 | 80+ | 3000 | 108.79
| DM1122196 | Decor S LED1x1050 K126 T830 OP LO2 | non-dimmable, I, IP40, IK05, opal polycarbonate diffuser, slim light grey aluminium body | 577 | 39 | 75 |  | 100000/L80B10 | 3 | 1003 | 9.5 | 106 | 80+ | 3000 | 108.79
| DM1122197 | Decor S LED1x1500 K127 T830 OP LO3 | non-dimmable, I, IP40, IK05, opal polycarbonate diffuser, slim light grey aluminium body | 577 | 39 | 75 |  | 100000/L80B10 | 3 | 1402 | 13.8 | 102 | 80+ | 3000 | 121.002
| DM1122198 | Decor S LED1x2200 K128 T830 OP LO4 | non-dimmable, I, IP40, IK05, opal polycarbonate diffuser, slim light grey aluminium body | 577 | 39 | 75 |  | 100000/L80B10 | 3 | 2103 | 19.9 | 106 | 80+ | 3000 | 123.754
| DM1122199 | Decor S LED1x950 K129 T830 OP LO1 | non-dimmable, I, IP40, IK05, opal polycarbonate diffuser, slim light grey aluminium body | 717 | 39 | 75 |  | 100000/L80B10 | 3 | 910 | 8.2 | 111 | 80+ | 3000 | 129.645
| DM1122200 | Decor S LED1x1350 K130 T830 OP LO2 | non-dimmable, I, IP40, IK05, opal polycarbonate diffuser, slim light grey aluminium body | 717 | 39 | 75 |  | 100000/L80B10 | 3 | 1254 | 11.6 | 108 | 80+ | 3000 | 129.645
| DM1122201 | Decor S LED1x1850 K131 T830 OP LO3 | non-dimmable, I, IP40, IK05, opal polycarbonate diffuser, slim light grey aluminium body | 717 | 39 | 75 |  | 100000/L80B10 | 3 | 1752 | 16.8 | 104 | 80+ | 3000 | 141.943
| DM1122202 | Decor S LED1x2750 K132 T830 OP LO4 | non-dimmable, I, IP40, IK05, opal polycarbonate diffuser, slim light grey aluminium body | 717 | 39 | 75 |  | 100000/L80B10 | 3 | 2628 | 24.6 | 107 | 80+ | 3000 | 145.297
| DM1122203 | Decor S LED1x1150 K133 T830 OP LO1 | non-dimmable, I, IP40, IK05, opal polycarbonate diffuser, slim light grey aluminium body | 857 | 39 | 75 |  | 100000/L80B10 | 3 | 1092 | 10.1 | 108 | 80+ | 3000 | 155.101
| DM1122204 | Decor S LED1x1600 K134 T830 OP LO2 | non-dimmable, I, IP40, IK05, opal polycarbonate diffuser, slim light grey aluminium body | 857 | 39 | 75 |  | 100000/L80B10 | 3 | 1504 | 14 | 107 | 80+ | 3000 | 155.101
| DM1122205 | Decor S LED1x2200 K135 T830 OP LO3 | non-dimmable, I, IP40, IK05, opal polycarbonate diffuser, slim light grey aluminium body | 857 | 39 | 75 |  | 100000/L80B10 | 3 | 2103 | 20.2 | 104 | 80+ | 3000 | 160.992
| DM1122206 | Decor S LED1x3300 K136 T830 OP LO4 | non-dimmable, I, IP40, IK05, opal polycarbonate diffuser, slim light grey aluminium body | 857 | 39 | 75 |  | 100000/L80B10 | 3 | 3154 | 29.5 | 107 | 80+ | 3000 | 164.604
| DM1122207 | Decor S LED1x1350 K137 T830 OP LO1 | non-dimmable, I, IP40, IK05, opal polycarbonate diffuser, slim light grey aluminium body | 997 | 39 | 75 |  | 100000/L80B10 | 3 | 1274 | 11.6 | 110 | 80+ | 3000 | 177.547
| DM1122208 | Decor S LED1x1850 K138 T830 OP LO2 | non-dimmable, I, IP40, IK05, opal polycarbonate diffuser, slim light grey aluminium body | 997 | 39 | 75 |  | 100000/L80B10 | 3 | 1755 | 15.9 | 110 | 80+ | 3000 | 177.547
| DM1122209 | Decor S LED1x2600 K139 T830 OP LO3 | non-dimmable, I, IP40, IK05, opal polycarbonate diffuser, slim light grey aluminium body | 997 | 39 | 75 |  | 100000/L80B10 | 3 | 2453 | 23 | 107 | 80+ | 3000 | 182.75
| DM1122210 | Decor S LED1x1550 K140 T830 OP LO1 | non-dimmable, I, IP40, IK05, opal polycarbonate diffuser, slim light grey aluminium body | 1137 | 39 | 75 |  | 100000/L80B10 | 3 | 1456 | 13.1 | 111 | 80+ | 3000 | 180.299
| DM1122211 | Decor S LED1x2100 K141 T830 OP LO2 | non-dimmable, I, IP40, IK05, opal polycarbonate diffuser, slim light grey aluminium body | 1137 | 39 | 75 |  | 100000/L80B10 | 3 | 2006 | 18 | 111 | 80+ | 3000 | 180.299
| DM1122212 | Decor S LED1x2950 K142 T830 OP LO3 | non-dimmable, I, IP40, IK05, opal polycarbonate diffuser, slim light grey aluminium body | 1137 | 39 | 75 |  | 100000/L80B10 | 3 | 2804 | 26.3 | 107 | 80+ | 3000 | 185.502
| DM1122213 | Decor S LED1x4400 K143 T830 OP LO4 | non-dimmable, I, IP40, IK05, opal polycarbonate diffuser, slim light grey aluminium body | 1137 | 39 | 75 |  | 100000/L80B10 | 3 | 4206 | 38.1 | 110 | 80+ | 3000 | 210.657
| DM1122214 | Decor S LED1x1750 K144 T830 OP LO1 | non-dimmable, I, IP40, IK05, opal polycarbonate diffuser, slim light grey aluminium body | 1277 | 39 | 75 |  | 100000/L80B10 | 3 | 1638 | 14.5 | 113 | 80+ | 3000 | 206.357
| DM1122215 | Decor S LED1x2400 K145 T830 OP LO2 | non-dimmable, I, IP40, IK05, opal polycarbonate diffuser, slim light grey aluminium body | 1277 | 39 | 75 |  | 100000/L80B10 | 3 | 2256 | 20.2 | 112 | 80+ | 3000 | 206.357
| DM1122216 | Decor S LED1x3300 K146 T830 OP LO3 | non-dimmable, I, IP40, IK05, opal polycarbonate diffuser, slim light grey aluminium body | 1277 | 39 | 75 |  | 100000/L80B10 | 3 | 3154 | 29.6 | 107 | 80+ | 3000 | 211.603
| DM1122217 | Decor S LED1x1900 K147 T830 OP LO1 | non-dimmable, I, IP40, IK05, opal polycarbonate diffuser, slim light grey aluminium body | 1417 | 39 | 75 |  | 100000/L80B10 | 3 | 1820 | 16.6 | 110 | 80+ | 3000 | 226.352
| DM1122218 | Decor S LED1x2650 K148 T830 OP LO2 | non-dimmable, I, IP40, IK05, opal polycarbonate diffuser, slim light grey aluminium body | 1417 | 39 | 75 |  | 100000/L80B10 | 3 | 2507 | 23 | 109 | 80+ | 3000 | 226.352
| DM1122219 | Decor S LED1x3700 K149 T830 OP LO3 | non-dimmable, I, IP40, IK05, opal polycarbonate diffuser, slim light grey aluminium body | 1417 | 39 | 75 |  | 100000/L80B10 | 3 | 3505 | 31.7 | 111 | 80+ | 3000 | 245.444
| DM1122220 | Decor S LED1x5500 K150 T830 OP LO4 | non-dimmable, I, IP40, IK05, opal polycarbonate diffuser, slim light grey aluminium body | 1417 | 39 | 75 |  | 100000/L80B10 | 3 | 5257 | 47.6 | 110 | 80+ | 3000 | 252.41
| DM1122221 | Decor S LED1x2300 K151 T830 OP LO1 | non-dimmable, I, IP40, IK05, opal polycarbonate diffuser, slim light grey aluminium body | 1697 | 39 | 75 |  | 100000/L80B10 | 3 | 2184 | 19.4 | 113 | 80+ | 3000 | 258.344
| DM1122222 | Decor S LED1x3150 K152 T830 OP LO2 | non-dimmable, I, IP40, IK05, opal polycarbonate diffuser, slim light grey aluminium body | 1697 | 39 | 75 |  | 100000/L80B10 | 3 | 3009 | 27.3 | 110 | 80+ | 3000 | 258.344
| DM1122223 | Decor S LED1x4400 K153 T830 OP LO3 | non-dimmable, I, IP40, IK05, opal polycarbonate diffuser, slim light grey aluminium body | 1697 | 39 | 75 |  | 100000/L80B10 | 3 | 4206 | 38.1 | 110 | 80+ | 3000 | 277.694
| DM1122224 | Decor S LED1x6600 K154 T830 OP LO4 | non-dimmable, I, IP40, IK05, opal polycarbonate diffuser, slim light grey aluminium body | 1697 | 39 | 75 |  | 100000/L80B10 | 3 | 6308 | 57.1 | 110 | 80+ | 3000 | 292.4
| DM1122225 | Decor S LED1x2700 K155 T830 OP LO1 | non-dimmable, I, IP40, IK05, opal polycarbonate diffuser, slim light grey aluminium body | 1977 | 39 | 75 |  | 100000/L80B10 | 3 | 2548 | 22.4 | 114 | 80+ | 3000 | 266.299
| DM1122226 | Decor S LED1x3700 K156 T830 OP LO2 | non-dimmable, I, IP40, IK05, opal polycarbonate diffuser, slim light grey aluminium body | 1977 | 39 | 75 |  | 100000/L80B10 | 3 | 3510 | 31.5 | 111 | 80+ | 3000 | 266.299
| DM1122227 | Decor S LED1x5150 K157 T830 OP LO3 | non-dimmable, I, IP40, IK05, opal polycarbonate diffuser, slim light grey aluminium body | 1977 | 39 | 75 |  | 100000/L80B10 | 3 | 4906 | 44.4 | 110 | 80+ | 3000 | 285.391
| DM1122228 | Decor S LED1x8250 K158 T830 OP LO4 | non-dimmable, I, IP40, IK05, opal polycarbonate diffuser, slim light grey aluminium body | 2117 | 39 | 75 |  | 100000/L80B10 | 3 | 7886 | 71.3 | 111 | 80+ | 3000 | 350.751
| DM1122229 | Decor S LED1x3050 K159 T830 OP LO1 | non-dimmable, I, IP40, IK05, opal polycarbonate diffuser, slim light grey aluminium body | 2257 | 39 | 75 |  | 100000/L80B10 | 3 | 2913 | 25.3 | 115 | 80+ | 3000 | 326.198
| DM1122230 | Decor S LED1x4200 K160 T830 OP LO2 | non-dimmable, I, IP40, IK05, opal polycarbonate diffuser, slim light grey aluminium body | 2257 | 39 | 75 |  | 100000/L80B10 | 3 | 4011 | 35.5 | 113 | 80+ | 3000 | 326.198
| DM1122231 | Decor S LED1x5850 K161 T830 OP LO3 | non-dimmable, I, IP40, IK05, opal polycarbonate diffuser, slim light grey aluminium body | 2257 | 39 | 75 |  | 100000/L80B10 | 3 | 5607 | 50.8 | 110 | 80+ | 3000 | 345.548
| DM1122232 | Decor S LED1x8800 K162 T830 OP LO4 | non-dimmable, I, IP40, IK05, opal polycarbonate diffuser, slim light grey aluminium body | 2257 | 39 | 75 |  | 100000/L80B10 | 3 | 8411 | 77 | 109 | 80+ | 3000 | 406.35
| DM1122233 | Decor S LED1x3450 K163 T830 OP LO1 | non-dimmable, I, IP40, IK05, opal polycarbonate diffuser, slim light grey aluminium body | 2537 | 39 | 75 |  | 100000/L80B10 | 3 | 3277 | 27.5 | 119 | 80+ | 3000 | 402.953
| DM1122234 | Decor S LED1x4750 K164 T830 OP LO2 | non-dimmable, I, IP40, IK05, opal polycarbonate diffuser, slim light grey aluminium body | 2537 | 39 | 75 |  | 100000/L80B10 | 3 | 4513 | 40 | 113 | 80+ | 3000 | 387.946
| DM1122235 | Decor S LED1x6600 K165 T830 OP LO3 | non-dimmable, I, IP40, IK05, opal polycarbonate diffuser, slim light grey aluminium body | 2537 | 39 | 75 |  | 100000/L80B10 | 3 | 6308 | 57.1 | 110 | 80+ | 3000 | 410.693
| DM1122236 | Decor S LED1x9900 K166 T830 OP LO4 | non-dimmable, I, IP40, IK05, opal polycarbonate diffuser, slim light grey aluminium body | 2537 | 39 | 75 |  | 100000/L80B10 | 3 | 9462 | 82.9 | 114 | 80+ | 3000 | 462.895
| DM1122237 | Decor S LED1x4000 K167 T830 OP LO1 | non-dimmable, I, IP40, IK05, opal polycarbonate diffuser, slim light grey aluminium body | 2957 | 39 | 75 |  | 100000/L80B10 | 3 | 3823 | 32 | 119 | 80+ | 3000 | 428.108
| DM1122238 | Decor S LED1x5500 K168 T830 OP LO2 | non-dimmable, I, IP40, IK05, opal polycarbonate diffuser, slim light grey aluminium body | 2957 | 39 | 75 |  | 100000/L80B10 | 3 | 5265 | 46.1 | 114 | 80+ | 3000 | 414.047
| DM1122239 | Decor S LED1x7700 K169 T830 OP LO3 | non-dimmable, I, IP40, IK05, opal polycarbonate diffuser, slim light grey aluminium body | 2957 | 39 | 75 |  | 100000/L80B10 | 3 | 7360 | 66.7 | 110 | 80+ | 3000 | 435.848
| DM1122240 | Decor S LED1x800 K125 T840 OP LO1 | non-dimmable, I, IP40, IK05, opal polycarbonate diffuser, slim light grey aluminium body | 577 | 39 | 75 |  | 100000/L80B10 | 3 | 760 | 6.8 | 112 | 80+ | 4000 | 108.79
| DM1122241 | Decor S LED1x1050 K126 T840 OP LO2 | non-dimmable, I, IP40, IK05, opal polycarbonate diffuser, slim light grey aluminium body | 577 | 39 | 75 |  | 100000/L80B10 | 3 | 1046 | 9.5 | 110 | 80+ | 4000 | 108.79
| DM1122242 | Decor S LED1x1500 K127 T840 OP LO3 | non-dimmable, I, IP40, IK05, opal polycarbonate diffuser, slim light grey aluminium body | 577 | 39 | 75 |  | 100000/L80B10 | 3 | 1462 | 13.8 | 106 | 80+ | 4000 | 121.002
| DM1124306 | Decor S LED1x2200 K128 T840 OP LO4 | non-dimmable, I, IP40, IK05, opal polycarbonate diffuser, slim light grey aluminium body | 577 | 39 | 75 |  | 100000/L80B10 | 3 | 2193 | 19.9 | 110 | 80+ | 4000 | 123.754
| DM1124307 | Decor S LED1x950 K129 T840 OP LO1 | non-dimmable, I, IP40, IK05, opal polycarbonate diffuser, slim light grey aluminium body | 717 | 39 | 75 |  | 100000/L80B10 | 3 | 949 | 8.2 | 116 | 80+ | 4000 | 129.645
| DM1124308 | Decor S LED1x1350 K130 T840 OP LO2 | non-dimmable, I, IP40, IK05, opal polycarbonate diffuser, slim light grey aluminium body | 717 | 39 | 75 |  | 100000/L80B10 | 3 | 1308 | 11.6 | 113 | 80+ | 4000 | 129.645
| DM1124309 | Decor S LED1x1850 K131 T840 OP LO3 | non-dimmable, I, IP40, IK05, opal polycarbonate diffuser, slim light grey aluminium body | 717 | 39 | 75 |  | 100000/L80B10 | 3 | 1828 | 16.8 | 109 | 80+ | 4000 | 141.943
| DM1124310 | Decor S LED1x2750 K132 T840 OP LO4 | non-dimmable, I, IP40, IK05, opal polycarbonate diffuser, slim light grey aluminium body | 717 | 39 | 75 |  | 100000/L80B10 | 3 | 2742 | 24.6 | 111 | 80+ | 4000 | 145.297
| DM1124311 | Decor S LED1x1150 K133 T840 OP LO1 | non-dimmable, I, IP40, IK05, opal polycarbonate diffuser, slim light grey aluminium body | 857 | 39 | 75 |  | 100000/L80B10 | 3 | 1139 | 10.1 | 113 | 80+ | 4000 | 155.101
| DM1124312 | Decor S LED1x1600 K134 T840 OP LO2 | non-dimmable, I, IP40, IK05, opal polycarbonate diffuser, slim light grey aluminium body | 857 | 39 | 75 |  | 100000/L80B10 | 3 | 1569 | 14 | 112 | 80+ | 4000 | 155.101
| DM1124313 | Decor S LED1x2200 K135 T840 OP LO3 | non-dimmable, I, IP40, IK05, opal polycarbonate diffuser, slim light grey aluminium body | 857 | 39 | 75 |  | 100000/L80B10 | 3 | 2193 | 20.2 | 109 | 80+ | 4000 | 160.992
| DM1124314 | Decor S LED1x3300 K136 T840 OP LO4 | non-dimmable, I, IP40, IK05, opal polycarbonate diffuser, slim light grey aluminium body | 857 | 39 | 75 |  | 100000/L80B10 | 3 | 3290 | 29.5 | 112 | 80+ | 4000 | 164.604
| DM1124315 | Decor S LED1x1350 K137 T840 OP LO1 | non-dimmable, I, IP40, IK05, opal polycarbonate diffuser, slim light grey aluminium body | 997 | 39 | 75 |  | 100000/L80B10 | 3 | 1329 | 11.6 | 115 | 80+ | 4000 | 177.547
| DM1124316 | Decor S LED1x1850 K138 T840 OP LO2 | non-dimmable, I, IP40, IK05, opal polycarbonate diffuser, slim light grey aluminium body | 997 | 39 | 75 |  | 100000/L80B10 | 3 | 1831 | 15.9 | 115 | 80+ | 4000 | 177.547
| DM1124317 | Decor S LED1x2600 K139 T840 OP LO3 | non-dimmable, I, IP40, IK05, opal polycarbonate diffuser, slim light grey aluminium body | 997 | 39 | 75 |  | 100000/L80B10 | 3 | 2559 | 23 | 111 | 80+ | 4000 | 182.75
| DM1124318 | Decor S LED1x1550 K140 T840 OP LO1 | non-dimmable, I, IP40, IK05, opal polycarbonate diffuser, slim light grey aluminium body | 1137 | 39 | 75 |  | 100000/L80B10 | 3 | 1519 | 13.1 | 116 | 80+ | 4000 | 180.299
| DM1124319 | Decor S LED1x2100 K141 T840 OP LO2 | non-dimmable, I, IP40, IK05, opal polycarbonate diffuser, slim light grey aluminium body | 1137 | 39 | 75 |  | 100000/L80B10 | 3 | 2092 | 18 | 116 | 80+ | 4000 | 180.299
| DM1124320 | Decor S LED1x2950 K142 T840 OP LO3 | non-dimmable, I, IP40, IK05, opal polycarbonate diffuser, slim light grey aluminium body | 1137 | 39 | 75 |  | 100000/L80B10 | 3 | 2925 | 26.3 | 111 | 80+ | 4000 | 185.502
| DM1124321 | Decor S LED1x4400 K143 T840 OP LO4 | non-dimmable, I, IP40, IK05, opal polycarbonate diffuser, slim light grey aluminium body | 1137 | 39 | 75 |  | 100000/L80B10 | 3 | 4387 | 38.1 | 115 | 80+ | 4000 | 210.657
| DM1124322 | Decor S LED1x1750 K144 T840 OP LO1 | non-dimmable, I, IP40, IK05, opal polycarbonate diffuser, slim light grey aluminium body | 1277 | 39 | 75 |  | 100000/L80B10 | 3 | 1709 | 14.5 | 118 | 80+ | 4000 | 206.357
| DM1124323 | Decor S LED1x2400 K145 T840 OP LO2 | non-dimmable, I, IP40, IK05, opal polycarbonate diffuser, slim light grey aluminium body | 1277 | 39 | 75 |  | 100000/L80B10 | 3 | 2354 | 20.2 | 117 | 80+ | 4000 | 206.357
| DM1124324 | Decor S LED1x3300 K146 T840 OP LO3 | non-dimmable, I, IP40, IK05, opal polycarbonate diffuser, slim light grey aluminium body | 1277 | 39 | 75 |  | 100000/L80B10 | 3 | 3290 | 29.6 | 111 | 80+ | 4000 | 211.603
| DM1124325 | Decor S LED1x1900 K147 T840 OP LO1 | non-dimmable, I, IP40, IK05, opal polycarbonate diffuser, slim light grey aluminium body | 1417 | 39 | 75 |  | 100000/L80B10 | 3 | 1899 | 16.6 | 114 | 80+ | 4000 | 226.352
| DM1124326 | Decor S LED1x2650 K148 T840 OP LO2 | non-dimmable, I, IP40, IK05, opal polycarbonate diffuser, slim light grey aluminium body | 1417 | 39 | 75 |  | 100000/L80B10 | 3 | 2615 | 23 | 114 | 80+ | 4000 | 226.352
| DM1124327 | Decor S LED1x3700 K149 T840 OP LO3 | non-dimmable, I, IP40, IK05, opal polycarbonate diffuser, slim light grey aluminium body | 1417 | 39 | 75 |  | 100000/L80B10 | 3 | 3656 | 31.7 | 115 | 80+ | 4000 | 245.444
| DM1124328 | Decor S LED1x5500 K150 T840 OP LO4 | non-dimmable, I, IP40, IK05, opal polycarbonate diffuser, slim light grey aluminium body | 1417 | 39 | 75 |  | 100000/L80B10 | 3 | 5484 | 47.6 | 115 | 80+ | 4000 | 252.41
| DM1124329 | Decor S LED1x2300 K151 T840 OP LO1 | non-dimmable, I, IP40, IK05, opal polycarbonate diffuser, slim light grey aluminium body | 1697 | 39 | 75 |  | 100000/L80B10 | 3 | 2279 | 19.4 | 117 | 80+ | 4000 | 258.344
| DM1124330 | Decor S LED1x3150 K152 T840 OP LO2 | non-dimmable, I, IP40, IK05, opal polycarbonate diffuser, slim light grey aluminium body | 1697 | 39 | 75 |  | 100000/L80B10 | 3 | 3138 | 27.3 | 115 | 80+ | 4000 | 258.344
| DM1124331 | Decor S LED1x4400 K153 T840 OP LO3 | non-dimmable, I, IP40, IK05, opal polycarbonate diffuser, slim light grey aluminium body | 1697 | 39 | 75 |  | 100000/L80B10 | 3 | 4387 | 38.1 | 115 | 80+ | 4000 | 277.694
| DM1124332 | Decor S LED1x6600 K154 T840 OP LO4 | non-dimmable, I, IP40, IK05, opal polycarbonate diffuser, slim light grey aluminium body | 1697 | 39 | 75 |  | 100000/L80B10 | 3 | 6580 | 57.1 | 115 | 80+ | 4000 | 292.4
| DM1124333 | Decor S LED1x2700 K155 T840 OP LO1 | non-dimmable, I, IP40, IK05, opal polycarbonate diffuser, slim light grey aluminium body | 1977 | 39 | 75 |  | 100000/L80B10 | 3 | 2658 | 22.4 | 119 | 80+ | 4000 | 266.299
| DM1124334 | Decor S LED1x3700 K156 T840 OP LO2 | non-dimmable, I, IP40, IK05, opal polycarbonate diffuser, slim light grey aluminium body | 1977 | 39 | 75 |  | 100000/L80B10 | 3 | 3661 | 31.5 | 116 | 80+ | 4000 | 266.299
| DM1124335 | Decor S LED1x5150 K157 T840 OP LO3 | non-dimmable, I, IP40, IK05, opal polycarbonate diffuser, slim light grey aluminium body | 1977 | 39 | 75 |  | 100000/L80B10 | 3 | 5118 | 44.4 | 115 | 80+ | 4000 | 285.391
| DM1124336 | Decor S LED1x8250 K158 T840 OP LO4 | non-dimmable, I, IP40, IK05, opal polycarbonate diffuser, slim light grey aluminium body | 2117 | 39 | 75 |  | 100000/L80B10 | 3 | 8226 | 71.3 | 115 | 80+ | 4000 | 350.751
| DM1124337 | Decor S LED1x3050 K159 T840 OP LO1 | non-dimmable, I, IP40, IK05, opal polycarbonate diffuser, slim light grey aluminium body | 2257 | 39 | 75 |  | 100000/L80B10 | 3 | 3038 | 25.3 | 120 | 80+ | 4000 | 326.198
| DM1124338 | Decor S LED1x4200 K160 T840 OP LO2 | non-dimmable, I, IP40, IK05, opal polycarbonate diffuser, slim light grey aluminium body | 2257 | 39 | 75 |  | 100000/L80B10 | 3 | 4184 | 35.5 | 118 | 80+ | 4000 | 326.198
| DM1124339 | Decor S LED1x5850 K161 T840 OP LO3 | non-dimmable, I, IP40, IK05, opal polycarbonate diffuser, slim light grey aluminium body | 2257 | 39 | 75 |  | 100000/L80B10 | 3 | 5849 | 50.8 | 115 | 80+ | 4000 | 345.548
| DM1124340 | Decor S LED1x8800 K162 T840 OP LO4 | non-dimmable, I, IP40, IK05, opal polycarbonate diffuser, slim light grey aluminium body | 2257 | 39 | 75 |  | 100000/L80B10 | 3 | 8774 | 77 | 114 | 80+ | 4000 | 406.35
| DM1124341 | Decor S LED1x3450 K163 T840 OP LO1 | non-dimmable, I, IP40, IK05, opal polycarbonate diffuser, slim light grey aluminium body | 2537 | 39 | 75 |  | 100000/L80B10 | 3 | 3418 | 27.5 | 124 | 80+ | 4000 | 402.953
| DM1124342 | Decor S LED1x4750 K164 T840 OP LO2 | non-dimmable, I, IP40, IK05, opal polycarbonate diffuser, slim light grey aluminium body | 2537 | 39 | 75 |  | 100000/L80B10 | 3 | 4708 | 40 | 118 | 80+ | 4000 | 387.946
| DM1124343 | Decor S LED1x6600 K165 T840 OP LO3 | non-dimmable, I, IP40, IK05, opal polycarbonate diffuser, slim light grey aluminium body | 2537 | 39 | 75 |  | 100000/L80B10 | 3 | 6580 | 57.1 | 115 | 80+ | 4000 | 410.693
| DM1124344 | Decor S LED1x9900 K166 T840 OP LO4 | non-dimmable, I, IP40, IK05, opal polycarbonate diffuser, slim light grey aluminium body | 2537 | 39 | 75 |  | 100000/L80B10 | 3 | 9871 | 82.9 | 119 | 80+ | 4000 | 462.895
| DM1124345 | Decor S LED1x4000 K167 T840 OP LO1 | non-dimmable, I, IP40, IK05, opal polycarbonate diffuser, slim light grey aluminium body | 2957 | 39 | 75 |  | 100000/L80B10 | 3 | 3988 | 32 | 125 | 80+ | 4000 | 428.108
| DM1124346 | Decor S LED1x5500 K168 T840 OP LO2 | non-dimmable, I, IP40, IK05, opal polycarbonate diffuser, slim light grey aluminium body | 2957 | 39 | 75 |  | 100000/L80B10 | 3 | 5492 | 46.1 | 119 | 80+ | 4000 | 414.047
| DM1124347 | Decor S LED1x7700 K169 T840 OP LO3 | non-dimmable, I, IP40, IK05, opal polycarbonate diffuser, slim light grey aluminium body | 2957 | 39 | 75 |  | 100000/L80B10 | 3 | 7677 | 66.7 | 115 | 80+ | 4000 | 435.848
| DM1124348 | Decor S LED1x750 K125 T830 DPRZ LT80 LO1 | non-dimmable, I, IP40, IK05, UGR≤16, matt micro-prismatic polycarbonate diffuser, slim light grey aluminium body | 577 | 39 | 75 |  | 100000/L80B10 | 3 | 673 | 6.8 | 99 | 80+ | 3000 | 112.445
| DM1124349 | Decor S LED1x1000 K126 T830 DPRZ LT80 LO2 | non-dimmable, I, IP40, IK05, UGR≤19, matt micro-prismatic polycarbonate diffuser, slim light grey aluminium body | 577 | 39 | 75 |  | 100000/L80B10 | 3 | 927 | 9.5 | 98 | 80+ | 3000 | 112.445
| DM1124350 | Decor S LED1x1400 K127 T830 DPRZ LT80 LO3 | non-dimmable, I, IP40, IK05, UGR≤19, matt micro-prismatic polycarbonate diffuser, slim light grey aluminium body | 577 | 39 | 75 |  | 100000/L80B10 | 3 | 1296 | 13.8 | 94 | 80+ | 3000 | 123.754
| DM1124351 | Decor S LED1x2050 K128 T830 DPRZ LT80 LO4 | non-dimmable, I, IP40, IK05, UGR≤22, matt micro-prismatic polycarbonate diffuser, slim light grey aluminium body | 577 | 39 | 75 |  | 100000/L80B10 | 3 | 1943 | 19.9 | 98 | 80+ | 3000 | 126.248
| DM1124352 | Decor S LED1x900 K129 T830 DPRZ LT80 LO1 | non-dimmable, I, IP40, IK05, UGR≤16, matt micro-prismatic polycarbonate diffuser, slim light grey aluminium body | 717 | 39 | 75 |  | 100000/L80B10 | 3 | 841 | 8.2 | 103 | 80+ | 3000 | 134.203
| DM1124353 | Decor S LED1x1250 K130 T830 DPRZ LT80 LO2 | non-dimmable, I, IP40, IK05, UGR≤19, matt micro-prismatic polycarbonate diffuser, slim light grey aluminium body | 717 | 39 | 75 |  | 100000/L80B10 | 3 | 1159 | 11.6 | 100 | 80+ | 3000 | 134.203
| DM1124354 | Decor S LED1x1700 K131 T830 DPRZ LT80 LO3 | non-dimmable, I, IP40, IK05, UGR≤19, matt micro-prismatic polycarbonate diffuser, slim light grey aluminium body | 717 | 39 | 75 |  | 100000/L80B10 | 3 | 1620 | 16.8 | 96 | 80+ | 3000 | 145.297
| DM1124355 | Decor S LED1x2550 K132 T830 DPRZ LT80 LO4 | non-dimmable, I, IP40, IK05, UGR≤22, matt micro-prismatic polycarbonate diffuser, slim light grey aluminium body | 717 | 39 | 75 |  | 100000/L80B10 | 3 | 2429 | 24.6 | 99 | 80+ | 3000 | 149.855
| DM1124356 | Decor S LED1x1100 K133 T830 DPRZ LT80 LO1 | non-dimmable, I, IP40, IK05, UGR≤16, matt micro-prismatic polycarbonate diffuser, slim light grey aluminium body | 857 | 39 | 75 |  | 100000/L80B10 | 3 | 1009 | 10.1 | 100 | 80+ | 3000 | 160.304
| DM1124357 | Decor S LED1x1450 K134 T830 DPRZ LT80 LO2 | non-dimmable, I, IP40, IK05, UGR≤19, matt micro-prismatic polycarbonate diffuser, slim light grey aluminium body | 857 | 39 | 75 |  | 100000/L80B10 | 3 | 1390 | 14 | 99 | 80+ | 3000 | 160.304
| DM1124358 | Decor S LED1x2050 K135 T830 DPRZ LT80 LO3 | non-dimmable, I, IP40, IK05, UGR≤19, matt micro-prismatic polycarbonate diffuser, slim light grey aluminium body | 857 | 39 | 75 |  | 100000/L80B10 | 3 | 1943 | 20.2 | 96 | 80+ | 3000 | 166.195
| DM1124359 | Decor S LED1x3050 K136 T830 DPRZ LT80 LO4 | non-dimmable, I, IP40, IK05, UGR≤22, matt micro-prismatic polycarbonate diffuser, slim light grey aluminium body | 857 | 39 | 75 |  | 100000/L80B10 | 3 | 2915 | 29.5 | 99 | 80+ | 3000 | 169.85
| DM1124360 | Decor S LED1x1250 K137 T830 DPRZ LT80 LO1 | non-dimmable, I, IP40, IK05, UGR≤16, matt micro-prismatic polycarbonate diffuser, slim light grey aluminium body | 997 | 39 | 75 |  | 100000/L80B10 | 3 | 1178 | 11.6 | 102 | 80+ | 3000 | 183.696
| DM1124361 | Decor S LED1x1700 K138 T830 DPRZ LT80 LO2 | non-dimmable, I, IP40, IK05, UGR≤19, matt micro-prismatic polycarbonate diffuser, slim light grey aluminium body | 997 | 39 | 75 |  | 100000/L80B10 | 3 | 1622 | 15.9 | 102 | 80+ | 3000 | 183.696
| DM1124362 | Decor S LED1x2400 K139 T830 DPRZ LT80 LO3 | non-dimmable, I, IP40, IK05, UGR≤19, matt micro-prismatic polycarbonate diffuser, slim light grey aluminium body | 997 | 39 | 75 |  | 100000/L80B10 | 3 | 2267 | 23 | 99 | 80+ | 3000 | 188.856
| DM1124363 | Decor S LED1x1450 K140 T830 DPRZ LT80 LO1 | non-dimmable, I, IP40, IK05, UGR≤16, matt micro-prismatic polycarbonate diffuser, slim light grey aluminium body | 1137 | 39 | 75 |  | 100000/L80B10 | 3 | 1346 | 13.1 | 103 | 80+ | 3000 | 186.19
| DM1124364 | Decor S LED1x1950 K141 T830 DPRZ LT80 LO2 | non-dimmable, I, IP40, IK05, UGR≤19, matt micro-prismatic polycarbonate diffuser, slim light grey aluminium body | 1137 | 39 | 75 |  | 100000/L80B10 | 3 | 1854 | 18 | 103 | 80+ | 3000 | 186.19
| DM1124365 | Decor S LED1x2750 K142 T830 DPRZ LT80 LO3 | non-dimmable, I, IP40, IK05, UGR≤19, matt micro-prismatic polycarbonate diffuser, slim light grey aluminium body | 1137 | 39 | 75 |  | 100000/L80B10 | 3 | 2591 | 26.3 | 99 | 80+ | 3000 | 191.393
| DM1124366 | Decor S LED1x4100 K143 T830 DPRZ LT80 LO4 | non-dimmable, I, IP40, IK05, UGR≤22, matt micro-prismatic polycarbonate diffuser, slim light grey aluminium body | 1137 | 39 | 75 |  | 100000/L80B10 | 3 | 3887 | 38.1 | 102 | 80+ | 3000 | 216.806
| DM1124367 | Decor S LED1x1600 K144 T830 DPRZ LT80 LO1 | non-dimmable, I, IP40, IK05, UGR≤16, matt micro-prismatic polycarbonate diffuser, slim light grey aluminium body | 1277 | 39 | 75 |  | 100000/L80B10 | 3 | 1514 | 14.5 | 104 | 80+ | 3000 | 213.194
| DM1124368 | Decor S LED1x2200 K145 T830 DPRZ LT80 LO2 | non-dimmable, I, IP40, IK05, UGR≤19, matt micro-prismatic polycarbonate diffuser, slim light grey aluminium body | 1277 | 39 | 75 |  | 100000/L80B10 | 3 | 2086 | 20.2 | 103 | 80+ | 3000 | 213.194
| DM1124369 | Decor S LED1x3050 K146 T830 DPRZ LT80 LO3 | non-dimmable, I, IP40, IK05, UGR≤19, matt micro-prismatic polycarbonate diffuser, slim light grey aluminium body | 1277 | 39 | 75 |  | 100000/L80B10 | 3 | 2915 | 29.6 | 98 | 80+ | 3000 | 219.3
| DM1124370 | Decor S LED1x1800 K147 T830 DPRZ LT80 LO1 | non-dimmable, I, IP40, IK05, UGR≤16, matt micro-prismatic polycarbonate diffuser, slim light grey aluminium body | 1417 | 39 | 75 |  | 100000/L80B10 | 3 | 1682 | 16.6 | 101 | 80+ | 3000 | 233.146
| DM1124371 | Decor S LED1x2450 K148 T830 DPRZ LT80 LO2 | non-dimmable, I, IP40, IK05, UGR≤19, matt micro-prismatic polycarbonate diffuser, slim light grey aluminium body | 1417 | 39 | 75 |  | 100000/L80B10 | 3 | 2317 | 23 | 101 | 80+ | 3000 | 233.146
| DM1124372 | Decor S LED1x3400 K149 T830 DPRZ LT80 LO3 | non-dimmable, I, IP40, IK05, UGR≤19, matt micro-prismatic polycarbonate diffuser, slim light grey aluminium body | 1417 | 39 | 75 |  | 100000/L80B10 | 3 | 3239 | 31.7 | 102 | 80+ | 3000 | 252.41
| DM1124373 | Decor S LED1x5100 K150 T830 DPRZ LT80 LO4 | non-dimmable, I, IP40, IK05, UGR≤22, matt micro-prismatic polycarbonate diffuser, slim light grey aluminium body | 1417 | 39 | 75 |  | 100000/L80B10 | 3 | 4859 | 47.6 | 102 | 80+ | 3000 | 260.193
| DM1124374 | Decor S LED1x2150 K151 T830 DPRZ LT80 LO1 | non-dimmable, I, IP40, IK05, UGR≤16, matt micro-prismatic polycarbonate diffuser, slim light grey aluminium body | 1697 | 39 | 75 |  | 100000/L80B10 | 3 | 2019 | 19.4 | 104 | 80+ | 3000 | 267.202
| DM1124375 | Decor S LED1x2950 K152 T830 DPRZ LT80 LO2 | non-dimmable, I, IP40, IK05, UGR≤19, matt micro-prismatic polycarbonate diffuser, slim light grey aluminium body | 1697 | 39 | 75 |  | 100000/L80B10 | 3 | 2781 | 27.3 | 102 | 80+ | 3000 | 267.202
| DM1124376 | Decor S LED1x4100 K153 T830 DPRZ LT80 LO3 | non-dimmable, I, IP40, IK05, UGR≤19, matt micro-prismatic polycarbonate diffuser, slim light grey aluminium body | 1697 | 39 | 75 |  | 100000/L80B10 | 3 | 3887 | 38.1 | 102 | 80+ | 3000 | 286.251
| DM1124377 | Decor S LED1x6100 K154 T830 DPRZ LT80 LO4 | non-dimmable, I, IP40, IK05, UGR≤22, matt micro-prismatic polycarbonate diffuser, slim light grey aluminium body | 1697 | 39 | 75 |  | 100000/L80B10 | 3 | 5830 | 57.1 | 102 | 80+ | 3000 | 301.946
| DM1124378 | Decor S LED1x2500 K155 T830 DPRZ LT80 LO1 | non-dimmable, I, IP40, IK05, UGR≤16, matt micro-prismatic polycarbonate diffuser, slim light grey aluminium body | 1977 | 39 | 75 |  | 100000/L80B10 | 3 | 2355 | 22.4 | 105 | 80+ | 3000 | 276.748
| DM1124379 | Decor S LED1x3400 K156 T830 DPRZ LT80 LO2 | non-dimmable, I, IP40, IK05, UGR≤19, matt micro-prismatic polycarbonate diffuser, slim light grey aluminium body | 1977 | 39 | 75 |  | 100000/L80B10 | 3 | 3244 | 31.5 | 103 | 80+ | 3000 | 276.748
| DM1124380 | Decor S LED1x4750 K157 T830 DPRZ LT80 LO3 | non-dimmable, I, IP40, IK05, UGR≤19, matt micro-prismatic polycarbonate diffuser, slim light grey aluminium body | 1977 | 39 | 75 |  | 100000/L80B10 | 3 | 4535 | 44.4 | 102 | 80+ | 3000 | 295.84
| DM1124381 | Decor S LED1x7650 K158 T830 DPRZ LT80 LO4 | non-dimmable, I, IP40, IK05, UGR≤19, matt micro-prismatic polycarbonate diffuser, slim light grey aluminium body | 2117 | 39 | 75 |  | 100000/L80B10 | 3 | 7288 | 71.3 | 102 | 80+ | 3000 | 361.888
| DM1124382 | Decor S LED1x2850 K159 T830 DPRZ LT80 LO1 | non-dimmable, I, IP40, IK05, UGR≤16, matt micro-prismatic polycarbonate diffuser, slim light grey aluminium body | 2257 | 39 | 75 |  | 100000/L80B10 | 3 | 2692 | 25.3 | 106 | 80+ | 3000 | 338.496
| DM1124383 | Decor S LED1x3900 K160 T830 DPRZ LT80 LO2 | non-dimmable, I, IP40, IK05, UGR≤19, matt micro-prismatic polycarbonate diffuser, slim light grey aluminium body | 2257 | 39 | 75 |  | 100000/L80B10 | 3 | 3708 | 35.5 | 104 | 80+ | 3000 | 338.496
| DM1124384 | Decor S LED1x5450 K161 T830 DPRZ LT80 LO3 | non-dimmable, I, IP40, IK05, UGR≤19, matt micro-prismatic polycarbonate diffuser, slim light grey aluminium body | 2257 | 39 | 75 |  | 100000/L80B10 | 3 | 5183 | 50.8 | 102 | 80+ | 3000 | 357.588
| DM1124385 | Decor S LED1x8150 K162 T830 DPRZ LT80 LO4 | non-dimmable, I, IP40, IK05, UGR≤22, matt micro-prismatic polycarbonate diffuser, slim light grey aluminium body | 2257 | 39 | 75 |  | 100000/L80B10 | 3 | 7774 | 77 | 101 | 80+ | 3000 | 418.39
| DM1124386 | Decor S LED1x3200 K163 T830 DPRZ LT80 LO1 | non-dimmable, I, IP40, IK05, UGR≤16, matt micro-prismatic polycarbonate diffuser, slim light grey aluminium body | 2537 | 39 | 75 |  | 100000/L80B10 | 3 | 3028 | 27.5 | 110 | 80+ | 3000 | 417.659
| DM1124387 | Decor S LED1x4400 K164 T830 DPRZ LT80 LO2 | non-dimmable, I, IP40, IK05, UGR≤19, matt micro-prismatic polycarbonate diffuser, slim light grey aluminium body | 2537 | 39 | 75 |  | 100000/L80B10 | 3 | 4171 | 40 | 104 | 80+ | 3000 | 403.641
| DM1124388 | Decor S LED1x6100 K165 T830 DPRZ LT80 LO3 | non-dimmable, I, IP40, IK05, UGR≤19, matt micro-prismatic polycarbonate diffuser, slim light grey aluminium body | 2537 | 39 | 75 |  | 100000/L80B10 | 3 | 5830 | 57.1 | 102 | 80+ | 3000 | 426.302
| DM1124389 | Decor S LED1x9150 K166 T830 DPRZ LT80 LO4 | non-dimmable, I, IP40, IK05, UGR≤22, matt micro-prismatic polycarbonate diffuser, slim light grey aluminium body | 2537 | 39 | 75 |  | 100000/L80B10 | 3 | 8746 | 82.9 | 106 | 80+ | 3000 | 477.601
| DM1124390 | Decor S LED1x3700 K167 T830 DPRZ LT80 LO1 | non-dimmable, I, IP40, IK05, UGR≤16, matt micro-prismatic polycarbonate diffuser, slim light grey aluminium body | 2957 | 39 | 75 |  | 100000/L80B10 | 3 | 3533 | 32 | 110 | 80+ | 3000 | 443.803
| DM1124391 | Decor S LED1x5100 K168 T830 DPRZ LT80 LO2 | non-dimmable, I, IP40, IK05, UGR≤19, matt micro-prismatic polycarbonate diffuser, slim light grey aluminium body | 2957 | 39 | 75 |  | 100000/L80B10 | 3 | 4866 | 46.1 | 106 | 80+ | 3000 | 428.839
| DM1124392 | Decor S LED1x7100 K169 T830 DPRZ LT80 LO3 | non-dimmable, I, IP40, IK05, UGR≤19, matt micro-prismatic polycarbonate diffuser, slim light grey aluminium body | 2957 | 39 | 75 |  | 100000/L80B10 | 3 | 6802 | 66.7 | 102 | 80+ | 3000 | 451.5
| DM1124393 | Decor S LED1x750 K125 T840 DPRZ LT80 LO1 | non-dimmable, I, IP40, IK05, UGR≤16, matt micro-prismatic polycarbonate diffuser, slim light grey aluminium body | 577 | 39 | 75 |  | 100000/L80B10 | 3 | 702 | 6.8 | 103 | 80+ | 4000 | 112.445
| DM1124394 | Decor S LED1x1000 K126 T840 DPRZ LT80 LO2 | non-dimmable, I, IP40, IK05, UGR≤19, matt micro-prismatic polycarbonate diffuser, slim light grey aluminium body | 577 | 39 | 75 |  | 100000/L80B10 | 3 | 967 | 9.5 | 102 | 80+ | 4000 | 112.445
| DM1124395 | Decor S LED1x1400 K127 T840 DPRZ LT80 LO3 | non-dimmable, I, IP40, IK05, UGR≤19, matt micro-prismatic polycarbonate diffuser, slim light grey aluminium body | 577 | 39 | 75 |  | 100000/L80B10 | 3 | 1352 | 13.8 | 98 | 80+ | 4000 | 123.754
| DM1124396 | Decor S LED1x2050 K128 T840 DPRZ LT80 LO4 | non-dimmable, I, IP40, IK05, UGR≤22, matt micro-prismatic polycarbonate diffuser, slim light grey aluminium body | 577 | 39 | 75 |  | 100000/L80B10 | 3 | 2027 | 19.9 | 102 | 80+ | 4000 | 126.248
| DM1124397 | Decor S LED1x900 K129 T840 DPRZ LT80 LO1 | non-dimmable, I, IP40, IK05, UGR≤16, matt micro-prismatic polycarbonate diffuser, slim light grey aluminium body | 717 | 39 | 75 |  | 100000/L80B10 | 3 | 877 | 8.2 | 107 | 80+ | 4000 | 134.203
| DM1124398 | Decor S LED1x1250 K130 T840 DPRZ LT80 LO2 | non-dimmable, I, IP40, IK05, UGR≤19, matt micro-prismatic polycarbonate diffuser, slim light grey aluminium body | 717 | 39 | 75 |  | 100000/L80B10 | 3 | 1209 | 11.6 | 104 | 80+ | 4000 | 134.203
| DM1124399 | Decor S LED1x1700 K131 T840 DPRZ LT80 LO3 | non-dimmable, I, IP40, IK05, UGR≤19, matt micro-prismatic polycarbonate diffuser, slim light grey aluminium body | 717 | 39 | 75 |  | 100000/L80B10 | 3 | 1689 | 16.8 | 101 | 80+ | 4000 | 145.297
| DM1124400 | Decor S LED1x2550 K132 T840 DPRZ LT80 LO4 | non-dimmable, I, IP40, IK05, UGR≤22, matt micro-prismatic polycarbonate diffuser, slim light grey aluminium body | 717 | 39 | 75 |  | 100000/L80B10 | 3 | 2534 | 24.6 | 103 | 80+ | 4000 | 149.855
| DM1124401 | Decor S LED1x1100 K133 T840 DPRZ LT80 LO1 | non-dimmable, I, IP40, IK05, UGR≤16, matt micro-prismatic polycarbonate diffuser, slim light grey aluminium body | 857 | 39 | 75 |  | 100000/L80B10 | 3 | 1053 | 10.1 | 104 | 80+ | 4000 | 160.304
| DM1124402 | Decor S LED1x1450 K134 T840 DPRZ LT80 LO2 | non-dimmable, I, IP40, IK05, UGR≤19, matt micro-prismatic polycarbonate diffuser, slim light grey aluminium body | 857 | 39 | 75 |  | 100000/L80B10 | 3 | 1450 | 14 | 104 | 80+ | 4000 | 160.304
| DM1124403 | Decor S LED1x2050 K135 T840 DPRZ LT80 LO3 | non-dimmable, I, IP40, IK05, UGR≤19, matt micro-prismatic polycarbonate diffuser, slim light grey aluminium body | 857 | 39 | 75 |  | 100000/L80B10 | 3 | 2027 | 20.2 | 100 | 80+ | 4000 | 166.195
| DM1124404 | Decor S LED1x3050 K136 T840 DPRZ LT80 LO4 | non-dimmable, I, IP40, IK05, UGR≤22, matt micro-prismatic polycarbonate diffuser, slim light grey aluminium body | 857 | 39 | 75 |  | 100000/L80B10 | 3 | 3041 | 29.5 | 103 | 80+ | 4000 | 169.85
| DM1124405 | Decor S LED1x1250 K137 T840 DPRZ LT80 LO1 | non-dimmable, I, IP40, IK05, UGR≤16, matt micro-prismatic polycarbonate diffuser, slim light grey aluminium body | 997 | 39 | 75 |  | 100000/L80B10 | 3 | 1228 | 11.6 | 106 | 80+ | 4000 | 183.696
| DM1124406 | Decor S LED1x1700 K138 T840 DPRZ LT80 LO2 | non-dimmable, I, IP40, IK05, UGR≤19, matt micro-prismatic polycarbonate diffuser, slim light grey aluminium body | 997 | 39 | 75 |  | 100000/L80B10 | 3 | 1692 | 15.9 | 106 | 80+ | 4000 | 183.696
| DM1124407 | Decor S LED1x2400 K139 T840 DPRZ LT80 LO3 | non-dimmable, I, IP40, IK05, UGR≤19, matt micro-prismatic polycarbonate diffuser, slim light grey aluminium body | 997 | 39 | 75 |  | 100000/L80B10 | 3 | 2365 | 23 | 103 | 80+ | 4000 | 188.856
| DM1124408 | Decor S LED1x1450 K140 T840 DPRZ LT80 LO1 | non-dimmable, I, IP40, IK05, UGR≤16, matt micro-prismatic polycarbonate diffuser, slim light grey aluminium body | 1137 | 39 | 75 |  | 100000/L80B10 | 3 | 1404 | 13.1 | 107 | 80+ | 4000 | 186.19
| DM1124409 | Decor S LED1x1950 K141 T840 DPRZ LT80 LO2 | non-dimmable, I, IP40, IK05, UGR≤19, matt micro-prismatic polycarbonate diffuser, slim light grey aluminium body | 1137 | 39 | 75 |  | 100000/L80B10 | 3 | 1934 | 18 | 107 | 80+ | 4000 | 186.19
| DM1124410 | Decor S LED1x2750 K142 T840 DPRZ LT80 LO3 | non-dimmable, I, IP40, IK05, UGR≤19, matt micro-prismatic polycarbonate diffuser, slim light grey aluminium body | 1137 | 39 | 75 |  | 100000/L80B10 | 3 | 2703 | 26.3 | 103 | 80+ | 4000 | 191.393
| DM1124411 | Decor S LED1x4100 K143 T840 DPRZ LT80 LO4 | non-dimmable, I, IP40, IK05, UGR≤22, matt micro-prismatic polycarbonate diffuser, slim light grey aluminium body | 1137 | 39 | 75 |  | 100000/L80B10 | 3 | 4055 | 38.1 | 106 | 80+ | 4000 | 216.806
| DM1124412 | Decor S LED1x1600 K144 T840 DPRZ LT80 LO1 | non-dimmable, I, IP40, IK05, UGR≤16, matt micro-prismatic polycarbonate diffuser, slim light grey aluminium body | 1277 | 39 | 75 |  | 100000/L80B10 | 3 | 1579 | 14.5 | 109 | 80+ | 4000 | 213.194
| DM1124413 | Decor S LED1x2200 K145 T840 DPRZ LT80 LO2 | non-dimmable, I, IP40, IK05, UGR≤19, matt micro-prismatic polycarbonate diffuser, slim light grey aluminium body | 1277 | 39 | 75 |  | 100000/L80B10 | 3 | 2175 | 20.2 | 108 | 80+ | 4000 | 213.194
| DM1124414 | Decor S LED1x3050 K146 T840 DPRZ LT80 LO3 | non-dimmable, I, IP40, IK05, UGR≤19, matt micro-prismatic polycarbonate diffuser, slim light grey aluminium body | 1277 | 39 | 75 |  | 100000/L80B10 | 3 | 3041 | 29.6 | 103 | 80+ | 4000 | 219.3
| DM1124415 | Decor S LED1x1800 K147 T840 DPRZ LT80 LO1 | non-dimmable, I, IP40, IK05, UGR≤16, matt micro-prismatic polycarbonate diffuser, slim light grey aluminium body | 1417 | 39 | 75 |  | 100000/L80B10 | 3 | 1755 | 16.6 | 106 | 80+ | 4000 | 233.146
| DM1124416 | Decor S LED1x2450 K148 T840 DPRZ LT80 LO2 | non-dimmable, I, IP40, IK05, UGR≤19, matt micro-prismatic polycarbonate diffuser, slim light grey aluminium body | 1417 | 39 | 75 |  | 100000/L80B10 | 3 | 2417 | 23 | 105 | 80+ | 4000 | 233.146
| DM1124417 | Decor S LED1x3400 K149 T840 DPRZ LT80 LO3 | non-dimmable, I, IP40, IK05, UGR≤19, matt micro-prismatic polycarbonate diffuser, slim light grey aluminium body | 1417 | 39 | 75 |  | 100000/L80B10 | 3 | 3379 | 31.7 | 107 | 80+ | 4000 | 252.41
| DM1124418 | Decor S LED1x5100 K150 T840 DPRZ LT80 LO4 | non-dimmable, I, IP40, IK05, UGR≤22, matt micro-prismatic polycarbonate diffuser, slim light grey aluminium body | 1417 | 39 | 75 |  | 100000/L80B10 | 3 | 5068 | 47.6 | 106 | 80+ | 4000 | 260.193
| DM1124419 | Decor S LED1x2150 K151 T840 DPRZ LT80 LO1 | non-dimmable, I, IP40, IK05, UGR≤16, matt micro-prismatic polycarbonate diffuser, slim light grey aluminium body | 1697 | 39 | 75 |  | 100000/L80B10 | 3 | 2106 | 19.4 | 109 | 80+ | 4000 | 267.202
| DM1124420 | Decor S LED1x2950 K152 T840 DPRZ LT80 LO2 | non-dimmable, I, IP40, IK05, UGR≤19, matt micro-prismatic polycarbonate diffuser, slim light grey aluminium body | 1697 | 39 | 75 |  | 100000/L80B10 | 3 | 2901 | 27.3 | 106 | 80+ | 4000 | 267.202
| DM1124421 | Decor S LED1x4100 K153 T840 DPRZ LT80 LO3 | non-dimmable, I, IP40, IK05, UGR≤19, matt micro-prismatic polycarbonate diffuser, slim light grey aluminium body | 1697 | 39 | 75 |  | 100000/L80B10 | 3 | 4055 | 38.1 | 106 | 80+ | 4000 | 286.251
| DM1124422 | Decor S LED1x6100 K154 T840 DPRZ LT80 LO4 | non-dimmable, I, IP40, IK05, UGR≤22, matt micro-prismatic polycarbonate diffuser, slim light grey aluminium body | 1697 | 39 | 75 |  | 100000/L80B10 | 3 | 6082 | 57.1 | 107 | 80+ | 4000 | 301.946
| DM1124423 | Decor S LED1x2500 K155 T840 DPRZ LT80 LO1 | non-dimmable, I, IP40, IK05, UGR≤16, matt micro-prismatic polycarbonate diffuser, slim light grey aluminium body | 1977 | 39 | 75 |  | 100000/L80B10 | 3 | 2457 | 22.4 | 110 | 80+ | 4000 | 276.748
| DM1124424 | Decor S LED1x3400 K156 T840 DPRZ LT80 LO2 | non-dimmable, I, IP40, IK05, UGR≤19, matt micro-prismatic polycarbonate diffuser, slim light grey aluminium body | 1977 | 39 | 75 |  | 100000/L80B10 | 3 | 3384 | 31.5 | 107 | 80+ | 4000 | 276.748
| DM1124425 | Decor S LED1x4750 K157 T840 DPRZ LT80 LO3 | non-dimmable, I, IP40, IK05, UGR≤19, matt micro-prismatic polycarbonate diffuser, slim light grey aluminium body | 1977 | 39 | 75 |  | 100000/L80B10 | 3 | 4730 | 44.4 | 107 | 80+ | 4000 | 295.84
| DM1124426 | Decor S LED1x7650 K158 T840 DPRZ LT80 LO4 | non-dimmable, I, IP40, IK05, UGR≤19, matt micro-prismatic polycarbonate diffuser, slim light grey aluminium body | 2117 | 39 | 75 |  | 100000/L80B10 | 3 | 7602 | 71.3 | 107 | 80+ | 4000 | 361.888
| DM1124427 | Decor S LED1x2850 K159 T840 DPRZ LT80 LO1 | non-dimmable, I, IP40, IK05, UGR≤16, matt micro-prismatic polycarbonate diffuser, slim light grey aluminium body | 2257 | 39 | 75 |  | 100000/L80B10 | 3 | 2808 | 25.3 | 111 | 80+ | 4000 | 338.496
| DM1124428 | Decor S LED1x3900 K160 T840 DPRZ LT80 LO2 | non-dimmable, I, IP40, IK05, UGR≤19, matt micro-prismatic polycarbonate diffuser, slim light grey aluminium body | 2257 | 39 | 75 |  | 100000/L80B10 | 3 | 3867 | 35.5 | 109 | 80+ | 4000 | 338.496
| DM1124429 | Decor S LED1x5450 K161 T840 DPRZ LT80 LO3 | non-dimmable, I, IP40, IK05, UGR≤19, matt micro-prismatic polycarbonate diffuser, slim light grey aluminium body | 2257 | 39 | 75 |  | 100000/L80B10 | 3 | 5406 | 50.8 | 106 | 80+ | 4000 | 357.588
| DM1124430 | Decor S LED1x8150 K162 T840 DPRZ LT80 LO4 | non-dimmable, I, IP40, IK05, UGR≤22, matt micro-prismatic polycarbonate diffuser, slim light grey aluminium body | 2257 | 39 | 75 |  | 100000/L80B10 | 3 | 8109 | 77 | 105 | 80+ | 4000 | 418.39
| DM1124431 | Decor S LED1x3200 K163 T840 DPRZ LT80 LO1 | non-dimmable, I, IP40, IK05, UGR≤16, matt micro-prismatic polycarbonate diffuser, slim light grey aluminium body | 2537 | 39 | 75 |  | 100000/L80B10 | 3 | 3159 | 27.5 | 115 | 80+ | 4000 | 417.659
| DM1124432 | Decor S LED1x4400 K164 T840 DPRZ LT80 LO2 | non-dimmable, I, IP40, IK05, UGR≤19, matt micro-prismatic polycarbonate diffuser, slim light grey aluminium body | 2537 | 39 | 75 |  | 100000/L80B10 | 3 | 4351 | 40 | 109 | 80+ | 4000 | 403.641
| DM1124433 | Decor S LED1x6100 K165 T840 DPRZ LT80 LO3 | non-dimmable, I, IP40, IK05, UGR≤19, matt micro-prismatic polycarbonate diffuser, slim light grey aluminium body | 2537 | 39 | 75 |  | 100000/L80B10 | 3 | 6082 | 57.1 | 107 | 80+ | 4000 | 426.302
| DM1124434 | Decor S LED1x9150 K166 T840 DPRZ LT80 LO4 | non-dimmable, I, IP40, IK05, UGR≤22, matt micro-prismatic polycarbonate diffuser, slim light grey aluminium body | 2537 | 39 | 75 |  | 100000/L80B10 | 3 | 9123 | 82.9 | 110 | 80+ | 4000 | 477.601
| DM1124435 | Decor S LED1x3700 K167 T840 DPRZ LT80 LO1 | non-dimmable, I, IP40, IK05, UGR≤16, matt micro-prismatic polycarbonate diffuser, slim light grey aluminium body | 2957 | 39 | 75 |  | 100000/L80B10 | 3 | 3685 | 32 | 115 | 80+ | 4000 | 443.803
| DM1124436 | Decor S LED1x5100 K168 T840 DPRZ LT80 LO2 | non-dimmable, I, IP40, IK05, UGR≤19, matt micro-prismatic polycarbonate diffuser, slim light grey aluminium body | 2957 | 39 | 75 |  | 100000/L80B10 | 3 | 5076 | 46.1 | 110 | 80+ | 4000 | 428.839
| DM1124437 | Decor S LED1x7100 K169 T840 DPRZ LT80 LO3 | non-dimmable, I, IP40, IK05, UGR≤19, matt micro-prismatic polycarbonate diffuser, slim light grey aluminium body | 2957 | 39 | 75 |  | 100000/L80B10 | 3 | 7095 | 66.7 | 106 | 80+ | 4000 | 451.5
| DM1124438 | Decor S LED1x800 K125 T830 OP LO1 1LIN L | non-dimmable, I, IP40, IK05, opal polycarbonate diffuser, slim light grey aluminium body, for in-line connection, first/end luminaire. | 568 | 39 | 75 |  | 100000/L80B10 | 3 | 728 | 6.8 | 107 | 80+ | 3000 | 120.142
| DM1124439 | Decor S LED1x1050 K126 T830 OP LO2 1LIN L | non-dimmable, I, IP40, IK05, opal polycarbonate diffuser, slim light grey aluminium body, for in-line connection, first/end luminaire. | 568 | 39 | 75 |  | 100000/L80B10 | 3 | 1003 | 9.5 | 106 | 80+ | 3000 | 120.142
| DM1124440 | Decor S LED1x1500 K127 T830 OP LO3 1LIN L | non-dimmable, I, IP40, IK05, opal polycarbonate diffuser, slim light grey aluminium body, for in-line connection, first/end luminaire. | 568 | 39 | 75 |  | 100000/L80B10 | 3 | 1402 | 13.8 | 102 | 80+ | 3000 | 132.397
| DM1124441 | Decor S LED1x2200 K128 T830 OP LO4 1LIN L | non-dimmable, I, IP40, IK05, opal polycarbonate diffuser, slim light grey aluminium body, for in-line connection, first/end luminaire. | 568 | 39 | 75 |  | 100000/L80B10 | 3 | 2103 | 19.9 | 106 | 80+ | 3000 | 134.891
| DM1124442 | Decor S LED1x950 K129 T830 OP LO1 1LIN L | non-dimmable, I, IP40, IK05, opal polycarbonate diffuser, slim light grey aluminium body, for in-line connection, first/end luminaire. | 708 | 39 | 75 |  | 100000/L80B10 | 3 | 910 | 8.2 | 111 | 80+ | 3000 | 141.943
| DM1124443 | Decor S LED1x1350 K130 T830 OP LO2 1LIN L | non-dimmable, I, IP40, IK05, opal polycarbonate diffuser, slim light grey aluminium body, for in-line connection, first/end luminaire. | 708 | 39 | 75 |  | 100000/L80B10 | 3 | 1254 | 11.6 | 108 | 80+ | 3000 | 141.943
| DM1124444 | Decor S LED1x1850 K131 T830 OP LO3 1LIN L | non-dimmable, I, IP40, IK05, opal polycarbonate diffuser, slim light grey aluminium body, for in-line connection, first/end luminaire. | 708 | 39 | 75 |  | 100000/L80B10 | 3 | 1752 | 16.8 | 104 | 80+ | 3000 | 153.252
| DM1124445 | Decor S LED1x2750 K132 T830 OP LO4 1LIN L | non-dimmable, I, IP40, IK05, opal polycarbonate diffuser, slim light grey aluminium body, for in-line connection, first/end luminaire. | 708 | 39 | 75 |  | 100000/L80B10 | 3 | 2628 | 24.6 | 107 | 80+ | 3000 | 156.692
| DM1124446 | Decor S LED1x1150 K133 T830 OP LO1 1LIN L | non-dimmable, I, IP40, IK05, opal polycarbonate diffuser, slim light grey aluminium body, for in-line connection, first/end luminaire. | 848 | 39 | 75 |  | 100000/L80B10 | 3 | 1092 | 10.1 | 108 | 80+ | 3000 | 167.098
| DM1124447 | Decor S LED1x1600 K134 T830 OP LO2 1LIN L | non-dimmable, I, IP40, IK05, opal polycarbonate diffuser, slim light grey aluminium body, for in-line connection, first/end luminaire. | 848 | 39 | 75 |  | 100000/L80B10 | 3 | 1504 | 14 | 107 | 80+ | 3000 | 167.098
| DM1124448 | Decor S LED1x2200 K135 T830 OP LO3 1LIN L | non-dimmable, I, IP40, IK05, opal polycarbonate diffuser, slim light grey aluminium body, for in-line connection, first/end luminaire. | 848 | 39 | 75 |  | 100000/L80B10 | 3 | 2103 | 20.2 | 104 | 80+ | 3000 | 172.344
| DM1124449 | Decor S LED1x3300 K136 T830 OP LO4 1LIN L | non-dimmable, I, IP40, IK05, opal polycarbonate diffuser, slim light grey aluminium body, for in-line connection, first/end luminaire. | 848 | 39 | 75 |  | 100000/L80B10 | 3 | 3154 | 29.5 | 107 | 80+ | 3000 | 175.741
| DM1124450 | Decor S LED1x1350 K137 T830 OP LO1 1LIN L | non-dimmable, I, IP40, IK05, opal polycarbonate diffuser, slim light grey aluminium body, for in-line connection, first/end luminaire. | 988 | 39 | 75 |  | 100000/L80B10 | 3 | 1274 | 11.6 | 110 | 80+ | 3000 | 188.856
| DM1124451 | Decor S LED1x1850 K138 T830 OP LO2 1LIN L | non-dimmable, I, IP40, IK05, opal polycarbonate diffuser, slim light grey aluminium body, for in-line connection, first/end luminaire. | 988 | 39 | 75 |  | 100000/L80B10 | 3 | 1755 | 15.9 | 110 | 80+ | 3000 | 188.856
| DM1124452 | Decor S LED1x2600 K139 T830 OP LO3 1LIN L | non-dimmable, I, IP40, IK05, opal polycarbonate diffuser, slim light grey aluminium body, for in-line connection, first/end luminaire. | 988 | 39 | 75 |  | 100000/L80B10 | 3 | 2453 | 23 | 107 | 80+ | 3000 | 194.145
| DM1124453 | Decor S LED1x1550 K140 T830 OP LO1 1LIN L | non-dimmable, I, IP40, IK05, opal polycarbonate diffuser, slim light grey aluminium body, for in-line connection, first/end luminaire. | 1128 | 39 | 75 |  | 100000/L80B10 | 3 | 1456 | 13.1 | 111 | 80+ | 3000 | 191.393
| DM1124454 | Decor S LED1x2100 K141 T830 OP LO2 1LIN L | non-dimmable, I, IP40, IK05, opal polycarbonate diffuser, slim light grey aluminium body, for in-line connection, first/end luminaire. | 1128 | 39 | 75 |  | 100000/L80B10 | 3 | 2006 | 18 | 111 | 80+ | 3000 | 191.393
| DM1124455 | Decor S LED1x2950 K142 T830 OP LO3 1LIN L | non-dimmable, I, IP40, IK05, opal polycarbonate diffuser, slim light grey aluminium body, for in-line connection, first/end luminaire. | 1128 | 39 | 75 |  | 100000/L80B10 | 3 | 2804 | 26.3 | 107 | 80+ | 3000 | 196.639
| DM1124456 | Decor S LED1x4400 K143 T830 OP LO4 1LIN L | non-dimmable, I, IP40, IK05, opal polycarbonate diffuser, slim light grey aluminium body, for in-line connection, first/end luminaire. | 1128 | 39 | 75 |  | 100000/L80B10 | 3 | 4206 | 38.1 | 110 | 80+ | 3000 | 222.052
| DM1124457 | Decor S LED1x1750 K144 T830 OP LO1 1LIN L | non-dimmable, I, IP40, IK05, opal polycarbonate diffuser, slim light grey aluminium body, for in-line connection, first/end luminaire. | 1268 | 39 | 75 |  | 100000/L80B10 | 3 | 1638 | 14.5 | 113 | 80+ | 3000 | 217.494
| DM1124458 | Decor S LED1x2400 K145 T830 OP LO2 1LIN L | non-dimmable, I, IP40, IK05, opal polycarbonate diffuser, slim light grey aluminium body, for in-line connection, first/end luminaire. | 1268 | 39 | 75 |  | 100000/L80B10 | 3 | 2256 | 20.2 | 112 | 80+ | 3000 | 217.494
| DM1124459 | Decor S LED1x3300 K146 T830 OP LO3 1LIN L | non-dimmable, I, IP40, IK05, opal polycarbonate diffuser, slim light grey aluminium body, for in-line connection, first/end luminaire. | 1268 | 39 | 75 |  | 100000/L80B10 | 3 | 3154 | 29.6 | 107 | 80+ | 3000 | 222.697
| DM1124460 | Decor S LED1x1900 K147 T830 OP LO1 1LIN L | non-dimmable, I, IP40, IK05, opal polycarbonate diffuser, slim light grey aluminium body, for in-line connection, first/end luminaire. | 1408 | 39 | 75 |  | 100000/L80B10 | 3 | 1820 | 16.6 | 110 | 80+ | 3000 | 237.747
| DM1124461 | Decor S LED1x2650 K148 T830 OP LO2 1LIN L | non-dimmable, I, IP40, IK05, opal polycarbonate diffuser, slim light grey aluminium body, for in-line connection, first/end luminaire. | 1408 | 39 | 75 |  | 100000/L80B10 | 3 | 2507 | 23 | 109 | 80+ | 3000 | 237.747
| DM1124462 | Decor S LED1x3700 K149 T830 OP LO3 1LIN L | non-dimmable, I, IP40, IK05, opal polycarbonate diffuser, slim light grey aluminium body, for in-line connection, first/end luminaire. | 1408 | 39 | 75 |  | 100000/L80B10 | 3 | 3505 | 31.7 | 111 | 80+ | 3000 | 256.753
| DM1124463 | Decor S LED1x5500 K150 T830 OP LO4 1LIN L | non-dimmable, I, IP40, IK05, opal polycarbonate diffuser, slim light grey aluminium body, for in-line connection, first/end luminaire. | 1408 | 39 | 75 |  | 100000/L80B10 | 3 | 5257 | 47.6 | 110 | 80+ | 3000 | 264.493
| DM1124464 | Decor S LED1x2300 K151 T830 OP LO1 1LIN L | non-dimmable, I, IP40, IK05, opal polycarbonate diffuser, slim light grey aluminium body, for in-line connection, first/end luminaire. | 1688 | 39 | 75 |  | 100000/L80B10 | 3 | 2184 | 19.4 | 113 | 80+ | 3000 | 269.696
| DM1124465 | Decor S LED1x3150 K152 T830 OP LO2 1LIN L | non-dimmable, I, IP40, IK05, opal polycarbonate diffuser, slim light grey aluminium body, for in-line connection, first/end luminaire. | 1688 | 39 | 75 |  | 100000/L80B10 | 3 | 3009 | 27.3 | 110 | 80+ | 3000 | 269.696
| DM1124466 | Decor S LED1x4400 K153 T830 OP LO3 1LIN L | non-dimmable, I, IP40, IK05, opal polycarbonate diffuser, slim light grey aluminium body, for in-line connection, first/end luminaire. | 1688 | 39 | 75 |  | 100000/L80B10 | 3 | 4206 | 38.1 | 110 | 80+ | 3000 | 289.003
| DM1124467 | Decor S LED1x6600 K154 T830 OP LO4 1LIN L | non-dimmable, I, IP40, IK05, opal polycarbonate diffuser, slim light grey aluminium body, for in-line connection, first/end luminaire. | 1688 | 39 | 75 |  | 100000/L80B10 | 3 | 6308 | 57.1 | 110 | 80+ | 3000 | 304.655
| DM1124468 | Decor S LED1x2700 K155 T830 OP LO1 1LIN L | non-dimmable, I, IP40, IK05, opal polycarbonate diffuser, slim light grey aluminium body, for in-line connection, first/end luminaire. | 1968 | 39 | 75 |  | 100000/L80B10 | 3 | 2548 | 22.4 | 114 | 80+ | 3000 | 281.951
| DM1124469 | Decor S LED1x3700 K156 T830 OP LO2 1LIN L | non-dimmable, I, IP40, IK05, opal polycarbonate diffuser, slim light grey aluminium body, for in-line connection, first/end luminaire. | 1968 | 39 | 75 |  | 100000/L80B10 | 3 | 3510 | 31.5 | 111 | 80+ | 3000 | 281.951
| DM1124470 | Decor S LED1x5150 K157 T830 OP LO3 1LIN L | non-dimmable, I, IP40, IK05, opal polycarbonate diffuser, slim light grey aluminium body, for in-line connection, first/end luminaire. | 1968 | 39 | 75 |  | 100000/L80B10 | 3 | 4906 | 44.4 | 110 | 80+ | 3000 | 301
| DM1124471 | Decor S LED1x8250 K158 T830 OP LO4 1LIN L | non-dimmable, I, IP40, IK05, opal polycarbonate diffuser, slim light grey aluminium body, for in-line connection, first/end luminaire. | 2108 | 39 | 75 |  | 100000/L80B10 | 3 | 7886 | 71.3 | 111 | 80+ | 3000 | 365.5
| DM1124472 | Decor S LED1x3050 K159 T830 OP LO1 1LIN L | non-dimmable, I, IP40, IK05, opal polycarbonate diffuser, slim light grey aluminium body, for in-line connection, first/end luminaire. | 2248 | 39 | 75 |  | 100000/L80B10 | 3 | 2913 | 25.3 | 115 | 80+ | 3000 | 340.947
| DM1124473 | Decor S LED1x4200 K160 T830 OP LO2 1LIN L | non-dimmable, I, IP40, IK05, opal polycarbonate diffuser, slim light grey aluminium body, for in-line connection, first/end luminaire. | 2248 | 39 | 75 |  | 100000/L80B10 | 3 | 4011 | 35.5 | 113 | 80+ | 3000 | 340.947
| DM1124474 | Decor S LED1x5850 K161 T830 OP LO3 1LIN L | non-dimmable, I, IP40, IK05, opal polycarbonate diffuser, slim light grey aluminium body, for in-line connection, first/end luminaire. | 2248 | 39 | 75 |  | 100000/L80B10 | 3 | 5607 | 50.8 | 110 | 80+ | 3000 | 360.297
| DM1124475 | Decor S LED1x8800 K162 T830 OP LO4 1LIN L | non-dimmable, I, IP40, IK05, opal polycarbonate diffuser, slim light grey aluminium body, for in-line connection, first/end luminaire. | 2248 | 39 | 75 |  | 100000/L80B10 | 3 | 8411 | 77 | 109 | 80+ | 3000 | 421.142
| DM1124476 | Decor S LED1x3450 K163 T830 OP LO1 1LIN L | non-dimmable, I, IP40, IK05, opal polycarbonate diffuser, slim light grey aluminium body, for in-line connection, first/end luminaire. | 2528 | 39 | 75 |  | 100000/L80B10 | 3 | 3277 | 27.5 | 119 | 80+ | 3000 | 417.659
| DM1124477 | Decor S LED1x4750 K164 T830 OP LO2 1LIN L | non-dimmable, I, IP40, IK05, opal polycarbonate diffuser, slim light grey aluminium body, for in-line connection, first/end luminaire. | 2528 | 39 | 75 |  | 100000/L80B10 | 3 | 4513 | 40 | 113 | 80+ | 3000 | 403.641
| DM1124478 | Decor S LED1x6600 K165 T830 OP LO3 1LIN L | non-dimmable, I, IP40, IK05, opal polycarbonate diffuser, slim light grey aluminium body, for in-line connection, first/end luminaire. | 2528 | 39 | 75 |  | 100000/L80B10 | 3 | 6308 | 57.1 | 110 | 80+ | 3000 | 425.442
| DM1124479 | Decor S LED1x9900 K166 T830 OP LO4 1LIN L | non-dimmable, I, IP40, IK05, opal polycarbonate diffuser, slim light grey aluminium body, for in-line connection, first/end luminaire. | 2528 | 39 | 75 |  | 100000/L80B10 | 3 | 9462 | 82.9 | 114 | 80+ | 3000 | 477.601
| DM1124480 | Decor S LED1x4000 K167 T830 OP LO1 1LIN L | non-dimmable, I, IP40, IK05, opal polycarbonate diffuser, slim light grey aluminium body, for in-line connection, first/end luminaire. | 2948 | 39 | 75 |  | 100000/L80B10 | 3 | 3823 | 32 | 119 | 80+ | 3000 | 442.9
| DM1124481 | Decor S LED1x5500 K168 T830 OP LO2 1LIN L | non-dimmable, I, IP40, IK05, opal polycarbonate diffuser, slim light grey aluminium body, for in-line connection, first/end luminaire. | 2948 | 39 | 75 |  | 100000/L80B10 | 3 | 5265 | 46.1 | 114 | 80+ | 3000 | 428.839
| DM1124482 | Decor S LED1x7700 K169 T830 OP LO3 1LIN L | non-dimmable, I, IP40, IK05, opal polycarbonate diffuser, slim light grey aluminium body, for in-line connection, first/end luminaire. | 2948 | 39 | 75 |  | 100000/L80B10 | 3 | 7360 | 66.7 | 110 | 80+ | 3000 | 451.5
| DM1124483 | Decor S LED1x800 K125 T840 OP LO1 1LIN L | non-dimmable, I, IP40, IK05, opal polycarbonate diffuser, slim light grey aluminium body, for in-line connection, first/end luminaire. | 568 | 39 | 75 |  | 100000/L80B10 | 3 | 760 | 6.8 | 112 | 80+ | 4000 | 120.142
| DM1124484 | Decor S LED1x1050 K126 T840 OP LO2 1LIN L | non-dimmable, I, IP40, IK05, opal polycarbonate diffuser, slim light grey aluminium body, for in-line connection, first/end luminaire. | 568 | 39 | 75 |  | 100000/L80B10 | 3 | 1046 | 9.5 | 110 | 80+ | 4000 | 120.142
| DM1124485 | Decor S LED1x1500 K127 T840 OP LO3 1LIN L | non-dimmable, I, IP40, IK05, opal polycarbonate diffuser, slim light grey aluminium body, for in-line connection, first/end luminaire. | 568 | 39 | 75 |  | 100000/L80B10 | 3 | 1462 | 13.8 | 106 | 80+ | 4000 | 132.397
| DM1124486 | Decor S LED1x2200 K128 T840 OP LO4 1LIN L | non-dimmable, I, IP40, IK05, opal polycarbonate diffuser, slim light grey aluminium body, for in-line connection, first/end luminaire. | 568 | 39 | 75 |  | 100000/L80B10 | 3 | 2193 | 19.9 | 110 | 80+ | 4000 | 134.891
| DM1124487 | Decor S LED1x950 K129 T840 OP LO1 1LIN L | non-dimmable, I, IP40, IK05, opal polycarbonate diffuser, slim light grey aluminium body, for in-line connection, first/end luminaire. | 708 | 39 | 75 |  | 100000/L80B10 | 3 | 949 | 8.2 | 116 | 80+ | 4000 | 141.943
| DM1124488 | Decor S LED1x1350 K130 T840 OP LO2 1LIN L | non-dimmable, I, IP40, IK05, opal polycarbonate diffuser, slim light grey aluminium body, for in-line connection, first/end luminaire. | 708 | 39 | 75 |  | 100000/L80B10 | 3 | 1308 | 11.6 | 113 | 80+ | 4000 | 141.943
| DM1124489 | Decor S LED1x1850 K131 T840 OP LO3 1LIN L | non-dimmable, I, IP40, IK05, opal polycarbonate diffuser, slim light grey aluminium body, for in-line connection, first/end luminaire. | 708 | 39 | 75 |  | 100000/L80B10 | 3 | 1828 | 16.8 | 109 | 80+ | 4000 | 153.252
| DM1124490 | Decor S LED1x2750 K132 T840 OP LO4 1LIN L | non-dimmable, I, IP40, IK05, opal polycarbonate diffuser, slim light grey aluminium body, for in-line connection, first/end luminaire. | 708 | 39 | 75 |  | 100000/L80B10 | 3 | 2742 | 24.6 | 111 | 80+ | 4000 | 156.692
| DM1124491 | Decor S LED1x1150 K133 T840 OP LO1 1LIN L | non-dimmable, I, IP40, IK05, opal polycarbonate diffuser, slim light grey aluminium body, for in-line connection, first/end luminaire. | 848 | 39 | 75 |  | 100000/L80B10 | 3 | 1139 | 10.1 | 113 | 80+ | 4000 | 167.098
| DM1124492 | Decor S LED1x1600 K134 T840 OP LO2 1LIN L | non-dimmable, I, IP40, IK05, opal polycarbonate diffuser, slim light grey aluminium body, for in-line connection, first/end luminaire. | 848 | 39 | 75 |  | 100000/L80B10 | 3 | 1569 | 14 | 112 | 80+ | 4000 | 167.098
| DM1124493 | Decor S LED1x2200 K135 T840 OP LO3 1LIN L | non-dimmable, I, IP40, IK05, opal polycarbonate diffuser, slim light grey aluminium body, for in-line connection, first/end luminaire. | 848 | 39 | 75 |  | 100000/L80B10 | 3 | 2193 | 20.2 | 109 | 80+ | 4000 | 172.344
| DM1124494 | Decor S LED1x3300 K136 T840 OP LO4 1LIN L | non-dimmable, I, IP40, IK05, opal polycarbonate diffuser, slim light grey aluminium body, for in-line connection, first/end luminaire. | 848 | 39 | 75 |  | 100000/L80B10 | 3 | 3290 | 29.5 | 112 | 80+ | 4000 | 175.741
| DM1124495 | Decor S LED1x1350 K137 T840 OP LO1 1LIN L | non-dimmable, I, IP40, IK05, opal polycarbonate diffuser, slim light grey aluminium body, for in-line connection, first/end luminaire. | 988 | 39 | 75 |  | 100000/L80B10 | 3 | 1329 | 11.6 | 115 | 80+ | 4000 | 188.856
| DM1124496 | Decor S LED1x1850 K138 T840 OP LO2 1LIN L | non-dimmable, I, IP40, IK05, opal polycarbonate diffuser, slim light grey aluminium body, for in-line connection, first/end luminaire. | 988 | 39 | 75 |  | 100000/L80B10 | 3 | 1831 | 15.9 | 115 | 80+ | 4000 | 188.856
| DM1124497 | Decor S LED1x2600 K139 T840 OP LO3 1LIN L | non-dimmable, I, IP40, IK05, opal polycarbonate diffuser, slim light grey aluminium body, for in-line connection, first/end luminaire. | 988 | 39 | 75 |  | 100000/L80B10 | 3 | 2559 | 23 | 111 | 80+ | 4000 | 194.145
| DM1124498 | Decor S LED1x1550 K140 T840 OP LO1 1LIN L | non-dimmable, I, IP40, IK05, opal polycarbonate diffuser, slim light grey aluminium body, for in-line connection, first/end luminaire. | 1128 | 39 | 75 |  | 100000/L80B10 | 3 | 1519 | 13.1 | 116 | 80+ | 4000 | 191.393
| DM1124499 | Decor S LED1x2100 K141 T840 OP LO2 1LIN L | non-dimmable, I, IP40, IK05, opal polycarbonate diffuser, slim light grey aluminium body, for in-line connection, first/end luminaire. | 1128 | 39 | 75 |  | 100000/L80B10 | 3 | 2092 | 18 | 116 | 80+ | 4000 | 191.393
| DM1124500 | Decor S LED1x2950 K142 T840 OP LO3 1LIN L | non-dimmable, I, IP40, IK05, opal polycarbonate diffuser, slim light grey aluminium body, for in-line connection, first/end luminaire. | 1128 | 39 | 75 |  | 100000/L80B10 | 3 | 2925 | 26.3 | 111 | 80+ | 4000 | 196.639
| DM1124501 | Decor S LED1x4400 K143 T840 OP LO4 1LIN L | non-dimmable, I, IP40, IK05, opal polycarbonate diffuser, slim light grey aluminium body, for in-line connection, first/end luminaire. | 1128 | 39 | 75 |  | 100000/L80B10 | 3 | 4387 | 38.1 | 115 | 80+ | 4000 | 222.052
| DM1124502 | Decor S LED1x1750 K144 T840 OP LO1 1LIN L | non-dimmable, I, IP40, IK05, opal polycarbonate diffuser, slim light grey aluminium body, for in-line connection, first/end luminaire. | 1268 | 39 | 75 |  | 100000/L80B10 | 3 | 1709 | 14.5 | 118 | 80+ | 4000 | 217.494
| DM1124503 | Decor S LED1x2400 K145 T840 OP LO2 1LIN L | non-dimmable, I, IP40, IK05, opal polycarbonate diffuser, slim light grey aluminium body, for in-line connection, first/end luminaire. | 1268 | 39 | 75 |  | 100000/L80B10 | 3 | 2354 | 20.2 | 117 | 80+ | 4000 | 217.494
| DM1124504 | Decor S LED1x3300 K146 T840 OP LO3 1LIN L | non-dimmable, I, IP40, IK05, opal polycarbonate diffuser, slim light grey aluminium body, for in-line connection, first/end luminaire. | 1268 | 39 | 75 |  | 100000/L80B10 | 3 | 3290 | 29.6 | 111 | 80+ | 4000 | 222.697
| DM1124505 | Decor S LED1x1900 K147 T840 OP LO1 1LIN L | non-dimmable, I, IP40, IK05, opal polycarbonate diffuser, slim light grey aluminium body, for in-line connection, first/end luminaire. | 1408 | 39 | 75 |  | 100000/L80B10 | 3 | 1899 | 16.6 | 114 | 80+ | 4000 | 237.747
| DM1124506 | Decor S LED1x2650 K148 T840 OP LO2 1LIN L | non-dimmable, I, IP40, IK05, opal polycarbonate diffuser, slim light grey aluminium body, for in-line connection, first/end luminaire. | 1408 | 39 | 75 |  | 100000/L80B10 | 3 | 2615 | 23 | 114 | 80+ | 4000 | 237.747
| DM1124507 | Decor S LED1x3700 K149 T840 OP LO3 1LIN L | non-dimmable, I, IP40, IK05, opal polycarbonate diffuser, slim light grey aluminium body, for in-line connection, first/end luminaire. | 1408 | 39 | 75 |  | 100000/L80B10 | 3 | 3656 | 31.7 | 115 | 80+ | 4000 | 256.753
| DM1124508 | Decor S LED1x5500 K150 T840 OP LO4 1LIN L | non-dimmable, I, IP40, IK05, opal polycarbonate diffuser, slim light grey aluminium body, for in-line connection, first/end luminaire. | 1408 | 39 | 75 |  | 100000/L80B10 | 3 | 5484 | 47.6 | 115 | 80+ | 4000 | 264.493
| DM1124509 | Decor S LED1x2300 K151 T840 OP LO1 1LIN L | non-dimmable, I, IP40, IK05, opal polycarbonate diffuser, slim light grey aluminium body, for in-line connection, first/end luminaire. | 1688 | 39 | 75 |  | 100000/L80B10 | 3 | 2279 | 19.4 | 117 | 80+ | 4000 | 269.696
| DM1124510 | Decor S LED1x3150 K152 T840 OP LO2 1LIN L | non-dimmable, I, IP40, IK05, opal polycarbonate diffuser, slim light grey aluminium body, for in-line connection, first/end luminaire. | 1688 | 39 | 75 |  | 100000/L80B10 | 3 | 3138 | 27.3 | 115 | 80+ | 4000 | 269.696
| DM1124511 | Decor S LED1x4400 K153 T840 OP LO3 1LIN L | non-dimmable, I, IP40, IK05, opal polycarbonate diffuser, slim light grey aluminium body, for in-line connection, first/end luminaire. | 1688 | 39 | 75 |  | 100000/L80B10 | 3 | 4387 | 38.1 | 115 | 80+ | 4000 | 289.003
| DM1124512 | Decor S LED1x6600 K154 T840 OP LO4 1LIN L | non-dimmable, I, IP40, IK05, opal polycarbonate diffuser, slim light grey aluminium body, for in-line connection, first/end luminaire. | 1688 | 39 | 75 |  | 100000/L80B10 | 3 | 6580 | 57.1 | 115 | 80+ | 4000 | 304.655
| DM1124513 | Decor S LED1x2700 K155 T840 OP LO1 1LIN L | non-dimmable, I, IP40, IK05, opal polycarbonate diffuser, slim light grey aluminium body, for in-line connection, first/end luminaire. | 1968 | 39 | 75 |  | 100000/L80B10 | 3 | 2658 | 22.4 | 119 | 80+ | 4000 | 281.951
| DM1124514 | Decor S LED1x3700 K156 T840 OP LO2 1LIN L | non-dimmable, I, IP40, IK05, opal polycarbonate diffuser, slim light grey aluminium body, for in-line connection, first/end luminaire. | 1968 | 39 | 75 |  | 100000/L80B10 | 3 | 3661 | 31.5 | 116 | 80+ | 4000 | 281.951
| DM1124515 | Decor S LED1x5150 K157 T840 OP LO3 1LIN L | non-dimmable, I, IP40, IK05, opal polycarbonate diffuser, slim light grey aluminium body, for in-line connection, first/end luminaire. | 1968 | 39 | 75 |  | 100000/L80B10 | 3 | 5118 | 44.4 | 115 | 80+ | 4000 | 301
| DM1124516 | Decor S LED1x8250 K158 T840 OP LO4 1LIN L | non-dimmable, I, IP40, IK05, opal polycarbonate diffuser, slim light grey aluminium body, for in-line connection, first/end luminaire. | 2108 | 39 | 75 |  | 100000/L80B10 | 3 | 8226 | 71.3 | 115 | 80+ | 4000 | 365.5
| DM1124517 | Decor S LED1x3050 K159 T840 OP LO1 1LIN L | non-dimmable, I, IP40, IK05, opal polycarbonate diffuser, slim light grey aluminium body, for in-line connection, first/end luminaire. | 2248 | 39 | 75 |  | 100000/L80B10 | 3 | 3038 | 25.3 | 120 | 80+ | 4000 | 340.947
| DM1124518 | Decor S LED1x4200 K160 T840 OP LO2 1LIN L | non-dimmable, I, IP40, IK05, opal polycarbonate diffuser, slim light grey aluminium body, for in-line connection, first/end luminaire. | 2248 | 39 | 75 |  | 100000/L80B10 | 3 | 4184 | 35.5 | 118 | 80+ | 4000 | 340.947
| DM1124519 | Decor S LED1x5850 K161 T840 OP LO3 1LIN L | non-dimmable, I, IP40, IK05, opal polycarbonate diffuser, slim light grey aluminium body, for in-line connection, first/end luminaire. | 2248 | 39 | 75 |  | 100000/L80B10 | 3 | 5849 | 50.8 | 115 | 80+ | 4000 | 360.297
| DM1124520 | Decor S LED1x8800 K162 T840 OP LO4 1LIN L | non-dimmable, I, IP40, IK05, opal polycarbonate diffuser, slim light grey aluminium body, for in-line connection, first/end luminaire. | 2248 | 39 | 75 |  | 100000/L80B10 | 3 | 8774 | 77 | 114 | 80+ | 4000 | 421.142
| DM1124521 | Decor S LED1x3450 K163 T840 OP LO1 1LIN L | non-dimmable, I, IP40, IK05, opal polycarbonate diffuser, slim light grey aluminium body, for in-line connection, first/end luminaire. | 2528 | 39 | 75 |  | 100000/L80B10 | 3 | 3418 | 27.5 | 124 | 80+ | 4000 | 417.659
| DM1124522 | Decor S LED1x4750 K164 T840 OP LO2 1LIN L | non-dimmable, I, IP40, IK05, opal polycarbonate diffuser, slim light grey aluminium body, for in-line connection, first/end luminaire. | 2528 | 39 | 75 |  | 100000/L80B10 | 3 | 4708 | 40 | 118 | 80+ | 4000 | 403.641
| DM1124523 | Decor S LED1x6600 K165 T840 OP LO3 1LIN L | non-dimmable, I, IP40, IK05, opal polycarbonate diffuser, slim light grey aluminium body, for in-line connection, first/end luminaire. | 2528 | 39 | 75 |  | 100000/L80B10 | 3 | 6580 | 57.1 | 115 | 80+ | 4000 | 425.442
| DM1124524 | Decor S LED1x9900 K166 T840 OP LO4 1LIN L | non-dimmable, I, IP40, IK05, opal polycarbonate diffuser, slim light grey aluminium body, for in-line connection, first/end luminaire. | 2528 | 39 | 75 |  | 100000/L80B10 | 3 | 9871 | 82.9 | 119 | 80+ | 4000 | 477.601
| DM1124525 | Decor S LED1x4000 K167 T840 OP LO1 1LIN L | non-dimmable, I, IP40, IK05, opal polycarbonate diffuser, slim light grey aluminium body, for in-line connection, first/end luminaire. | 2948 | 39 | 75 |  | 100000/L80B10 | 3 | 3988 | 32 | 125 | 80+ | 4000 | 442.9
| DM1124526 | Decor S LED1x5500 K168 T840 OP LO2 1LIN L | non-dimmable, I, IP40, IK05, opal polycarbonate diffuser, slim light grey aluminium body, for in-line connection, first/end luminaire. | 2948 | 39 | 75 |  | 100000/L80B10 | 3 | 5492 | 46.1 | 119 | 80+ | 4000 | 428.839
| DM1124527 | Decor S LED1x7700 K169 T840 OP LO3 1LIN L | non-dimmable, I, IP40, IK05, opal polycarbonate diffuser, slim light grey aluminium body, for in-line connection, first/end luminaire. | 2948 | 39 | 75 |  | 100000/L80B10 | 3 | 7677 | 66.7 | 115 | 80+ | 4000 | 451.5
| DM1124528 | Decor S LED1x750 K125 T830 DPRZ LT80 LO1 1LIN L | non-dimmable, I, IP40, IK05, UGR≤16, matt micro-prismatic polycarbonate diffuser, slim light grey aluminium body, for in-line connection, first/end luminaire. | 568 | 39 | 75 |  | 100000/L80B10 | 3 | 673 | 6.8 | 99 | 80+ | 3000 | 123.754
| DM1124529 | Decor S LED1x1000 K126 T830 DPRZ LT80 LO2 1LIN L | non-dimmable, I, IP40, IK05, UGR≤19, matt micro-prismatic polycarbonate diffuser, slim light grey aluminium body, for in-line connection, first/end luminaire. | 568 | 39 | 75 |  | 100000/L80B10 | 3 | 927 | 9.5 | 98 | 80+ | 3000 | 123.754
| DM1124530 | Decor S LED1x1400 K127 T830 DPRZ LT80 LO3 1LIN L | non-dimmable, I, IP40, IK05, UGR≤19, matt micro-prismatic polycarbonate diffuser, slim light grey aluminium body, for in-line connection, first/end luminaire. | 568 | 39 | 75 |  | 100000/L80B10 | 3 | 1296 | 13.8 | 94 | 80+ | 3000 | 134.891
| DM1124531 | Decor S LED1x2050 K128 T830 DPRZ LT80 LO4 1LIN L | non-dimmable, I, IP40, IK05, UGR≤22, matt micro-prismatic polycarbonate diffuser, slim light grey aluminium body, for in-line connection, first/end luminaire. | 568 | 39 | 75 |  | 100000/L80B10 | 3 | 1943 | 19.9 | 98 | 80+ | 3000 | 138.503
| DM1124532 | Decor S LED1x900 K129 T830 DPRZ LT80 LO1 1LIN L | non-dimmable, I, IP40, IK05, UGR≤16, matt micro-prismatic polycarbonate diffuser, slim light grey aluminium body, for in-line connection, first/end luminaire. | 708 | 39 | 75 |  | 100000/L80B10 | 3 | 841 | 8.2 | 103 | 80+ | 3000 | 145.297
| DM1124533 | Decor S LED1x1250 K130 T830 DPRZ LT80 LO2 1LIN L | non-dimmable, I, IP40, IK05, UGR≤19, matt micro-prismatic polycarbonate diffuser, slim light grey aluminium body, for in-line connection, first/end luminaire. | 708 | 39 | 75 |  | 100000/L80B10 | 3 | 1159 | 11.6 | 100 | 80+ | 3000 | 145.297
| DM1124534 | Decor S LED1x1700 K131 T830 DPRZ LT80 LO3 1LIN L | non-dimmable, I, IP40, IK05, UGR≤19, matt micro-prismatic polycarbonate diffuser, slim light grey aluminium body, for in-line connection, first/end luminaire. | 708 | 39 | 75 |  | 100000/L80B10 | 3 | 1620 | 16.8 | 96 | 80+ | 3000 | 156.692
| DM1124535 | Decor S LED1x2550 K132 T830 DPRZ LT80 LO4 1LIN L | non-dimmable, I, IP40, IK05, UGR≤22, matt micro-prismatic polycarbonate diffuser, slim light grey aluminium body, for in-line connection, first/end luminaire. | 708 | 39 | 75 |  | 100000/L80B10 | 3 | 2429 | 24.6 | 99 | 80+ | 3000 | 160.992
| DM1124536 | Decor S LED1x1100 K133 T830 DPRZ LT80 LO1 1LIN L | non-dimmable, I, IP40, IK05, UGR≤16, matt micro-prismatic polycarbonate diffuser, slim light grey aluminium body, for in-line connection, first/end luminaire. | 848 | 39 | 75 |  | 100000/L80B10 | 3 | 1009 | 10.1 | 100 | 80+ | 3000 | 172.344
| DM1124537 | Decor S LED1x1450 K134 T830 DPRZ LT80 LO2 1LIN L | non-dimmable, I, IP40, IK05, UGR≤19, matt micro-prismatic polycarbonate diffuser, slim light grey aluminium body, for in-line connection, first/end luminaire. | 848 | 39 | 75 |  | 100000/L80B10 | 3 | 1390 | 14 | 99 | 80+ | 3000 | 172.344
| DM1124538 | Decor S LED1x2050 K135 T830 DPRZ LT80 LO3 1LIN L | non-dimmable, I, IP40, IK05, UGR≤19, matt micro-prismatic polycarbonate diffuser, slim light grey aluminium body, for in-line connection, first/end luminaire. | 848 | 39 | 75 |  | 100000/L80B10 | 3 | 1943 | 20.2 | 96 | 80+ | 3000 | 177.547
| DM1124539 | Decor S LED1x3050 K136 T830 DPRZ LT80 LO4 1LIN L | non-dimmable, I, IP40, IK05, UGR≤22, matt micro-prismatic polycarbonate diffuser, slim light grey aluminium body, for in-line connection, first/end luminaire. | 848 | 39 | 75 |  | 100000/L80B10 | 3 | 2915 | 29.5 | 99 | 80+ | 3000 | 180.944
| DM1124540 | Decor S LED1x1250 K137 T830 DPRZ LT80 LO1 1LIN L | non-dimmable, I, IP40, IK05, UGR≤16, matt micro-prismatic polycarbonate diffuser, slim light grey aluminium body, for in-line connection, first/end luminaire. | 988 | 39 | 75 |  | 100000/L80B10 | 3 | 1178 | 11.6 | 102 | 80+ | 3000 | 195.048
| DM1124541 | Decor S LED1x1700 K138 T830 DPRZ LT80 LO2 1LIN L | non-dimmable, I, IP40, IK05, UGR≤19, matt micro-prismatic polycarbonate diffuser, slim light grey aluminium body, for in-line connection, first/end luminaire. | 988 | 39 | 75 |  | 100000/L80B10 | 3 | 1622 | 15.9 | 102 | 80+ | 3000 | 195.048
| DM1124542 | Decor S LED1x2400 K139 T830 DPRZ LT80 LO3 1LIN L | non-dimmable, I, IP40, IK05, UGR≤19, matt micro-prismatic polycarbonate diffuser, slim light grey aluminium body, for in-line connection, first/end luminaire. | 988 | 39 | 75 |  | 100000/L80B10 | 3 | 2267 | 23 | 99 | 80+ | 3000 | 200.251
| DM1124543 | Decor S LED1x1450 K140 T830 DPRZ LT80 LO1 1LIN L | non-dimmable, I, IP40, IK05, UGR≤16, matt micro-prismatic polycarbonate diffuser, slim light grey aluminium body, for in-line connection, first/end luminaire. | 1128 | 39 | 75 |  | 100000/L80B10 | 3 | 1346 | 13.1 | 103 | 80+ | 3000 | 197.499
| DM1124544 | Decor S LED1x1950 K141 T830 DPRZ LT80 LO2 1LIN L | non-dimmable, I, IP40, IK05, UGR≤19, matt micro-prismatic polycarbonate diffuser, slim light grey aluminium body, for in-line connection, first/end luminaire. | 1128 | 39 | 75 |  | 100000/L80B10 | 3 | 1854 | 18 | 103 | 80+ | 3000 | 197.499
| DM1124545 | Decor S LED1x2750 K142 T830 DPRZ LT80 LO3 1LIN L | non-dimmable, I, IP40, IK05, UGR≤19, matt micro-prismatic polycarbonate diffuser, slim light grey aluminium body, for in-line connection, first/end luminaire. | 1128 | 39 | 75 |  | 100000/L80B10 | 3 | 2591 | 26.3 | 99 | 80+ | 3000 | 202.745
| DM1124546 | Decor S LED1x4100 K143 T830 DPRZ LT80 LO4 1LIN L | non-dimmable, I, IP40, IK05, UGR≤22, matt micro-prismatic polycarbonate diffuser, slim light grey aluminium body, for in-line connection, first/end luminaire. | 1128 | 39 | 75 |  | 100000/L80B10 | 3 | 3887 | 38.1 | 102 | 80+ | 3000 | 227.943
| DM1124547 | Decor S LED1x1600 K144 T830 DPRZ LT80 LO1 1LIN L | non-dimmable, I, IP40, IK05, UGR≤16, matt micro-prismatic polycarbonate diffuser, slim light grey aluminium body, for in-line connection, first/end luminaire. | 1268 | 39 | 75 |  | 100000/L80B10 | 3 | 1514 | 14.5 | 104 | 80+ | 3000 | 225.449
| DM1124548 | Decor S LED1x2200 K145 T830 DPRZ LT80 LO2 1LIN L | non-dimmable, I, IP40, IK05, UGR≤19, matt micro-prismatic polycarbonate diffuser, slim light grey aluminium body, for in-line connection, first/end luminaire. | 1268 | 39 | 75 |  | 100000/L80B10 | 3 | 2086 | 20.2 | 103 | 80+ | 3000 | 225.449
| DM1124549 | Decor S LED1x3050 K146 T830 DPRZ LT80 LO3 1LIN L | non-dimmable, I, IP40, IK05, UGR≤19, matt micro-prismatic polycarbonate diffuser, slim light grey aluminium body, for in-line connection, first/end luminaire. | 1268 | 39 | 75 |  | 100000/L80B10 | 3 | 2915 | 29.6 | 98 | 80+ | 3000 | 230.652
| DM1124550 | Decor S LED1x1800 K147 T830 DPRZ LT80 LO1 1LIN L | non-dimmable, I, IP40, IK05, UGR≤16, matt micro-prismatic polycarbonate diffuser, slim light grey aluminium body, for in-line connection, first/end luminaire. | 1408 | 39 | 75 |  | 100000/L80B10 | 3 | 1682 | 16.6 | 101 | 80+ | 3000 | 245.444
| DM1124551 | Decor S LED1x2450 K148 T830 DPRZ LT80 LO2 1LIN L | non-dimmable, I, IP40, IK05, UGR≤19, matt micro-prismatic polycarbonate diffuser, slim light grey aluminium body, for in-line connection, first/end luminaire. | 1408 | 39 | 75 |  | 100000/L80B10 | 3 | 2317 | 23 | 101 | 80+ | 3000 | 245.444
| DM1124552 | Decor S LED1x3400 K149 T830 DPRZ LT80 LO3 1LIN L | non-dimmable, I, IP40, IK05, UGR≤19, matt micro-prismatic polycarbonate diffuser, slim light grey aluminium body, for in-line connection, first/end luminaire. | 1408 | 39 | 75 |  | 100000/L80B10 | 3 | 3239 | 31.7 | 102 | 80+ | 3000 | 264.493
| DM1124553 | Decor S LED1x5100 K150 T830 DPRZ LT80 LO4 1LIN L | non-dimmable, I, IP40, IK05, UGR≤22, matt micro-prismatic polycarbonate diffuser, slim light grey aluminium body, for in-line connection, first/end luminaire. | 1408 | 39 | 75 |  | 100000/L80B10 | 3 | 4859 | 47.6 | 102 | 80+ | 3000 | 271.502
| DM1124554 | Decor S LED1x2150 K151 T830 DPRZ LT80 LO1 1LIN L | non-dimmable, I, IP40, IK05, UGR≤16, matt micro-prismatic polycarbonate diffuser, slim light grey aluminium body, for in-line connection, first/end luminaire. | 1688 | 39 | 75 |  | 100000/L80B10 | 3 | 2019 | 19.4 | 104 | 80+ | 3000 | 278.554
| DM1124555 | Decor S LED1x2950 K152 T830 DPRZ LT80 LO2 1LIN L | non-dimmable, I, IP40, IK05, UGR≤19, matt micro-prismatic polycarbonate diffuser, slim light grey aluminium body, for in-line connection, first/end luminaire. | 1688 | 39 | 75 |  | 100000/L80B10 | 3 | 2781 | 27.3 | 102 | 80+ | 3000 | 278.554
| DM1124556 | Decor S LED1x4100 K153 T830 DPRZ LT80 LO3 1LIN L | non-dimmable, I, IP40, IK05, UGR≤19, matt micro-prismatic polycarbonate diffuser, slim light grey aluminium body, for in-line connection, first/end luminaire. | 1688 | 39 | 75 |  | 100000/L80B10 | 3 | 3887 | 38.1 | 102 | 80+ | 3000 | 297.646
| DM1124557 | Decor S LED1x6100 K154 T830 DPRZ LT80 LO4 1LIN L | non-dimmable, I, IP40, IK05, UGR≤22, matt micro-prismatic polycarbonate diffuser, slim light grey aluminium body, for in-line connection, first/end luminaire. | 1688 | 39 | 75 |  | 100000/L80B10 | 3 | 5830 | 57.1 | 102 | 80+ | 3000 | 313.298
| DM1124558 | Decor S LED1x2500 K155 T830 DPRZ LT80 LO1 1LIN L | non-dimmable, I, IP40, IK05, UGR≤16, matt micro-prismatic polycarbonate diffuser, slim light grey aluminium body, for in-line connection, first/end luminaire. | 1968 | 39 | 75 |  | 100000/L80B10 | 3 | 2355 | 22.4 | 105 | 80+ | 3000 | 291.497
| DM1124559 | Decor S LED1x3400 K156 T830 DPRZ LT80 LO2 1LIN L | non-dimmable, I, IP40, IK05, UGR≤19, matt micro-prismatic polycarbonate diffuser, slim light grey aluminium body, for in-line connection, first/end luminaire. | 1968 | 39 | 75 |  | 100000/L80B10 | 3 | 3244 | 31.5 | 103 | 80+ | 3000 | 291.497
| DM1124560 | Decor S LED1x4750 K157 T830 DPRZ LT80 LO3 1LIN L | non-dimmable, I, IP40, IK05, UGR≤19, matt micro-prismatic polycarbonate diffuser, slim light grey aluminium body, for in-line connection, first/end luminaire. | 1968 | 39 | 75 |  | 100000/L80B10 | 3 | 4535 | 44.4 | 102 | 80+ | 3000 | 310.546
| DM1124561 | Decor S LED1x7650 K158 T830 DPRZ LT80 LO4 1LIN L | non-dimmable, I, IP40, IK05, UGR≤19, matt micro-prismatic polycarbonate diffuser, slim light grey aluminium body, for in-line connection, first/end luminaire. | 2108 | 39 | 75 |  | 100000/L80B10 | 3 | 7288 | 71.3 | 102 | 80+ | 3000 | 376.852
| DM1124562 | Decor S LED1x2850 K159 T830 DPRZ LT80 LO1 1LIN L | non-dimmable, I, IP40, IK05, UGR≤16, matt micro-prismatic polycarbonate diffuser, slim light grey aluminium body, for in-line connection, first/end luminaire. | 2248 | 39 | 75 |  | 100000/L80B10 | 3 | 2692 | 25.3 | 106 | 80+ | 3000 | 353.245
| DM1124563 | Decor S LED1x3900 K160 T830 DPRZ LT80 LO2 1LIN L | non-dimmable, I, IP40, IK05, UGR≤19, matt micro-prismatic polycarbonate diffuser, slim light grey aluminium body, for in-line connection, first/end luminaire. | 2248 | 39 | 75 |  | 100000/L80B10 | 3 | 3708 | 35.5 | 104 | 80+ | 3000 | 353.245
| DM1124564 | Decor S LED1x5450 K161 T830 DPRZ LT80 LO3 1LIN L | non-dimmable, I, IP40, IK05, UGR≤19, matt micro-prismatic polycarbonate diffuser, slim light grey aluminium body, for in-line connection, first/end luminaire. | 2248 | 39 | 75 |  | 100000/L80B10 | 3 | 5183 | 50.8 | 102 | 80+ | 3000 | 372.294
| DM1124565 | Decor S LED1x8150 K162 T830 DPRZ LT80 LO4 1LIN L | non-dimmable, I, IP40, IK05, UGR≤22, matt micro-prismatic polycarbonate diffuser, slim light grey aluminium body, for in-line connection, first/end luminaire. | 2248 | 39 | 75 |  | 100000/L80B10 | 3 | 7774 | 77 | 101 | 80+ | 3000 | 433.354
| DM1124566 | Decor S LED1x3200 K163 T830 DPRZ LT80 LO1 1LIN L | non-dimmable, I, IP40, IK05, UGR≤16, matt micro-prismatic polycarbonate diffuser, slim light grey aluminium body, for in-line connection, first/end luminaire. | 2528 | 39 | 75 |  | 100000/L80B10 | 3 | 3028 | 27.5 | 110 | 80+ | 3000 | 432.451
| DM1124567 | Decor S LED1x4400 K164 T830 DPRZ LT80 LO2 1LIN L | non-dimmable, I, IP40, IK05, UGR≤19, matt micro-prismatic polycarbonate diffuser, slim light grey aluminium body, for in-line connection, first/end luminaire. | 2528 | 39 | 75 |  | 100000/L80B10 | 3 | 4171 | 40 | 104 | 80+ | 3000 | 418.39
| DM1124568 | Decor S LED1x6100 K165 T830 DPRZ LT80 LO3 1LIN L | non-dimmable, I, IP40, IK05, UGR≤19, matt micro-prismatic polycarbonate diffuser, slim light grey aluminium body, for in-line connection, first/end luminaire. | 2528 | 39 | 75 |  | 100000/L80B10 | 3 | 5830 | 57.1 | 102 | 80+ | 3000 | 441.094
| DM1124569 | Decor S LED1x9150 K166 T830 DPRZ LT80 LO4 1LIN L | non-dimmable, I, IP40, IK05, UGR≤22, matt micro-prismatic polycarbonate diffuser, slim light grey aluminium body, for in-line connection, first/end luminaire. | 2528 | 39 | 75 |  | 100000/L80B10 | 3 | 8746 | 82.9 | 106 | 80+ | 3000 | 493.296
| DM1124570 | Decor S LED1x3700 K167 T830 DPRZ LT80 LO1 1LIN L | non-dimmable, I, IP40, IK05, UGR≤16, matt micro-prismatic polycarbonate diffuser, slim light grey aluminium body, for in-line connection, first/end luminaire. | 2948 | 39 | 75 |  | 100000/L80B10 | 3 | 3533 | 32 | 110 | 80+ | 3000 | 458.552
| DM1124571 | Decor S LED1x5100 K168 T830 DPRZ LT80 LO2 1LIN L | non-dimmable, I, IP40, IK05, UGR≤19, matt micro-prismatic polycarbonate diffuser, slim light grey aluminium body, for in-line connection, first/end luminaire. | 2948 | 39 | 75 |  | 100000/L80B10 | 3 | 4866 | 46.1 | 106 | 80+ | 3000 | 444.491
| DM1124572 | Decor S LED1x7100 K169 T830 DPRZ LT80 LO3 1LIN L | non-dimmable, I, IP40, IK05, UGR≤19, matt micro-prismatic polycarbonate diffuser, slim light grey aluminium body, for in-line connection, first/end luminaire. | 2948 | 39 | 75 |  | 100000/L80B10 | 3 | 6802 | 66.7 | 102 | 80+ | 3000 | 466.249
| DM1124573 | Decor S LED1x750 K125 T840 DPRZ LT80 LO1 1LIN L | non-dimmable, I, IP40, IK05, UGR≤16, matt micro-prismatic polycarbonate diffuser, slim light grey aluminium body, for in-line connection, first/end luminaire. | 568 | 39 | 75 |  | 100000/L80B10 | 3 | 702 | 6.8 | 103 | 80+ | 4000 | 123.754
| DM1124574 | Decor S LED1x1000 K126 T840 DPRZ LT80 LO2 1LIN L | non-dimmable, I, IP40, IK05, UGR≤19, matt micro-prismatic polycarbonate diffuser, slim light grey aluminium body, for in-line connection, first/end luminaire. | 568 | 39 | 75 |  | 100000/L80B10 | 3 | 967 | 9.5 | 102 | 80+ | 4000 | 123.754
| DM1124575 | Decor S LED1x1400 K127 T840 DPRZ LT80 LO3 1LIN L | non-dimmable, I, IP40, IK05, UGR≤19, matt micro-prismatic polycarbonate diffuser, slim light grey aluminium body, for in-line connection, first/end luminaire. | 568 | 39 | 75 |  | 100000/L80B10 | 3 | 1352 | 13.8 | 98 | 80+ | 4000 | 134.891
| DM1124576 | Decor S LED1x2050 K128 T840 DPRZ LT80 LO4 1LIN L | non-dimmable, I, IP40, IK05, UGR≤22, matt micro-prismatic polycarbonate diffuser, slim light grey aluminium body, for in-line connection, first/end luminaire. | 568 | 39 | 75 |  | 100000/L80B10 | 3 | 2027 | 19.9 | 102 | 80+ | 4000 | 138.503
| DM1124577 | Decor S LED1x900 K129 T840 DPRZ LT80 LO1 1LIN L | non-dimmable, I, IP40, IK05, UGR≤16, matt micro-prismatic polycarbonate diffuser, slim light grey aluminium body, for in-line connection, first/end luminaire. | 708 | 39 | 75 |  | 100000/L80B10 | 3 | 877 | 8.2 | 107 | 80+ | 4000 | 145.297
| DM1124578 | Decor S LED1x1250 K130 T840 DPRZ LT80 LO2 1LIN L | non-dimmable, I, IP40, IK05, UGR≤19, matt micro-prismatic polycarbonate diffuser, slim light grey aluminium body, for in-line connection, first/end luminaire. | 708 | 39 | 75 |  | 100000/L80B10 | 3 | 1209 | 11.6 | 104 | 80+ | 4000 | 145.297
| DM1124579 | Decor S LED1x1700 K131 T840 DPRZ LT80 LO3 1LIN L | non-dimmable, I, IP40, IK05, UGR≤19, matt micro-prismatic polycarbonate diffuser, slim light grey aluminium body, for in-line connection, first/end luminaire. | 708 | 39 | 75 |  | 100000/L80B10 | 3 | 1689 | 16.8 | 101 | 80+ | 4000 | 156.692
| DM1124580 | Decor S LED1x2550 K132 T840 DPRZ LT80 LO4 1LIN L | non-dimmable, I, IP40, IK05, UGR≤22, matt micro-prismatic polycarbonate diffuser, slim light grey aluminium body, for in-line connection, first/end luminaire. | 708 | 39 | 75 |  | 100000/L80B10 | 3 | 2534 | 24.6 | 103 | 80+ | 4000 | 160.992
| DM1124581 | Decor S LED1x1100 K133 T840 DPRZ LT80 LO1 1LIN L | non-dimmable, I, IP40, IK05, UGR≤16, matt micro-prismatic polycarbonate diffuser, slim light grey aluminium body, for in-line connection, first/end luminaire. | 848 | 39 | 75 |  | 100000/L80B10 | 3 | 1053 | 10.1 | 104 | 80+ | 4000 | 172.344
| DM1124582 | Decor S LED1x1450 K134 T840 DPRZ LT80 LO2 1LIN L | non-dimmable, I, IP40, IK05, UGR≤19, matt micro-prismatic polycarbonate diffuser, slim light grey aluminium body, for in-line connection, first/end luminaire. | 848 | 39 | 75 |  | 100000/L80B10 | 3 | 1450 | 14 | 104 | 80+ | 4000 | 172.344
| DM1124583 | Decor S LED1x2050 K135 T840 DPRZ LT80 LO3 1LIN L | non-dimmable, I, IP40, IK05, UGR≤19, matt micro-prismatic polycarbonate diffuser, slim light grey aluminium body, for in-line connection, first/end luminaire. | 848 | 39 | 75 |  | 100000/L80B10 | 3 | 2027 | 20.2 | 100 | 80+ | 4000 | 177.547
| DM1124584 | Decor S LED1x3050 K136 T840 DPRZ LT80 LO4 1LIN L | non-dimmable, I, IP40, IK05, UGR≤22, matt micro-prismatic polycarbonate diffuser, slim light grey aluminium body, for in-line connection, first/end luminaire. | 848 | 39 | 75 |  | 100000/L80B10 | 3 | 3041 | 29.5 | 103 | 80+ | 4000 | 180.944
| DM1124585 | Decor S LED1x1250 K137 T840 DPRZ LT80 LO1 1LIN L | non-dimmable, I, IP40, IK05, UGR≤16, matt micro-prismatic polycarbonate diffuser, slim light grey aluminium body, for in-line connection, first/end luminaire. | 988 | 39 | 75 |  | 100000/L80B10 | 3 | 1228 | 11.6 | 106 | 80+ | 4000 | 195.048
| DM1124586 | Decor S LED1x1700 K138 T840 DPRZ LT80 LO2 1LIN L | non-dimmable, I, IP40, IK05, UGR≤19, matt micro-prismatic polycarbonate diffuser, slim light grey aluminium body, for in-line connection, first/end luminaire. | 988 | 39 | 75 |  | 100000/L80B10 | 3 | 1692 | 15.9 | 106 | 80+ | 4000 | 195.048
| DM1124587 | Decor S LED1x2400 K139 T840 DPRZ LT80 LO3 1LIN L | non-dimmable, I, IP40, IK05, UGR≤19, matt micro-prismatic polycarbonate diffuser, slim light grey aluminium body, for in-line connection, first/end luminaire. | 988 | 39 | 75 |  | 100000/L80B10 | 3 | 2365 | 23 | 103 | 80+ | 4000 | 200.251
| DM1124588 | Decor S LED1x1450 K140 T840 DPRZ LT80 LO1 1LIN L | non-dimmable, I, IP40, IK05, UGR≤16, matt micro-prismatic polycarbonate diffuser, slim light grey aluminium body, for in-line connection, first/end luminaire. | 1128 | 39 | 75 |  | 100000/L80B10 | 3 | 1404 | 13.1 | 107 | 80+ | 4000 | 197.499
| DM1124589 | Decor S LED1x1950 K141 T840 DPRZ LT80 LO2 1LIN L | non-dimmable, I, IP40, IK05, UGR≤19, matt micro-prismatic polycarbonate diffuser, slim light grey aluminium body, for in-line connection, first/end luminaire. | 1128 | 39 | 75 |  | 100000/L80B10 | 3 | 1934 | 18 | 107 | 80+ | 4000 | 197.499
| DM1124590 | Decor S LED1x2750 K142 T840 DPRZ LT80 LO3 1LIN L | non-dimmable, I, IP40, IK05, UGR≤19, matt micro-prismatic polycarbonate diffuser, slim light grey aluminium body, for in-line connection, first/end luminaire. | 1128 | 39 | 75 |  | 100000/L80B10 | 3 | 2703 | 26.3 | 103 | 80+ | 4000 | 202.745
| DM1124591 | Decor S LED1x4100 K143 T840 DPRZ LT80 LO4 1LIN L | non-dimmable, I, IP40, IK05, UGR≤22, matt micro-prismatic polycarbonate diffuser, slim light grey aluminium body, for in-line connection, first/end luminaire. | 1128 | 39 | 75 |  | 100000/L80B10 | 3 | 4055 | 38.1 | 106 | 80+ | 4000 | 227.943
| DM1124592 | Decor S LED1x1600 K144 T840 DPRZ LT80 LO1 1LIN L | non-dimmable, I, IP40, IK05, UGR≤16, matt micro-prismatic polycarbonate diffuser, slim light grey aluminium body, for in-line connection, first/end luminaire. | 1268 | 39 | 75 |  | 100000/L80B10 | 3 | 1579 | 14.5 | 109 | 80+ | 4000 | 225.449
| DM1124593 | Decor S LED1x2200 K145 T840 DPRZ LT80 LO2 1LIN L | non-dimmable, I, IP40, IK05, UGR≤19, matt micro-prismatic polycarbonate diffuser, slim light grey aluminium body, for in-line connection, first/end luminaire. | 1268 | 39 | 75 |  | 100000/L80B10 | 3 | 2175 | 20.2 | 108 | 80+ | 4000 | 225.449
| DM1124594 | Decor S LED1x3050 K146 T840 DPRZ LT80 LO3 1LIN L | non-dimmable, I, IP40, IK05, UGR≤19, matt micro-prismatic polycarbonate diffuser, slim light grey aluminium body, for in-line connection, first/end luminaire. | 1268 | 39 | 75 |  | 100000/L80B10 | 3 | 3041 | 29.6 | 103 | 80+ | 4000 | 230.652
| DM1124595 | Decor S LED1x1800 K147 T840 DPRZ LT80 LO1 1LIN L | non-dimmable, I, IP40, IK05, UGR≤16, matt micro-prismatic polycarbonate diffuser, slim light grey aluminium body, for in-line connection, first/end luminaire. | 1408 | 39 | 75 |  | 100000/L80B10 | 3 | 1755 | 16.6 | 106 | 80+ | 4000 | 245.444
| DM1124596 | Decor S LED1x2450 K148 T840 DPRZ LT80 LO2 1LIN L | non-dimmable, I, IP40, IK05, UGR≤19, matt micro-prismatic polycarbonate diffuser, slim light grey aluminium body, for in-line connection, first/end luminaire. | 1408 | 39 | 75 |  | 100000/L80B10 | 3 | 2417 | 23 | 105 | 80+ | 4000 | 245.444
| DM1124597 | Decor S LED1x3400 K149 T840 DPRZ LT80 LO3 1LIN L | non-dimmable, I, IP40, IK05, UGR≤19, matt micro-prismatic polycarbonate diffuser, slim light grey aluminium body, for in-line connection, first/end luminaire. | 1408 | 39 | 75 |  | 100000/L80B10 | 3 | 3379 | 31.7 | 107 | 80+ | 4000 | 264.493
| DM1124598 | Decor S LED1x5100 K150 T840 DPRZ LT80 LO4 1LIN L | non-dimmable, I, IP40, IK05, UGR≤22, matt micro-prismatic polycarbonate diffuser, slim light grey aluminium body, for in-line connection, first/end luminaire. | 1408 | 39 | 75 |  | 100000/L80B10 | 3 | 5068 | 47.6 | 106 | 80+ | 4000 | 271.502
| DM1124599 | Decor S LED1x2150 K151 T840 DPRZ LT80 LO1 1LIN L | non-dimmable, I, IP40, IK05, UGR≤16, matt micro-prismatic polycarbonate diffuser, slim light grey aluminium body, for in-line connection, first/end luminaire. | 1688 | 39 | 75 |  | 100000/L80B10 | 3 | 2106 | 19.4 | 109 | 80+ | 4000 | 278.554
| DM1124600 | Decor S LED1x2950 K152 T840 DPRZ LT80 LO2 1LIN L | non-dimmable, I, IP40, IK05, UGR≤19, matt micro-prismatic polycarbonate diffuser, slim light grey aluminium body, for in-line connection, first/end luminaire. | 1688 | 39 | 75 |  | 100000/L80B10 | 3 | 2901 | 27.3 | 106 | 80+ | 4000 | 278.554
| DM1124601 | Decor S LED1x4100 K153 T840 DPRZ LT80 LO3 1LIN L | non-dimmable, I, IP40, IK05, UGR≤19, matt micro-prismatic polycarbonate diffuser, slim light grey aluminium body, for in-line connection, first/end luminaire. | 1688 | 39 | 75 |  | 100000/L80B10 | 3 | 4055 | 38.1 | 106 | 80+ | 4000 | 297.646
| DM1124602 | Decor S LED1x6100 K154 T840 DPRZ LT80 LO4 1LIN L | non-dimmable, I, IP40, IK05, UGR≤22, matt micro-prismatic polycarbonate diffuser, slim light grey aluminium body, for in-line connection, first/end luminaire. | 1688 | 39 | 75 |  | 100000/L80B10 | 3 | 6082 | 57.1 | 107 | 80+ | 4000 | 313.298
| DM1124603 | Decor S LED1x2500 K155 T840 DPRZ LT80 LO1 1LIN L | non-dimmable, I, IP40, IK05, UGR≤16, matt micro-prismatic polycarbonate diffuser, slim light grey aluminium body, for in-line connection, first/end luminaire. | 1968 | 39 | 75 |  | 100000/L80B10 | 3 | 2457 | 22.4 | 110 | 80+ | 4000 | 291.497
| DM1124604 | Decor S LED1x3400 K156 T840 DPRZ LT80 LO2 1LIN L | non-dimmable, I, IP40, IK05, UGR≤19, matt micro-prismatic polycarbonate diffuser, slim light grey aluminium body, for in-line connection, first/end luminaire. | 1968 | 39 | 75 |  | 100000/L80B10 | 3 | 3384 | 31.5 | 107 | 80+ | 4000 | 291.497
| DM1124605 | Decor S LED1x4750 K157 T840 DPRZ LT80 LO3 1LIN L | non-dimmable, I, IP40, IK05, UGR≤19, matt micro-prismatic polycarbonate diffuser, slim light grey aluminium body, for in-line connection, first/end luminaire. | 1968 | 39 | 75 |  | 100000/L80B10 | 3 | 4730 | 44.4 | 107 | 80+ | 4000 | 310.546
| DM1124606 | Decor S LED1x7650 K158 T840 DPRZ LT80 LO4 1LIN L | non-dimmable, I, IP40, IK05, UGR≤19, matt micro-prismatic polycarbonate diffuser, slim light grey aluminium body, for in-line connection, first/end luminaire. | 2108 | 39 | 75 |  | 100000/L80B10 | 3 | 7602 | 71.3 | 107 | 80+ | 4000 | 376.852
| DM1124607 | Decor S LED1x2850 K159 T840 DPRZ LT80 LO1 1LIN L | non-dimmable, I, IP40, IK05, UGR≤16, matt micro-prismatic polycarbonate diffuser, slim light grey aluminium body, for in-line connection, first/end luminaire. | 2248 | 39 | 75 |  | 100000/L80B10 | 3 | 2808 | 25.3 | 111 | 80+ | 4000 | 353.245
| DM1124608 | Decor S LED1x3900 K160 T840 DPRZ LT80 LO2 1LIN L | non-dimmable, I, IP40, IK05, UGR≤19, matt micro-prismatic polycarbonate diffuser, slim light grey aluminium body, for in-line connection, first/end luminaire. | 2248 | 39 | 75 |  | 100000/L80B10 | 3 | 3867 | 35.5 | 109 | 80+ | 4000 | 353.245
| DM1124609 | Decor S LED1x5450 K161 T840 DPRZ LT80 LO3 1LIN L | non-dimmable, I, IP40, IK05, UGR≤19, matt micro-prismatic polycarbonate diffuser, slim light grey aluminium body, for in-line connection, first/end luminaire. | 2248 | 39 | 75 |  | 100000/L80B10 | 3 | 5406 | 50.8 | 106 | 80+ | 4000 | 372.294
| DM1124610 | Decor S LED1x8150 K162 T840 DPRZ LT80 LO4 1LIN L | non-dimmable, I, IP40, IK05, UGR≤22, matt micro-prismatic polycarbonate diffuser, slim light grey aluminium body, for in-line connection, first/end luminaire. | 2248 | 39 | 75 |  | 100000/L80B10 | 3 | 8109 | 77 | 105 | 80+ | 4000 | 433.354
| DM1124611 | Decor S LED1x3200 K163 T840 DPRZ LT80 LO1 1LIN L | non-dimmable, I, IP40, IK05, UGR≤16, matt micro-prismatic polycarbonate diffuser, slim light grey aluminium body, for in-line connection, first/end luminaire. | 2528 | 39 | 75 |  | 100000/L80B10 | 3 | 3159 | 27.5 | 115 | 80+ | 4000 | 432.451
| DM1124612 | Decor S LED1x4400 K164 T840 DPRZ LT80 LO2 1LIN L | non-dimmable, I, IP40, IK05, UGR≤19, matt micro-prismatic polycarbonate diffuser, slim light grey aluminium body, for in-line connection, first/end luminaire. | 2528 | 39 | 75 |  | 100000/L80B10 | 3 | 4351 | 40 | 109 | 80+ | 4000 | 418.39
| DM1124613 | Decor S LED1x6100 K165 T840 DPRZ LT80 LO3 1LIN L | non-dimmable, I, IP40, IK05, UGR≤19, matt micro-prismatic polycarbonate diffuser, slim light grey aluminium body, for in-line connection, first/end luminaire. | 2528 | 39 | 75 |  | 100000/L80B10 | 3 | 6082 | 57.1 | 107 | 80+ | 4000 | 441.094
| DM1124614 | Decor S LED1x9150 K166 T840 DPRZ LT80 LO4 1LIN L | non-dimmable, I, IP40, IK05, UGR≤22, matt micro-prismatic polycarbonate diffuser, slim light grey aluminium body, for in-line connection, first/end luminaire. | 2528 | 39 | 75 |  | 100000/L80B10 | 3 | 9123 | 82.9 | 110 | 80+ | 4000 | 493.296
| DM1124615 | Decor S LED1x3700 K167 T840 DPRZ LT80 LO1 1LIN L | non-dimmable, I, IP40, IK05, UGR≤16, matt micro-prismatic polycarbonate diffuser, slim light grey aluminium body, for in-line connection, first/end luminaire. | 2948 | 39 | 75 |  | 100000/L80B10 | 3 | 3685 | 32 | 115 | 80+ | 4000 | 458.552
| DM1124616 | Decor S LED1x5100 K168 T840 DPRZ LT80 LO2 1LIN L | non-dimmable, I, IP40, IK05, UGR≤19, matt micro-prismatic polycarbonate diffuser, slim light grey aluminium body, for in-line connection, first/end luminaire. | 2948 | 39 | 75 |  | 100000/L80B10 | 3 | 5076 | 46.1 | 110 | 80+ | 4000 | 444.491
| DM1124617 | Decor S LED1x7100 K169 T840 DPRZ LT80 LO3 1LIN L | non-dimmable, I, IP40, IK05, UGR≤19, matt micro-prismatic polycarbonate diffuser, slim light grey aluminium body, for in-line connection, first/end luminaire. | 2948 | 39 | 75 |  | 100000/L80B10 | 3 | 7095 | 66.7 | 106 | 80+ | 4000 | 466.249
| DM1124618 | Decor S LED1x800 K125 T830 OP LO1 1LIN LL | non-dimmable, I, IP40, IK05, opal polycarbonate diffuser, slim light grey aluminium body, for in-line connection. | 563 | 39 | 75 |  | 100000/L80B10 | 3 | 728 | 6.8 | 107 | 80+ | 3000 | 118.551
| DM1124619 | Decor S LED1x1050 K126 T830 OP LO2 1LIN LL | non-dimmable, I, IP40, IK05, opal polycarbonate diffuser, slim light grey aluminium body, for in-line connection. | 563 | 39 | 75 |  | 100000/L80B10 | 3 | 1003 | 9.5 | 106 | 80+ | 3000 | 118.551
| DM1124620 | Decor S LED1x1500 K127 T830 OP LO3 1LIN LL | non-dimmable, I, IP40, IK05, opal polycarbonate diffuser, slim light grey aluminium body, for in-line connection. | 563 | 39 | 75 |  | 100000/L80B10 | 3 | 1402 | 13.8 | 102 | 80+ | 3000 | 129.645
| DM1124621 | Decor S LED1x2200 K128 T830 OP LO4 1LIN LL | non-dimmable, I, IP40, IK05, opal polycarbonate diffuser, slim light grey aluminium body, for in-line connection. | 563 | 39 | 75 |  | 100000/L80B10 | 3 | 2103 | 19.9 | 106 | 80+ | 3000 | 132.397
| DM1124622 | Decor S LED1x950 K129 T830 OP LO1 1LIN LL | non-dimmable, I, IP40, IK05, opal polycarbonate diffuser, slim light grey aluminium body, for in-line connection. | 703 | 39 | 75 |  | 100000/L80B10 | 3 | 910 | 8.2 | 111 | 80+ | 3000 | 139.406
| DM1124623 | Decor S LED1x1350 K130 T830 OP LO2 1LIN LL | non-dimmable, I, IP40, IK05, opal polycarbonate diffuser, slim light grey aluminium body, for in-line connection. | 703 | 39 | 75 |  | 100000/L80B10 | 3 | 1254 | 11.6 | 108 | 80+ | 3000 | 139.406
| DM1124624 | Decor S LED1x1850 K131 T830 OP LO3 1LIN LL | non-dimmable, I, IP40, IK05, opal polycarbonate diffuser, slim light grey aluminium body, for in-line connection. | 703 | 39 | 75 |  | 100000/L80B10 | 3 | 1752 | 16.8 | 104 | 80+ | 3000 | 150.543
| DM1124625 | Decor S LED1x2750 K132 T830 OP LO4 1LIN LL | non-dimmable, I, IP40, IK05, opal polycarbonate diffuser, slim light grey aluminium body, for in-line connection. | 703 | 39 | 75 |  | 100000/L80B10 | 3 | 2628 | 24.6 | 107 | 80+ | 3000 | 154.198
| DM1124626 | Decor S LED1x1150 K133 T830 OP LO1 1LIN LL | non-dimmable, I, IP40, IK05, opal polycarbonate diffuser, slim light grey aluminium body, for in-line connection. | 843 | 39 | 75 |  | 100000/L80B10 | 3 | 1092 | 10.1 | 108 | 80+ | 3000 | 164.604
| DM1124627 | Decor S LED1x1600 K134 T830 OP LO2 1LIN LL | non-dimmable, I, IP40, IK05, opal polycarbonate diffuser, slim light grey aluminium body, for in-line connection. | 843 | 39 | 75 |  | 100000/L80B10 | 3 | 1504 | 14 | 107 | 80+ | 3000 | 164.604
| DM1124628 | Decor S LED1x2200 K135 T830 OP LO3 1LIN LL | non-dimmable, I, IP40, IK05, opal polycarbonate diffuser, slim light grey aluminium body, for in-line connection. | 843 | 39 | 75 |  | 100000/L80B10 | 3 | 2103 | 20.2 | 104 | 80+ | 3000 | 169.85
| DM1124629 | Decor S LED1x3300 K136 T830 OP LO4 1LIN LL | non-dimmable, I, IP40, IK05, opal polycarbonate diffuser, slim light grey aluminium body, for in-line connection. | 843 | 39 | 75 |  | 100000/L80B10 | 3 | 3154 | 29.5 | 107 | 80+ | 3000 | 173.247
| DM1124630 | Decor S LED1x1350 K137 T830 OP LO1 1LIN LL | non-dimmable, I, IP40, IK05, opal polycarbonate diffuser, slim light grey aluminium body, for in-line connection. | 983 | 39 | 75 |  | 100000/L80B10 | 3 | 1274 | 11.6 | 110 | 80+ | 3000 | 186.19
| DM1124631 | Decor S LED1x1850 K138 T830 OP LO2 1LIN LL | non-dimmable, I, IP40, IK05, opal polycarbonate diffuser, slim light grey aluminium body, for in-line connection. | 983 | 39 | 75 |  | 100000/L80B10 | 3 | 1755 | 15.9 | 110 | 80+ | 3000 | 186.19
| DM1124632 | Decor S LED1x2600 K139 T830 OP LO3 1LIN LL | non-dimmable, I, IP40, IK05, opal polycarbonate diffuser, slim light grey aluminium body, for in-line connection. | 983 | 39 | 75 |  | 100000/L80B10 | 3 | 2453 | 23 | 107 | 80+ | 3000 | 191.393
| DM1124633 | Decor S LED1x1550 K140 T830 OP LO1 1LIN LL | non-dimmable, I, IP40, IK05, opal polycarbonate diffuser, slim light grey aluminium body, for in-line connection. | 1123 | 39 | 75 |  | 100000/L80B10 | 3 | 1456 | 13.1 | 111 | 80+ | 3000 | 188.856
| DM1124634 | Decor S LED1x2100 K141 T830 OP LO2 1LIN LL | non-dimmable, I, IP40, IK05, opal polycarbonate diffuser, slim light grey aluminium body, for in-line connection. | 1123 | 39 | 75 |  | 100000/L80B10 | 3 | 2006 | 18 | 111 | 80+ | 3000 | 188.856
| DM1124635 | Decor S LED1x2950 K142 T830 OP LO3 1LIN LL | non-dimmable, I, IP40, IK05, opal polycarbonate diffuser, slim light grey aluminium body, for in-line connection. | 1123 | 39 | 75 |  | 100000/L80B10 | 3 | 2804 | 26.3 | 107 | 80+ | 3000 | 194.145
| DM1124636 | Decor S LED1x4400 K143 T830 OP LO4 1LIN LL | non-dimmable, I, IP40, IK05, opal polycarbonate diffuser, slim light grey aluminium body, for in-line connection. | 1123 | 39 | 75 |  | 100000/L80B10 | 3 | 4206 | 38.1 | 110 | 80+ | 3000 | 219.3
| DM1124637 | Decor S LED1x1750 K144 T830 OP LO1 1LIN LL | non-dimmable, I, IP40, IK05, opal polycarbonate diffuser, slim light grey aluminium body, for in-line connection. | 1263 | 39 | 75 |  | 100000/L80B10 | 3 | 1638 | 14.5 | 113 | 80+ | 3000 | 215
| DM1124638 | Decor S LED1x2400 K145 T830 OP LO2 1LIN LL | non-dimmable, I, IP40, IK05, opal polycarbonate diffuser, slim light grey aluminium body, for in-line connection. | 1263 | 39 | 75 |  | 100000/L80B10 | 3 | 2256 | 20.2 | 112 | 80+ | 3000 | 215
| DM1124639 | Decor S LED1x3300 K146 T830 OP LO3 1LIN LL | non-dimmable, I, IP40, IK05, opal polycarbonate diffuser, slim light grey aluminium body, for in-line connection. | 1263 | 39 | 75 |  | 100000/L80B10 | 3 | 3154 | 29.6 | 107 | 80+ | 3000 | 221.106
| DM1124640 | Decor S LED1x1900 K147 T830 OP LO1 1LIN LL | non-dimmable, I, IP40, IK05, opal polycarbonate diffuser, slim light grey aluminium body, for in-line connection. | 1403 | 39 | 75 |  | 100000/L80B10 | 3 | 1820 | 16.6 | 110 | 80+ | 3000 | 234.995
| DM1124641 | Decor S LED1x2650 K148 T830 OP LO2 1LIN LL | non-dimmable, I, IP40, IK05, opal polycarbonate diffuser, slim light grey aluminium body, for in-line connection. | 1403 | 39 | 75 |  | 100000/L80B10 | 3 | 2507 | 23 | 109 | 80+ | 3000 | 234.995
| DM1124642 | Decor S LED1x3700 K149 T830 OP LO3 1LIN LL | non-dimmable, I, IP40, IK05, opal polycarbonate diffuser, slim light grey aluminium body, for in-line connection. | 1403 | 39 | 75 |  | 100000/L80B10 | 3 | 3505 | 31.7 | 111 | 80+ | 3000 | 254.087
| DM1124643 | Decor S LED1x5500 K150 T830 OP LO4 1LIN LL | non-dimmable, I, IP40, IK05, opal polycarbonate diffuser, slim light grey aluminium body, for in-line connection. | 1403 | 39 | 75 |  | 100000/L80B10 | 3 | 5257 | 47.6 | 110 | 80+ | 3000 | 261.999
| DM1124644 | Decor S LED1x2300 K151 T830 OP LO1 1LIN LL | non-dimmable, I, IP40, IK05, opal polycarbonate diffuser, slim light grey aluminium body, for in-line connection. | 1683 | 39 | 75 |  | 100000/L80B10 | 3 | 2184 | 19.4 | 113 | 80+ | 3000 | 267.202
| DM1124645 | Decor S LED1x3150 K152 T830 OP LO2 1LIN LL | non-dimmable, I, IP40, IK05, opal polycarbonate diffuser, slim light grey aluminium body, for in-line connection. | 1683 | 39 | 75 |  | 100000/L80B10 | 3 | 3009 | 27.3 | 110 | 80+ | 3000 | 267.202
| DM1124646 | Decor S LED1x4400 K153 T830 OP LO3 1LIN LL | non-dimmable, I, IP40, IK05, opal polycarbonate diffuser, slim light grey aluminium body, for in-line connection. | 1683 | 39 | 75 |  | 100000/L80B10 | 3 | 4206 | 38.1 | 110 | 80+ | 3000 | 286.251
| DM1124647 | Decor S LED1x6600 K154 T830 OP LO4 1LIN LL | non-dimmable, I, IP40, IK05, opal polycarbonate diffuser, slim light grey aluminium body, for in-line connection. | 1683 | 39 | 75 |  | 100000/L80B10 | 3 | 6308 | 57.1 | 110 | 80+ | 3000 | 301.946
| DM1124648 | Decor S LED1x2700 K155 T830 OP LO1 1LIN LL | non-dimmable, I, IP40, IK05, opal polycarbonate diffuser, slim light grey aluminium body, for in-line connection. | 1963 | 39 | 75 |  | 100000/L80B10 | 3 | 2548 | 22.4 | 114 | 80+ | 3000 | 279.242
| DM1124649 | Decor S LED1x3700 K156 T830 OP LO2 1LIN LL | non-dimmable, I, IP40, IK05, opal polycarbonate diffuser, slim light grey aluminium body, for in-line connection. | 1963 | 39 | 75 |  | 100000/L80B10 | 3 | 3510 | 31.5 | 111 | 80+ | 3000 | 279.242
| DM1124650 | Decor S LED1x5150 K157 T830 OP LO3 1LIN LL | non-dimmable, I, IP40, IK05, opal polycarbonate diffuser, slim light grey aluminium body, for in-line connection. | 1963 | 39 | 75 |  | 100000/L80B10 | 3 | 4906 | 44.4 | 110 | 80+ | 3000 | 298.549
| DM1124651 | Decor S LED1x8250 K158 T830 OP LO4 1LIN LL | non-dimmable, I, IP40, IK05, opal polycarbonate diffuser, slim light grey aluminium body, for in-line connection. | 2103 | 39 | 75 |  | 100000/L80B10 | 3 | 7886 | 71.3 | 111 | 80+ | 3000 | 362.748
| DM1124652 | Decor S LED1x3050 K159 T830 OP LO1 1LIN LL | non-dimmable, I, IP40, IK05, opal polycarbonate diffuser, slim light grey aluminium body, for in-line connection. | 2243 | 39 | 75 |  | 100000/L80B10 | 3 | 2913 | 25.3 | 115 | 80+ | 3000 | 338.496
| DM1124653 | Decor S LED1x4200 K160 T830 OP LO2 1LIN LL | non-dimmable, I, IP40, IK05, opal polycarbonate diffuser, slim light grey aluminium body, for in-line connection. | 2243 | 39 | 75 |  | 100000/L80B10 | 3 | 4011 | 35.5 | 113 | 80+ | 3000 | 338.496
| DM1124654 | Decor S LED1x5850 K161 T830 OP LO3 1LIN LL | non-dimmable, I, IP40, IK05, opal polycarbonate diffuser, slim light grey aluminium body, for in-line connection. | 2243 | 39 | 75 |  | 100000/L80B10 | 3 | 5607 | 50.8 | 110 | 80+ | 3000 | 357.588
| DM1124655 | Decor S LED1x8800 K162 T830 OP LO4 1LIN LL | non-dimmable, I, IP40, IK05, opal polycarbonate diffuser, slim light grey aluminium body, for in-line connection. | 2243 | 39 | 75 |  | 100000/L80B10 | 3 | 8411 | 77 | 109 | 80+ | 3000 | 418.39
| DM1124656 | Decor S LED1x3450 K163 T830 OP LO1 1LIN LL | non-dimmable, I, IP40, IK05, opal polycarbonate diffuser, slim light grey aluminium body, for in-line connection. | 2523 | 39 | 75 |  | 100000/L80B10 | 3 | 3277 | 27.5 | 119 | 80+ | 3000 | 414.993
| DM1124657 | Decor S LED1x4750 K164 T830 OP LO2 1LIN LL | non-dimmable, I, IP40, IK05, opal polycarbonate diffuser, slim light grey aluminium body, for in-line connection. | 2523 | 39 | 75 |  | 100000/L80B10 | 3 | 4513 | 40 | 113 | 80+ | 3000 | 401.147
| DM1124658 | Decor S LED1x6600 K165 T830 OP LO3 1LIN LL | non-dimmable, I, IP40, IK05, opal polycarbonate diffuser, slim light grey aluminium body, for in-line connection. | 2523 | 39 | 75 |  | 100000/L80B10 | 3 | 6308 | 57.1 | 110 | 80+ | 3000 | 422.948
| DM1124659 | Decor S LED1x9900 K166 T830 OP LO4 1LIN LL | non-dimmable, I, IP40, IK05, opal polycarbonate diffuser, slim light grey aluminium body, for in-line connection. | 2523 | 39 | 75 |  | 100000/L80B10 | 3 | 9462 | 82.9 | 114 | 80+ | 3000 | 475.107
| DM1124660 | Decor S LED1x4000 K167 T830 OP LO1 1LIN LL | non-dimmable, I, IP40, IK05, opal polycarbonate diffuser, slim light grey aluminium body, for in-line connection. | 2943 | 39 | 75 |  | 100000/L80B10 | 3 | 3823 | 32 | 119 | 80+ | 3000 | 440.191
| DM1124661 | Decor S LED1x5500 K168 T830 OP LO2 1LIN LL | non-dimmable, I, IP40, IK05, opal polycarbonate diffuser, slim light grey aluminium body, for in-line connection. | 2943 | 39 | 75 |  | 100000/L80B10 | 3 | 5265 | 46.1 | 114 | 80+ | 3000 | 426.302
| DM1124662 | Decor S LED1x7700 K169 T830 OP LO3 1LIN LL | non-dimmable, I, IP40, IK05, opal polycarbonate diffuser, slim light grey aluminium body, for in-line connection. | 2943 | 39 | 75 |  | 100000/L80B10 | 3 | 7360 | 66.7 | 110 | 80+ | 3000 | 449.049
| DM1124663 | Decor S LED1x800 K125 T840 OP LO1 1LIN LL | non-dimmable, I, IP40, IK05, opal polycarbonate diffuser, slim light grey aluminium body, for in-line connection. | 563 | 39 | 75 |  | 100000/L80B10 | 3 | 760 | 6.8 | 112 | 80+ | 4000 | 118.551
| DM1124664 | Decor S LED1x1050 K126 T840 OP LO2 1LIN LL | non-dimmable, I, IP40, IK05, opal polycarbonate diffuser, slim light grey aluminium body, for in-line connection. | 563 | 39 | 75 |  | 100000/L80B10 | 3 | 1046 | 9.5 | 110 | 80+ | 4000 | 118.551
| DM1124665 | Decor S LED1x1500 K127 T840 OP LO3 1LIN LL | non-dimmable, I, IP40, IK05, opal polycarbonate diffuser, slim light grey aluminium body, for in-line connection. | 563 | 39 | 75 |  | 100000/L80B10 | 3 | 1462 | 13.8 | 106 | 80+ | 4000 | 129.645
| DM1124666 | Decor S LED1x2200 K128 T840 OP LO4 1LIN LL | non-dimmable, I, IP40, IK05, opal polycarbonate diffuser, slim light grey aluminium body, for in-line connection. | 563 | 39 | 75 |  | 100000/L80B10 | 3 | 2193 | 19.9 | 110 | 80+ | 4000 | 132.397
| DM1124667 | Decor S LED1x950 K129 T840 OP LO1 1LIN LL | non-dimmable, I, IP40, IK05, opal polycarbonate diffuser, slim light grey aluminium body, for in-line connection. | 703 | 39 | 75 |  | 100000/L80B10 | 3 | 949 | 8.2 | 116 | 80+ | 4000 | 139.406
| DM1124668 | Decor S LED1x1350 K130 T840 OP LO2 1LIN LL | non-dimmable, I, IP40, IK05, opal polycarbonate diffuser, slim light grey aluminium body, for in-line connection. | 703 | 39 | 75 |  | 100000/L80B10 | 3 | 1308 | 11.6 | 113 | 80+ | 4000 | 139.406
| DM1124669 | Decor S LED1x1850 K131 T840 OP LO3 1LIN LL | non-dimmable, I, IP40, IK05, opal polycarbonate diffuser, slim light grey aluminium body, for in-line connection. | 703 | 39 | 75 |  | 100000/L80B10 | 3 | 1828 | 16.8 | 109 | 80+ | 4000 | 150.543
| DM1124670 | Decor S LED1x2750 K132 T840 OP LO4 1LIN LL | non-dimmable, I, IP40, IK05, opal polycarbonate diffuser, slim light grey aluminium body, for in-line connection. | 703 | 39 | 75 |  | 100000/L80B10 | 3 | 2742 | 24.6 | 111 | 80+ | 4000 | 154.198
| DM1124671 | Decor S LED1x1150 K133 T840 OP LO1 1LIN LL | non-dimmable, I, IP40, IK05, opal polycarbonate diffuser, slim light grey aluminium body, for in-line connection. | 843 | 39 | 75 |  | 100000/L80B10 | 3 | 1139 | 10.1 | 113 | 80+ | 4000 | 164.604
| DM1124672 | Decor S LED1x1600 K134 T840 OP LO2 1LIN LL | non-dimmable, I, IP40, IK05, opal polycarbonate diffuser, slim light grey aluminium body, for in-line connection. | 843 | 39 | 75 |  | 100000/L80B10 | 3 | 1569 | 14 | 112 | 80+ | 4000 | 164.604
| DM1124673 | Decor S LED1x2200 K135 T840 OP LO3 1LIN LL | non-dimmable, I, IP40, IK05, opal polycarbonate diffuser, slim light grey aluminium body, for in-line connection. | 843 | 39 | 75 |  | 100000/L80B10 | 3 | 2193 | 20.2 | 109 | 80+ | 4000 | 169.85
| DM1124674 | Decor S LED1x3300 K136 T840 OP LO4 1LIN LL | non-dimmable, I, IP40, IK05, opal polycarbonate diffuser, slim light grey aluminium body, for in-line connection. | 843 | 39 | 75 |  | 100000/L80B10 | 3 | 3290 | 29.5 | 112 | 80+ | 4000 | 173.247
| DM1124675 | Decor S LED1x1350 K137 T840 OP LO1 1LIN LL | non-dimmable, I, IP40, IK05, opal polycarbonate diffuser, slim light grey aluminium body, for in-line connection. | 983 | 39 | 75 |  | 100000/L80B10 | 3 | 1329 | 11.6 | 115 | 80+ | 4000 | 186.19
| DM1124676 | Decor S LED1x1850 K138 T840 OP LO2 1LIN LL | non-dimmable, I, IP40, IK05, opal polycarbonate diffuser, slim light grey aluminium body, for in-line connection. | 983 | 39 | 75 |  | 100000/L80B10 | 3 | 1831 | 15.9 | 115 | 80+ | 4000 | 186.19
| DM1124677 | Decor S LED1x2600 K139 T840 OP LO3 1LIN LL | non-dimmable, I, IP40, IK05, opal polycarbonate diffuser, slim light grey aluminium body, for in-line connection. | 983 | 39 | 75 |  | 100000/L80B10 | 3 | 2559 | 23 | 111 | 80+ | 4000 | 191.393
| DM1124678 | Decor S LED1x1550 K140 T840 OP LO1 1LIN LL | non-dimmable, I, IP40, IK05, opal polycarbonate diffuser, slim light grey aluminium body, for in-line connection. | 1123 | 39 | 75 |  | 100000/L80B10 | 3 | 1519 | 13.1 | 116 | 80+ | 4000 | 188.856
| DM1124679 | Decor S LED1x2100 K141 T840 OP LO2 1LIN LL | non-dimmable, I, IP40, IK05, opal polycarbonate diffuser, slim light grey aluminium body, for in-line connection. | 1123 | 39 | 75 |  | 100000/L80B10 | 3 | 2092 | 18 | 116 | 80+ | 4000 | 188.856
| DM1124680 | Decor S LED1x2950 K142 T840 OP LO3 1LIN LL | non-dimmable, I, IP40, IK05, opal polycarbonate diffuser, slim light grey aluminium body, for in-line connection. | 1123 | 39 | 75 |  | 100000/L80B10 | 3 | 2925 | 26.3 | 111 | 80+ | 4000 | 194.145
| DM1124681 | Decor S LED1x4400 K143 T840 OP LO4 1LIN LL | non-dimmable, I, IP40, IK05, opal polycarbonate diffuser, slim light grey aluminium body, for in-line connection. | 1123 | 39 | 75 |  | 100000/L80B10 | 3 | 4387 | 38.1 | 115 | 80+ | 4000 | 219.3
| DM1124682 | Decor S LED1x1750 K144 T840 OP LO1 1LIN LL | non-dimmable, I, IP40, IK05, opal polycarbonate diffuser, slim light grey aluminium body, for in-line connection. | 1263 | 39 | 75 |  | 100000/L80B10 | 3 | 1709 | 14.5 | 118 | 80+ | 4000 | 215
| DM1124683 | Decor S LED1x2400 K145 T840 OP LO2 1LIN LL | non-dimmable, I, IP40, IK05, opal polycarbonate diffuser, slim light grey aluminium body, for in-line connection. | 1263 | 39 | 75 |  | 100000/L80B10 | 3 | 2354 | 20.2 | 117 | 80+ | 4000 | 215
| DM1124684 | Decor S LED1x3300 K146 T840 OP LO3 1LIN LL | non-dimmable, I, IP40, IK05, opal polycarbonate diffuser, slim light grey aluminium body, for in-line connection. | 1263 | 39 | 75 |  | 100000/L80B10 | 3 | 3290 | 29.6 | 111 | 80+ | 4000 | 221.106
| DM1124685 | Decor S LED1x1900 K147 T840 OP LO1 1LIN LL | non-dimmable, I, IP40, IK05, opal polycarbonate diffuser, slim light grey aluminium body, for in-line connection. | 1403 | 39 | 75 |  | 100000/L80B10 | 3 | 1899 | 16.6 | 114 | 80+ | 4000 | 234.995
| DM1124686 | Decor S LED1x2650 K148 T840 OP LO2 1LIN LL | non-dimmable, I, IP40, IK05, opal polycarbonate diffuser, slim light grey aluminium body, for in-line connection. | 1403 | 39 | 75 |  | 100000/L80B10 | 3 | 2615 | 23 | 114 | 80+ | 4000 | 234.995
| DM1124687 | Decor S LED1x3700 K149 T840 OP LO3 1LIN LL | non-dimmable, I, IP40, IK05, opal polycarbonate diffuser, slim light grey aluminium body, for in-line connection. | 1403 | 39 | 75 |  | 100000/L80B10 | 3 | 3656 | 31.7 | 115 | 80+ | 4000 | 254.087
| DM1124688 | Decor S LED1x5500 K150 T840 OP LO4 1LIN LL | non-dimmable, I, IP40, IK05, opal polycarbonate diffuser, slim light grey aluminium body, for in-line connection. | 1403 | 39 | 75 |  | 100000/L80B10 | 3 | 5484 | 47.6 | 115 | 80+ | 4000 | 261.999
| DM1124689 | Decor S LED1x2300 K151 T840 OP LO1 1LIN LL | non-dimmable, I, IP40, IK05, opal polycarbonate diffuser, slim light grey aluminium body, for in-line connection. | 1683 | 39 | 75 |  | 100000/L80B10 | 3 | 2279 | 19.4 | 117 | 80+ | 4000 | 267.202
| DM1124690 | Decor S LED1x3150 K152 T840 OP LO2 1LIN LL | non-dimmable, I, IP40, IK05, opal polycarbonate diffuser, slim light grey aluminium body, for in-line connection. | 1683 | 39 | 75 |  | 100000/L80B10 | 3 | 3138 | 27.3 | 115 | 80+ | 4000 | 267.202
| DM1124691 | Decor S LED1x4400 K153 T840 OP LO3 1LIN LL | non-dimmable, I, IP40, IK05, opal polycarbonate diffuser, slim light grey aluminium body, for in-line connection. | 1683 | 39 | 75 |  | 100000/L80B10 | 3 | 4387 | 38.1 | 115 | 80+ | 4000 | 286.251
| DM1124692 | Decor S LED1x6600 K154 T840 OP LO4 1LIN LL | non-dimmable, I, IP40, IK05, opal polycarbonate diffuser, slim light grey aluminium body, for in-line connection. | 1683 | 39 | 75 |  | 100000/L80B10 | 3 | 6580 | 57.1 | 115 | 80+ | 4000 | 301.946
| DM1124693 | Decor S LED1x2700 K155 T840 OP LO1 1LIN LL | non-dimmable, I, IP40, IK05, opal polycarbonate diffuser, slim light grey aluminium body, for in-line connection. | 1963 | 39 | 75 |  | 100000/L80B10 | 3 | 2658 | 22.4 | 119 | 80+ | 4000 | 279.242
| DM1124694 | Decor S LED1x3700 K156 T840 OP LO2 1LIN LL | non-dimmable, I, IP40, IK05, opal polycarbonate diffuser, slim light grey aluminium body, for in-line connection. | 1963 | 39 | 75 |  | 100000/L80B10 | 3 | 3661 | 31.5 | 116 | 80+ | 4000 | 279.242
| DM1124695 | Decor S LED1x5150 K157 T840 OP LO3 1LIN LL | non-dimmable, I, IP40, IK05, opal polycarbonate diffuser, slim light grey aluminium body, for in-line connection. | 1963 | 39 | 75 |  | 100000/L80B10 | 3 | 5118 | 44.4 | 115 | 80+ | 4000 | 298.549
| DM1124696 | Decor S LED1x8250 K158 T840 OP LO4 1LIN LL | non-dimmable, I, IP40, IK05, opal polycarbonate diffuser, slim light grey aluminium body, for in-line connection. | 2103 | 39 | 75 |  | 100000/L80B10 | 3 | 8226 | 71.3 | 115 | 80+ | 4000 | 362.748
| DM1124697 | Decor S LED1x3050 K159 T840 OP LO1 1LIN LL | non-dimmable, I, IP40, IK05, opal polycarbonate diffuser, slim light grey aluminium body, for in-line connection. | 2243 | 39 | 75 |  | 100000/L80B10 | 3 | 3038 | 25.3 | 120 | 80+ | 4000 | 338.496
| DM1124698 | Decor S LED1x4200 K160 T840 OP LO2 1LIN LL | non-dimmable, I, IP40, IK05, opal polycarbonate diffuser, slim light grey aluminium body, for in-line connection. | 2243 | 39 | 75 |  | 100000/L80B10 | 3 | 4184 | 35.5 | 118 | 80+ | 4000 | 338.496
| DM1124699 | Decor S LED1x5850 K161 T840 OP LO3 1LIN LL | non-dimmable, I, IP40, IK05, opal polycarbonate diffuser, slim light grey aluminium body, for in-line connection. | 2243 | 39 | 75 |  | 100000/L80B10 | 3 | 5849 | 50.8 | 115 | 80+ | 4000 | 357.588
| DM1124700 | Decor S LED1x8800 K162 T840 OP LO4 1LIN LL | non-dimmable, I, IP40, IK05, opal polycarbonate diffuser, slim light grey aluminium body, for in-line connection. | 2243 | 39 | 75 |  | 100000/L80B10 | 3 | 8774 | 77 | 114 | 80+ | 4000 | 418.39
| DM1124701 | Decor S LED1x3450 K163 T840 OP LO1 1LIN LL | non-dimmable, I, IP40, IK05, opal polycarbonate diffuser, slim light grey aluminium body, for in-line connection. | 2523 | 39 | 75 |  | 100000/L80B10 | 3 | 3418 | 27.5 | 124 | 80+ | 4000 | 414.993
| DM1124702 | Decor S LED1x4750 K164 T840 OP LO2 1LIN LL | non-dimmable, I, IP40, IK05, opal polycarbonate diffuser, slim light grey aluminium body, for in-line connection. | 2523 | 39 | 75 |  | 100000/L80B10 | 3 | 4708 | 40 | 118 | 80+ | 4000 | 401.147
| DM1124703 | Decor S LED1x6600 K165 T840 OP LO3 1LIN LL | non-dimmable, I, IP40, IK05, opal polycarbonate diffuser, slim light grey aluminium body, for in-line connection. | 2523 | 39 | 75 |  | 100000/L80B10 | 3 | 6580 | 57.1 | 115 | 80+ | 4000 | 422.948
| DM1124704 | Decor S LED1x9900 K166 T840 OP LO4 1LIN LL | non-dimmable, I, IP40, IK05, opal polycarbonate diffuser, slim light grey aluminium body, for in-line connection. | 2523 | 39 | 75 |  | 100000/L80B10 | 3 | 9871 | 82.9 | 119 | 80+ | 4000 | 475.107
| DM1124705 | Decor S LED1x4000 K167 T840 OP LO1 1LIN LL | non-dimmable, I, IP40, IK05, opal polycarbonate diffuser, slim light grey aluminium body, for in-line connection. | 2943 | 39 | 75 |  | 100000/L80B10 | 3 | 3988 | 32 | 125 | 80+ | 4000 | 440.191
| DM1124706 | Decor S LED1x5500 K168 T840 OP LO2 1LIN LL | non-dimmable, I, IP40, IK05, opal polycarbonate diffuser, slim light grey aluminium body, for in-line connection. | 2943 | 39 | 75 |  | 100000/L80B10 | 3 | 5492 | 46.1 | 119 | 80+ | 4000 | 426.302
| DM1124707 | Decor S LED1x7700 K169 T840 OP LO3 1LIN LL | non-dimmable, I, IP40, IK05, opal polycarbonate diffuser, slim light grey aluminium body, for in-line connection. | 2943 | 39 | 75 |  | 100000/L80B10 | 3 | 7677 | 66.7 | 115 | 80+ | 4000 | 449.049
| DM1124708 | Decor S LED1x750 K125 T830 DPRZ LT80 LO1 1LIN LL | non-dimmable, I, IP40, IK05, UGR≤16, matt micro-prismatic polycarbonate diffuser, slim light grey aluminium body, for in-line connection. | 563 | 39 | 75 |  | 100000/L80B10 | 3 | 673 | 6.8 | 99 | 80+ | 3000 | 121.002
| DM1124709 | Decor S LED1x1000 K126 T830 DPRZ LT80 LO2 1LIN LL | non-dimmable, I, IP40, IK05, UGR≤19, matt micro-prismatic polycarbonate diffuser, slim light grey aluminium body, for in-line connection. | 563 | 39 | 75 |  | 100000/L80B10 | 3 | 927 | 9.5 | 98 | 80+ | 3000 | 121.002
| DM1124710 | Decor S LED1x1400 K127 T830 DPRZ LT80 LO3 1LIN LL | non-dimmable, I, IP40, IK05, UGR≤19, matt micro-prismatic polycarbonate diffuser, slim light grey aluminium body, for in-line connection. | 563 | 39 | 75 |  | 100000/L80B10 | 3 | 1296 | 13.8 | 94 | 80+ | 3000 | 132.397
| DM1124711 | Decor S LED1x2050 K128 T830 DPRZ LT80 LO4 1LIN LL | non-dimmable, I, IP40, IK05, UGR≤22, matt micro-prismatic polycarbonate diffuser, slim light grey aluminium body, for in-line connection. | 563 | 39 | 75 |  | 100000/L80B10 | 3 | 1943 | 19.9 | 98 | 80+ | 3000 | 135.751
| DM1124712 | Decor S LED1x900 K129 T830 DPRZ LT80 LO1 1LIN LL | non-dimmable, I, IP40, IK05, UGR≤16, matt micro-prismatic polycarbonate diffuser, slim light grey aluminium body, for in-line connection. | 703 | 39 | 75 |  | 100000/L80B10 | 3 | 841 | 8.2 | 103 | 80+ | 3000 | 142.803
| DM1124713 | Decor S LED1x1250 K130 T830 DPRZ LT80 LO2 1LIN LL | non-dimmable, I, IP40, IK05, UGR≤19, matt micro-prismatic polycarbonate diffuser, slim light grey aluminium body, for in-line connection. | 703 | 39 | 75 |  | 100000/L80B10 | 3 | 1159 | 11.6 | 100 | 80+ | 3000 | 142.803
| DM1124714 | Decor S LED1x1700 K131 T830 DPRZ LT80 LO3 1LIN LL | non-dimmable, I, IP40, IK05, UGR≤19, matt micro-prismatic polycarbonate diffuser, slim light grey aluminium body, for in-line connection. | 703 | 39 | 75 |  | 100000/L80B10 | 3 | 1620 | 16.8 | 96 | 80+ | 3000 | 155.101
| DM1124715 | Decor S LED1x2550 K132 T830 DPRZ LT80 LO4 1LIN LL | non-dimmable, I, IP40, IK05, UGR≤22, matt micro-prismatic polycarbonate diffuser, slim light grey aluminium body, for in-line connection. | 703 | 39 | 75 |  | 100000/L80B10 | 3 | 2429 | 24.6 | 99 | 80+ | 3000 | 158.498
| DM1124716 | Decor S LED1x1100 K133 T830 DPRZ LT80 LO1 1LIN LL | non-dimmable, I, IP40, IK05, UGR≤16, matt micro-prismatic polycarbonate diffuser, slim light grey aluminium body, for in-line connection. | 843 | 39 | 75 |  | 100000/L80B10 | 3 | 1009 | 10.1 | 100 | 80+ | 3000 | 169.85
| DM1124717 | Decor S LED1x1450 K134 T830 DPRZ LT80 LO2 1LIN LL | non-dimmable, I, IP40, IK05, UGR≤19, matt micro-prismatic polycarbonate diffuser, slim light grey aluminium body, for in-line connection. | 843 | 39 | 75 |  | 100000/L80B10 | 3 | 1390 | 14 | 99 | 80+ | 3000 | 169.85
| DM1124718 | Decor S LED1x2050 K135 T830 DPRZ LT80 LO3 1LIN LL | non-dimmable, I, IP40, IK05, UGR≤19, matt micro-prismatic polycarbonate diffuser, slim light grey aluminium body, for in-line connection. | 843 | 39 | 75 |  | 100000/L80B10 | 3 | 1943 | 20.2 | 96 | 80+ | 3000 | 175.053
| DM1124719 | Decor S LED1x3050 K136 T830 DPRZ LT80 LO4 1LIN LL | non-dimmable, I, IP40, IK05, UGR≤22, matt micro-prismatic polycarbonate diffuser, slim light grey aluminium body, for in-line connection. | 843 | 39 | 75 |  | 100000/L80B10 | 3 | 2915 | 29.5 | 99 | 80+ | 3000 | 178.45
| DM1124720 | Decor S LED1x1250 K137 T830 DPRZ LT80 LO1 1LIN LL | non-dimmable, I, IP40, IK05, UGR≤16, matt micro-prismatic polycarbonate diffuser, slim light grey aluminium body, for in-line connection. | 983 | 39 | 75 |  | 100000/L80B10 | 3 | 1178 | 11.6 | 102 | 80+ | 3000 | 192.339
| DM1124721 | Decor S LED1x1700 K138 T830 DPRZ LT80 LO2 1LIN LL | non-dimmable, I, IP40, IK05, UGR≤19, matt micro-prismatic polycarbonate diffuser, slim light grey aluminium body, for in-line connection. | 983 | 39 | 75 |  | 100000/L80B10 | 3 | 1622 | 15.9 | 102 | 80+ | 3000 | 192.339
| DM1124722 | Decor S LED1x2400 K139 T830 DPRZ LT80 LO3 1LIN LL | non-dimmable, I, IP40, IK05, UGR≤19, matt micro-prismatic polycarbonate diffuser, slim light grey aluminium body, for in-line connection. | 983 | 39 | 75 |  | 100000/L80B10 | 3 | 2267 | 23 | 99 | 80+ | 3000 | 197.499
| DM1124723 | Decor S LED1x1450 K140 T830 DPRZ LT80 LO1 1LIN LL | non-dimmable, I, IP40, IK05, UGR≤16, matt micro-prismatic polycarbonate diffuser, slim light grey aluminium body, for in-line connection. | 1123 | 39 | 75 |  | 100000/L80B10 | 3 | 1346 | 13.1 | 103 | 80+ | 3000 | 195.048
| DM1124724 | Decor S LED1x1950 K141 T830 DPRZ LT80 LO2 1LIN LL | non-dimmable, I, IP40, IK05, UGR≤19, matt micro-prismatic polycarbonate diffuser, slim light grey aluminium body, for in-line connection. | 1123 | 39 | 75 |  | 100000/L80B10 | 3 | 1854 | 18 | 103 | 80+ | 3000 | 195.048
| DM1124725 | Decor S LED1x2750 K142 T830 DPRZ LT80 LO3 1LIN LL | non-dimmable, I, IP40, IK05, UGR≤19, matt micro-prismatic polycarbonate diffuser, slim light grey aluminium body, for in-line connection. | 1123 | 39 | 75 |  | 100000/L80B10 | 3 | 2591 | 26.3 | 99 | 80+ | 3000 | 200.251
| DM1124726 | Decor S LED1x4100 K143 T830 DPRZ LT80 LO4 1LIN LL | non-dimmable, I, IP40, IK05, UGR≤22, matt micro-prismatic polycarbonate diffuser, slim light grey aluminium body, for in-line connection. | 1123 | 39 | 75 |  | 100000/L80B10 | 3 | 3887 | 38.1 | 102 | 80+ | 3000 | 225.449
| DM1124727 | Decor S LED1x1600 K144 T830 DPRZ LT80 LO1 1LIN LL | non-dimmable, I, IP40, IK05, UGR≤16, matt micro-prismatic polycarbonate diffuser, slim light grey aluminium body, for in-line connection. | 1263 | 39 | 75 |  | 100000/L80B10 | 3 | 1514 | 14.5 | 104 | 80+ | 3000 | 222.697
| DM1124728 | Decor S LED1x2200 K145 T830 DPRZ LT80 LO2 1LIN LL | non-dimmable, I, IP40, IK05, UGR≤19, matt micro-prismatic polycarbonate diffuser, slim light grey aluminium body, for in-line connection. | 1263 | 39 | 75 |  | 100000/L80B10 | 3 | 2086 | 20.2 | 103 | 80+ | 3000 | 222.697
| DM1124729 | Decor S LED1x3050 K146 T830 DPRZ LT80 LO3 1LIN LL | non-dimmable, I, IP40, IK05, UGR≤19, matt micro-prismatic polycarbonate diffuser, slim light grey aluminium body, for in-line connection. | 1263 | 39 | 75 |  | 100000/L80B10 | 3 | 2915 | 29.6 | 98 | 80+ | 3000 | 227.943
| DM1124730 | Decor S LED1x1800 K147 T830 DPRZ LT80 LO1 1LIN LL | non-dimmable, I, IP40, IK05, UGR≤16, matt micro-prismatic polycarbonate diffuser, slim light grey aluminium body, for in-line connection. | 1403 | 39 | 75 |  | 100000/L80B10 | 3 | 1682 | 16.6 | 101 | 80+ | 3000 | 242.907
| DM1124731 | Decor S LED1x2450 K148 T830 DPRZ LT80 LO2 1LIN LL | non-dimmable, I, IP40, IK05, UGR≤19, matt micro-prismatic polycarbonate diffuser, slim light grey aluminium body, for in-line connection. | 1403 | 39 | 75 |  | 100000/L80B10 | 3 | 2317 | 23 | 101 | 80+ | 3000 | 242.907
| DM1124732 | Decor S LED1x3400 K149 T830 DPRZ LT80 LO3 1LIN LL | non-dimmable, I, IP40, IK05, UGR≤19, matt micro-prismatic polycarbonate diffuser, slim light grey aluminium body, for in-line connection. | 1403 | 39 | 75 |  | 100000/L80B10 | 3 | 3239 | 31.7 | 102 | 80+ | 3000 | 261.999
| DM1124733 | Decor S LED1x5100 K150 T830 DPRZ LT80 LO4 1LIN LL | non-dimmable, I, IP40, IK05, UGR≤22, matt micro-prismatic polycarbonate diffuser, slim light grey aluminium body, for in-line connection. | 1403 | 39 | 75 |  | 100000/L80B10 | 3 | 4859 | 47.6 | 102 | 80+ | 3000 | 269.696
| DM1124734 | Decor S LED1x2150 K151 T830 DPRZ LT80 LO1 1LIN LL | non-dimmable, I, IP40, IK05, UGR≤16, matt micro-prismatic polycarbonate diffuser, slim light grey aluminium body, for in-line connection. | 1683 | 39 | 75 |  | 100000/L80B10 | 3 | 2019 | 19.4 | 104 | 80+ | 3000 | 275.845
| DM1124735 | Decor S LED1x2950 K152 T830 DPRZ LT80 LO2 1LIN LL | non-dimmable, I, IP40, IK05, UGR≤19, matt micro-prismatic polycarbonate diffuser, slim light grey aluminium body, for in-line connection. | 1683 | 39 | 75 |  | 100000/L80B10 | 3 | 2781 | 27.3 | 102 | 80+ | 3000 | 275.845
| DM1124736 | Decor S LED1x4100 K153 T830 DPRZ LT80 LO3 1LIN LL | non-dimmable, I, IP40, IK05, UGR≤19, matt micro-prismatic polycarbonate diffuser, slim light grey aluminium body, for in-line connection. | 1683 | 39 | 75 |  | 100000/L80B10 | 3 | 3887 | 38.1 | 102 | 80+ | 3000 | 294.894
| DM1124737 | Decor S LED1x6100 K154 T830 DPRZ LT80 LO4 1LIN LL | non-dimmable, I, IP40, IK05, UGR≤22, matt micro-prismatic polycarbonate diffuser, slim light grey aluminium body, for in-line connection. | 1683 | 39 | 75 |  | 100000/L80B10 | 3 | 5830 | 57.1 | 102 | 80+ | 3000 | 310.546
| DM1124738 | Decor S LED1x2500 K155 T830 DPRZ LT80 LO1 1LIN LL | non-dimmable, I, IP40, IK05, UGR≤16, matt micro-prismatic polycarbonate diffuser, slim light grey aluminium body, for in-line connection. | 1963 | 39 | 75 |  | 100000/L80B10 | 3 | 2355 | 22.4 | 105 | 80+ | 3000 | 289.691
| DM1124739 | Decor S LED1x3400 K156 T830 DPRZ LT80 LO2 1LIN LL | non-dimmable, I, IP40, IK05, UGR≤19, matt micro-prismatic polycarbonate diffuser, slim light grey aluminium body, for in-line connection. | 1963 | 39 | 75 |  | 100000/L80B10 | 3 | 3244 | 31.5 | 103 | 80+ | 3000 | 289.691
| DM1124740 | Decor S LED1x4750 K157 T830 DPRZ LT80 LO3 1LIN LL | non-dimmable, I, IP40, IK05, UGR≤19, matt micro-prismatic polycarbonate diffuser, slim light grey aluminium body, for in-line connection. | 1963 | 39 | 75 |  | 100000/L80B10 | 3 | 4535 | 44.4 | 102 | 80+ | 3000 | 308.998
| DM1124741 | Decor S LED1x7650 K158 T830 DPRZ LT80 LO4 1LIN LL | non-dimmable, I, IP40, IK05, UGR≤19, matt micro-prismatic polycarbonate diffuser, slim light grey aluminium body, for in-line connection. | 2103 | 39 | 75 |  | 100000/L80B10 | 3 | 7288 | 71.3 | 102 | 80+ | 3000 | 374.1
| DM1124742 | Decor S LED1x2850 K159 T830 DPRZ LT80 LO1 1LIN LL | non-dimmable, I, IP40, IK05, UGR≤16, matt micro-prismatic polycarbonate diffuser, slim light grey aluminium body, for in-line connection. | 2243 | 39 | 75 |  | 100000/L80B10 | 3 | 2692 | 25.3 | 106 | 80+ | 3000 | 350.751
| DM1124743 | Decor S LED1x3900 K160 T830 DPRZ LT80 LO2 1LIN LL | non-dimmable, I, IP40, IK05, UGR≤19, matt micro-prismatic polycarbonate diffuser, slim light grey aluminium body, for in-line connection. | 2243 | 39 | 75 |  | 100000/L80B10 | 3 | 3708 | 35.5 | 104 | 80+ | 3000 | 350.751
| DM1124744 | Decor S LED1x5450 K161 T830 DPRZ LT80 LO3 1LIN LL | non-dimmable, I, IP40, IK05, UGR≤19, matt micro-prismatic polycarbonate diffuser, slim light grey aluminium body, for in-line connection. | 2243 | 39 | 75 |  | 100000/L80B10 | 3 | 5183 | 50.8 | 102 | 80+ | 3000 | 369.8
| DM1124745 | Decor S LED1x8150 K162 T830 DPRZ LT80 LO4 1LIN LL | non-dimmable, I, IP40, IK05, UGR≤22, matt micro-prismatic polycarbonate diffuser, slim light grey aluminium body, for in-line connection. | 2243 | 39 | 75 |  | 100000/L80B10 | 3 | 7774 | 77 | 101 | 80+ | 3000 | 430.645
| DM1124746 | Decor S LED1x3200 K163 T830 DPRZ LT80 LO1 1LIN LL | non-dimmable, I, IP40, IK05, UGR≤16, matt micro-prismatic polycarbonate diffuser, slim light grey aluminium body, for in-line connection. | 2523 | 39 | 75 |  | 100000/L80B10 | 3 | 3028 | 27.5 | 110 | 80+ | 3000 | 430.645
| DM1124747 | Decor S LED1x4400 K164 T830 DPRZ LT80 LO2 1LIN LL | non-dimmable, I, IP40, IK05, UGR≤19, matt micro-prismatic polycarbonate diffuser, slim light grey aluminium body, for in-line connection. | 2523 | 39 | 75 |  | 100000/L80B10 | 3 | 4171 | 40 | 104 | 80+ | 3000 | 415.853
| DM1124748 | Decor S LED1x6100 K165 T830 DPRZ LT80 LO3 1LIN LL | non-dimmable, I, IP40, IK05, UGR≤19, matt micro-prismatic polycarbonate diffuser, slim light grey aluminium body, for in-line connection. | 2523 | 39 | 75 |  | 100000/L80B10 | 3 | 5830 | 57.1 | 102 | 80+ | 3000 | 438.6
| DM1124749 | Decor S LED1x9150 K166 T830 DPRZ LT80 LO4 1LIN LL | non-dimmable, I, IP40, IK05, UGR≤22, matt micro-prismatic polycarbonate diffuser, slim light grey aluminium body, for in-line connection. | 2523 | 39 | 75 |  | 100000/L80B10 | 3 | 8746 | 82.9 | 106 | 80+ | 3000 | 490.802
| DM1124750 | Decor S LED1x3700 K167 T830 DPRZ LT80 LO1 1LIN LL | non-dimmable, I, IP40, IK05, UGR≤16, matt micro-prismatic polycarbonate diffuser, slim light grey aluminium body, for in-line connection. | 2943 | 39 | 75 |  | 100000/L80B10 | 3 | 3533 | 32 | 110 | 80+ | 3000 | 455.8
| DM1124751 | Decor S LED1x5100 K168 T830 DPRZ LT80 LO2 1LIN LL | non-dimmable, I, IP40, IK05, UGR≤19, matt micro-prismatic polycarbonate diffuser, slim light grey aluminium body, for in-line connection. | 2943 | 39 | 75 |  | 100000/L80B10 | 3 | 4866 | 46.1 | 106 | 80+ | 3000 | 441.997
| DM1124752 | Decor S LED1x7100 K169 T830 DPRZ LT80 LO3 1LIN LL | non-dimmable, I, IP40, IK05, UGR≤19, matt micro-prismatic polycarbonate diffuser, slim light grey aluminium body, for in-line connection. | 2943 | 39 | 75 |  | 100000/L80B10 | 3 | 6802 | 66.7 | 102 | 80+ | 3000 | 463.798
| DM1124753 | Decor S LED1x750 K125 T840 DPRZ LT80 LO1 1LIN LL | non-dimmable, I, IP40, IK05, UGR≤16, matt micro-prismatic polycarbonate diffuser, slim light grey aluminium body, for in-line connection. | 563 | 39 | 75 |  | 100000/L80B10 | 3 | 702 | 6.8 | 103 | 80+ | 4000 | 121.002
| DM1124754 | Decor S LED1x1000 K126 T840 DPRZ LT80 LO2 1LIN LL | non-dimmable, I, IP40, IK05, UGR≤19, matt micro-prismatic polycarbonate diffuser, slim light grey aluminium body, for in-line connection. | 563 | 39 | 75 |  | 100000/L80B10 | 3 | 967 | 9.5 | 102 | 80+ | 4000 | 121.002
| DM1124755 | Decor S LED1x1400 K127 T840 DPRZ LT80 LO3 1LIN LL | non-dimmable, I, IP40, IK05, UGR≤19, matt micro-prismatic polycarbonate diffuser, slim light grey aluminium body, for in-line connection. | 563 | 39 | 75 |  | 100000/L80B10 | 3 | 1352 | 13.8 | 98 | 80+ | 4000 | 132.397
| DM1124756 | Decor S LED1x2050 K128 T840 DPRZ LT80 LO4 1LIN LL | non-dimmable, I, IP40, IK05, UGR≤22, matt micro-prismatic polycarbonate diffuser, slim light grey aluminium body, for in-line connection. | 563 | 39 | 75 |  | 100000/L80B10 | 3 | 2027 | 19.9 | 102 | 80+ | 4000 | 135.751
| DM1124757 | Decor S LED1x900 K129 T840 DPRZ LT80 LO1 1LIN LL | non-dimmable, I, IP40, IK05, UGR≤16, matt micro-prismatic polycarbonate diffuser, slim light grey aluminium body, for in-line connection. | 703 | 39 | 75 |  | 100000/L80B10 | 3 | 877 | 8.2 | 107 | 80+ | 4000 | 142.803
| DM1124758 | Decor S LED1x1250 K130 T840 DPRZ LT80 LO2 1LIN LL | non-dimmable, I, IP40, IK05, UGR≤19, matt micro-prismatic polycarbonate diffuser, slim light grey aluminium body, for in-line connection. | 703 | 39 | 75 |  | 100000/L80B10 | 3 | 1209 | 11.6 | 104 | 80+ | 4000 | 142.803
| DM1124759 | Decor S LED1x1700 K131 T840 DPRZ LT80 LO3 1LIN LL | non-dimmable, I, IP40, IK05, UGR≤19, matt micro-prismatic polycarbonate diffuser, slim light grey aluminium body, for in-line connection. | 703 | 39 | 75 |  | 100000/L80B10 | 3 | 1689 | 16.8 | 101 | 80+ | 4000 | 155.101
| DM1124760 | Decor S LED1x2550 K132 T840 DPRZ LT80 LO4 1LIN LL | non-dimmable, I, IP40, IK05, UGR≤22, matt micro-prismatic polycarbonate diffuser, slim light grey aluminium body, for in-line connection. | 703 | 39 | 75 |  | 100000/L80B10 | 3 | 2534 | 24.6 | 103 | 80+ | 4000 | 158.498
| DM1124761 | Decor S LED1x1100 K133 T840 DPRZ LT80 LO1 1LIN LL | non-dimmable, I, IP40, IK05, UGR≤16, matt micro-prismatic polycarbonate diffuser, slim light grey aluminium body, for in-line connection. | 843 | 39 | 75 |  | 100000/L80B10 | 3 | 1053 | 10.1 | 104 | 80+ | 4000 | 169.85
| DM1124762 | Decor S LED1x1450 K134 T840 DPRZ LT80 LO2 1LIN LL | non-dimmable, I, IP40, IK05, UGR≤19, matt micro-prismatic polycarbonate diffuser, slim light grey aluminium body, for in-line connection. | 843 | 39 | 75 |  | 100000/L80B10 | 3 | 1450 | 14 | 104 | 80+ | 4000 | 169.85
| DM1124763 | Decor S LED1x2050 K135 T840 DPRZ LT80 LO3 1LIN LL | non-dimmable, I, IP40, IK05, UGR≤19, matt micro-prismatic polycarbonate diffuser, slim light grey aluminium body, for in-line connection. | 843 | 39 | 75 |  | 100000/L80B10 | 3 | 2027 | 20.2 | 100 | 80+ | 4000 | 175.053
| DM1124764 | Decor S LED1x3050 K136 T840 DPRZ LT80 LO4 1LIN LL | non-dimmable, I, IP40, IK05, UGR≤22, matt micro-prismatic polycarbonate diffuser, slim light grey aluminium body, for in-line connection. | 843 | 39 | 75 |  | 100000/L80B10 | 3 | 3041 | 29.5 | 103 | 80+ | 4000 | 178.45
| DM1124765 | Decor S LED1x1250 K137 T840 DPRZ LT80 LO1 1LIN LL | non-dimmable, I, IP40, IK05, UGR≤16, matt micro-prismatic polycarbonate diffuser, slim light grey aluminium body, for in-line connection. | 983 | 39 | 75 |  | 100000/L80B10 | 3 | 1228 | 11.6 | 106 | 80+ | 4000 | 192.339
| DM1124766 | Decor S LED1x1700 K138 T840 DPRZ LT80 LO2 1LIN LL | non-dimmable, I, IP40, IK05, UGR≤19, matt micro-prismatic polycarbonate diffuser, slim light grey aluminium body, for in-line connection. | 983 | 39 | 75 |  | 100000/L80B10 | 3 | 1692 | 15.9 | 106 | 80+ | 4000 | 192.339
| DM1124767 | Decor S LED1x2400 K139 T840 DPRZ LT80 LO3 1LIN LL | non-dimmable, I, IP40, IK05, UGR≤19, matt micro-prismatic polycarbonate diffuser, slim light grey aluminium body, for in-line connection. | 983 | 39 | 75 |  | 100000/L80B10 | 3 | 2365 | 23 | 103 | 80+ | 4000 | 197.499
| DM1124768 | Decor S LED1x1450 K140 T840 DPRZ LT80 LO1 1LIN LL | non-dimmable, I, IP40, IK05, UGR≤16, matt micro-prismatic polycarbonate diffuser, slim light grey aluminium body, for in-line connection. | 1123 | 39 | 75 |  | 100000/L80B10 | 3 | 1404 | 13.1 | 107 | 80+ | 4000 | 195.048
| DM1124769 | Decor S LED1x1950 K141 T840 DPRZ LT80 LO2 1LIN LL | non-dimmable, I, IP40, IK05, UGR≤19, matt micro-prismatic polycarbonate diffuser, slim light grey aluminium body, for in-line connection. | 1123 | 39 | 75 |  | 100000/L80B10 | 3 | 1934 | 18 | 107 | 80+ | 4000 | 195.048
| DM1124770 | Decor S LED1x2750 K142 T840 DPRZ LT80 LO3 1LIN LL | non-dimmable, I, IP40, IK05, UGR≤19, matt micro-prismatic polycarbonate diffuser, slim light grey aluminium body, for in-line connection. | 1123 | 39 | 75 |  | 100000/L80B10 | 3 | 2703 | 26.3 | 103 | 80+ | 4000 | 200.251
| DM1124771 | Decor S LED1x4100 K143 T840 DPRZ LT80 LO4 1LIN LL | non-dimmable, I, IP40, IK05, UGR≤22, matt micro-prismatic polycarbonate diffuser, slim light grey aluminium body, for in-line connection. | 1123 | 39 | 75 |  | 100000/L80B10 | 3 | 4055 | 38.1 | 106 | 80+ | 4000 | 225.449
| DM1124772 | Decor S LED1x1600 K144 T840 DPRZ LT80 LO1 1LIN LL | non-dimmable, I, IP40, IK05, UGR≤16, matt micro-prismatic polycarbonate diffuser, slim light grey aluminium body, for in-line connection. | 1263 | 39 | 75 |  | 100000/L80B10 | 3 | 1579 | 14.5 | 109 | 80+ | 4000 | 222.697
| DM1124773 | Decor S LED1x2200 K145 T840 DPRZ LT80 LO2 1LIN LL | non-dimmable, I, IP40, IK05, UGR≤19, matt micro-prismatic polycarbonate diffuser, slim light grey aluminium body, for in-line connection. | 1263 | 39 | 75 |  | 100000/L80B10 | 3 | 2175 | 20.2 | 108 | 80+ | 4000 | 222.697
| DM1124774 | Decor S LED1x3050 K146 T840 DPRZ LT80 LO3 1LIN LL | non-dimmable, I, IP40, IK05, UGR≤19, matt micro-prismatic polycarbonate diffuser, slim light grey aluminium body, for in-line connection. | 1263 | 39 | 75 |  | 100000/L80B10 | 3 | 3041 | 29.6 | 103 | 80+ | 4000 | 227.943
| DM1124775 | Decor S LED1x1800 K147 T840 DPRZ LT80 LO1 1LIN LL | non-dimmable, I, IP40, IK05, UGR≤16, matt micro-prismatic polycarbonate diffuser, slim light grey aluminium body, for in-line connection. | 1403 | 39 | 75 |  | 100000/L80B10 | 3 | 1755 | 16.6 | 106 | 80+ | 4000 | 242.907
| DM1124776 | Decor S LED1x2450 K148 T840 DPRZ LT80 LO2 1LIN LL | non-dimmable, I, IP40, IK05, UGR≤19, matt micro-prismatic polycarbonate diffuser, slim light grey aluminium body, for in-line connection. | 1403 | 39 | 75 |  | 100000/L80B10 | 3 | 2417 | 23 | 105 | 80+ | 4000 | 242.907
| DM1124777 | Decor S LED1x3400 K149 T840 DPRZ LT80 LO3 1LIN LL | non-dimmable, I, IP40, IK05, UGR≤19, matt micro-prismatic polycarbonate diffuser, slim light grey aluminium body, for in-line connection. | 1403 | 39 | 75 |  | 100000/L80B10 | 3 | 3379 | 31.7 | 107 | 80+ | 4000 | 261.999
| DM1124778 | Decor S LED1x5100 K150 T840 DPRZ LT80 LO4 1LIN LL | non-dimmable, I, IP40, IK05, UGR≤22, matt micro-prismatic polycarbonate diffuser, slim light grey aluminium body, for in-line connection. | 1403 | 39 | 75 |  | 100000/L80B10 | 3 | 5068 | 47.6 | 106 | 80+ | 4000 | 269.696
| DM1124779 | Decor S LED1x2150 K151 T840 DPRZ LT80 LO1 1LIN LL | non-dimmable, I, IP40, IK05, UGR≤16, matt micro-prismatic polycarbonate diffuser, slim light grey aluminium body, for in-line connection. | 1683 | 39 | 75 |  | 100000/L80B10 | 3 | 2106 | 19.4 | 109 | 80+ | 4000 | 275.845
| DM1124780 | Decor S LED1x2950 K152 T840 DPRZ LT80 LO2 1LIN LL | non-dimmable, I, IP40, IK05, UGR≤19, matt micro-prismatic polycarbonate diffuser, slim light grey aluminium body, for in-line connection. | 1683 | 39 | 75 |  | 100000/L80B10 | 3 | 2901 | 27.3 | 106 | 80+ | 4000 | 275.845
| DM1124781 | Decor S LED1x4100 K153 T840 DPRZ LT80 LO3 1LIN LL | non-dimmable, I, IP40, IK05, UGR≤19, matt micro-prismatic polycarbonate diffuser, slim light grey aluminium body, for in-line connection. | 1683 | 39 | 75 |  | 100000/L80B10 | 3 | 4055 | 38.1 | 106 | 80+ | 4000 | 294.894
| DM1124782 | Decor S LED1x6100 K154 T840 DPRZ LT80 LO4 1LIN LL | non-dimmable, I, IP40, IK05, UGR≤22, matt micro-prismatic polycarbonate diffuser, slim light grey aluminium body, for in-line connection. | 1683 | 39 | 75 |  | 100000/L80B10 | 3 | 6082 | 57.1 | 107 | 80+ | 4000 | 310.546
| DM1124783 | Decor S LED1x2500 K155 T840 DPRZ LT80 LO1 1LIN LL | non-dimmable, I, IP40, IK05, UGR≤16, matt micro-prismatic polycarbonate diffuser, slim light grey aluminium body, for in-line connection. | 1963 | 39 | 75 |  | 100000/L80B10 | 3 | 2457 | 22.4 | 110 | 80+ | 4000 | 289.691
| DM1124784 | Decor S LED1x3400 K156 T840 DPRZ LT80 LO2 1LIN LL | non-dimmable, I, IP40, IK05, UGR≤19, matt micro-prismatic polycarbonate diffuser, slim light grey aluminium body, for in-line connection. | 1963 | 39 | 75 |  | 100000/L80B10 | 3 | 3384 | 31.5 | 107 | 80+ | 4000 | 289.691
| DM1124785 | Decor S LED1x4750 K157 T840 DPRZ LT80 LO3 1LIN LL | non-dimmable, I, IP40, IK05, UGR≤19, matt micro-prismatic polycarbonate diffuser, slim light grey aluminium body, for in-line connection. | 1963 | 39 | 75 |  | 100000/L80B10 | 3 | 4730 | 44.4 | 107 | 80+ | 4000 | 308.998
| DM1124786 | Decor S LED1x7650 K158 T840 DPRZ LT80 LO4 1LIN LL | non-dimmable, I, IP40, IK05, UGR≤19, matt micro-prismatic polycarbonate diffuser, slim light grey aluminium body, for in-line connection. | 2103 | 39 | 75 |  | 100000/L80B10 | 3 | 7602 | 71.3 | 107 | 80+ | 4000 | 374.1
| DM1124787 | Decor S LED1x2850 K159 T840 DPRZ LT80 LO1 1LIN LL | non-dimmable, I, IP40, IK05, UGR≤16, matt micro-prismatic polycarbonate diffuser, slim light grey aluminium body, for in-line connection. | 2243 | 39 | 75 |  | 100000/L80B10 | 3 | 2808 | 25.3 | 111 | 80+ | 4000 | 350.751
| DM1124788 | Decor S LED1x3900 K160 T840 DPRZ LT80 LO2 1LIN LL | non-dimmable, I, IP40, IK05, UGR≤19, matt micro-prismatic polycarbonate diffuser, slim light grey aluminium body, for in-line connection. | 2243 | 39 | 75 |  | 100000/L80B10 | 3 | 3867 | 35.5 | 109 | 80+ | 4000 | 350.751
| DM1124789 | Decor S LED1x5450 K161 T840 DPRZ LT80 LO3 1LIN LL | non-dimmable, I, IP40, IK05, UGR≤19, matt micro-prismatic polycarbonate diffuser, slim light grey aluminium body, for in-line connection. | 2243 | 39 | 75 |  | 100000/L80B10 | 3 | 5406 | 50.8 | 106 | 80+ | 4000 | 369.8
| DM1124790 | Decor S LED1x8150 K162 T840 DPRZ LT80 LO4 1LIN LL | non-dimmable, I, IP40, IK05, UGR≤22, matt micro-prismatic polycarbonate diffuser, slim light grey aluminium body, for in-line connection. | 2243 | 39 | 75 |  | 100000/L80B10 | 3 | 8109 | 77 | 105 | 80+ | 4000 | 430.645
| DM1124791 | Decor S LED1x3200 K163 T840 DPRZ LT80 LO1 1LIN LL | non-dimmable, I, IP40, IK05, UGR≤16, matt micro-prismatic polycarbonate diffuser, slim light grey aluminium body, for in-line connection. | 2523 | 39 | 75 |  | 100000/L80B10 | 3 | 3159 | 27.5 | 115 | 80+ | 4000 | 430.645
| DM1124792 | Decor S LED1x4400 K164 T840 DPRZ LT80 LO2 1LIN LL | non-dimmable, I, IP40, IK05, UGR≤19, matt micro-prismatic polycarbonate diffuser, slim light grey aluminium body, for in-line connection. | 2523 | 39 | 75 |  | 100000/L80B10 | 3 | 4351 | 40 | 109 | 80+ | 4000 | 415.853
| DM1124793 | Decor S LED1x6100 K165 T840 DPRZ LT80 LO3 1LIN LL | non-dimmable, I, IP40, IK05, UGR≤19, matt micro-prismatic polycarbonate diffuser, slim light grey aluminium body, for in-line connection. | 2523 | 39 | 75 |  | 100000/L80B10 | 3 | 6082 | 57.1 | 107 | 80+ | 4000 | 438.6
| DM1124794 | Decor S LED1x9150 K166 T840 DPRZ LT80 LO4 1LIN LL | non-dimmable, I, IP40, IK05, UGR≤22, matt micro-prismatic polycarbonate diffuser, slim light grey aluminium body, for in-line connection. | 2523 | 39 | 75 |  | 100000/L80B10 | 3 | 9123 | 82.9 | 110 | 80+ | 4000 | 490.802
| DM1124795 | Decor S LED1x3700 K167 T840 DPRZ LT80 LO1 1LIN LL | non-dimmable, I, IP40, IK05, UGR≤16, matt micro-prismatic polycarbonate diffuser, slim light grey aluminium body, for in-line connection. | 2943 | 39 | 75 |  | 100000/L80B10 | 3 | 3685 | 32 | 115 | 80+ | 4000 | 455.8
| DM1124796 | Decor S LED1x5100 K168 T840 DPRZ LT80 LO2 1LIN LL | non-dimmable, I, IP40, IK05, UGR≤19, matt micro-prismatic polycarbonate diffuser, slim light grey aluminium body, for in-line connection. | 2943 | 39 | 75 |  | 100000/L80B10 | 3 | 5076 | 46.1 | 110 | 80+ | 4000 | 441.997
| DM1124797 | Decor S LED1x7100 K169 T840 DPRZ LT80 LO3 1LIN LL | non-dimmable, I, IP40, IK05, UGR≤19, matt micro-prismatic polycarbonate diffuser, slim light grey aluminium body, for in-line connection. | 2943 | 39 | 75 |  | 100000/L80B10 | 3 | 7095 | 66.7 | 106 | 80+ | 4000 | 463.798
| DM1124798 | Decor S LED1x800 K125 T830 OP LO1 DALI | DALI-dimmable, I, IP40, IK05, opal polycarbonate diffuser, slim light grey aluminium body | 577 | 39 | 75 |  | 100000/L80B10 | 3 | 728 | 6.8 | 107 | 80+ | 3000 | 168.904
| DM1124799 | Decor S LED1x1050 K126 T830 OP LO2 DALI | DALI-dimmable, I, IP40, IK05, opal polycarbonate diffuser, slim light grey aluminium body | 577 | 39 | 75 |  | 100000/L80B10 | 3 | 1003 | 9.5 | 106 | 80+ | 3000 | 168.904
| DM1124800 | Decor S LED1x1500 K127 T830 OP LO3 DALI | DALI-dimmable, I, IP40, IK05, opal polycarbonate diffuser, slim light grey aluminium body | 577 | 39 | 75 |  | 100000/L80B10 | 3 | 1402 | 13.8 | 102 | 80+ | 3000 | 169.85
| DM1124801 | Decor S LED1x2200 K128 T830 OP LO4 DALI | DALI-dimmable, I, IP40, IK05, opal polycarbonate diffuser, slim light grey aluminium body | 577 | 39 | 75 |  | 100000/L80B10 | 3 | 2103 | 19.9 | 106 | 80+ | 3000 | 172.344
| DM1124802 | Decor S LED1x950 K129 T830 OP LO1 DALI | DALI-dimmable, I, IP40, IK05, opal polycarbonate diffuser, slim light grey aluminium body | 717 | 39 | 75 |  | 100000/L80B10 | 3 | 910 | 8.2 | 111 | 80+ | 3000 | 189.802
| DM1124803 | Decor S LED1x1350 K130 T830 OP LO2 DALI | DALI-dimmable, I, IP40, IK05, opal polycarbonate diffuser, slim light grey aluminium body | 717 | 39 | 75 |  | 100000/L80B10 | 3 | 1254 | 11.6 | 108 | 80+ | 3000 | 189.802
| DM1124804 | Decor S LED1x1850 K131 T830 OP LO3 DALI | DALI-dimmable, I, IP40, IK05, opal polycarbonate diffuser, slim light grey aluminium body | 717 | 39 | 75 |  | 100000/L80B10 | 3 | 1752 | 16.8 | 104 | 80+ | 3000 | 190.705
| DM1124805 | Decor S LED1x2750 K132 T830 OP LO4 DALI | DALI-dimmable, I, IP40, IK05, opal polycarbonate diffuser, slim light grey aluminium body | 717 | 39 | 75 |  | 100000/L80B10 | 3 | 2628 | 24.6 | 107 | 80+ | 3000 | 194.145
| DM1124806 | Decor S LED1x1150 K133 T830 OP LO1 DALI | DALI-dimmable, I, IP40, IK05, opal polycarbonate diffuser, slim light grey aluminium body | 857 | 39 | 75 |  | 100000/L80B10 | 3 | 1092 | 10.1 | 108 | 80+ | 3000 | 208.851
| DM1124807 | Decor S LED1x1600 K134 T830 OP LO2 DALI | DALI-dimmable, I, IP40, IK05, opal polycarbonate diffuser, slim light grey aluminium body | 857 | 39 | 75 |  | 100000/L80B10 | 3 | 1504 | 14 | 107 | 80+ | 3000 | 208.851
| DM1124808 | Decor S LED1x2200 K135 T830 OP LO3 DALI | DALI-dimmable, I, IP40, IK05, opal polycarbonate diffuser, slim light grey aluminium body | 857 | 39 | 75 |  | 100000/L80B10 | 3 | 2103 | 20.2 | 104 | 80+ | 3000 | 209.797
| DM1124809 | Decor S LED1x3300 K136 T830 OP LO4 DALI | DALI-dimmable, I, IP40, IK05, opal polycarbonate diffuser, slim light grey aluminium body | 857 | 39 | 75 |  | 100000/L80B10 | 3 | 3154 | 29.5 | 107 | 80+ | 3000 | 213.194
| DM1124810 | Decor S LED1x1350 K137 T830 OP LO1 DALI | DALI-dimmable, I, IP40, IK05, opal polycarbonate diffuser, slim light grey aluminium body | 997 | 39 | 75 |  | 100000/L80B10 | 3 | 1274 | 11.6 | 110 | 80+ | 3000 | 231.555
| DM1124811 | Decor S LED1x1850 K138 T830 OP LO2 DALI | DALI-dimmable, I, IP40, IK05, opal polycarbonate diffuser, slim light grey aluminium body | 997 | 39 | 75 |  | 100000/L80B10 | 3 | 1755 | 15.9 | 110 | 80+ | 3000 | 231.555
| DM1124812 | Decor S LED1x2600 K139 T830 OP LO3 DALI | DALI-dimmable, I, IP40, IK05, opal polycarbonate diffuser, slim light grey aluminium body | 997 | 39 | 75 |  | 100000/L80B10 | 3 | 2453 | 23 | 107 | 80+ | 3000 | 231.555
| DM1124813 | Decor S LED1x1550 K140 T830 OP LO1 DALI | DALI-dimmable, I, IP40, IK05, opal polycarbonate diffuser, slim light grey aluminium body | 1137 | 39 | 75 |  | 100000/L80B10 | 3 | 1456 | 13.1 | 111 | 80+ | 3000 | 234.092
| DM1124814 | Decor S LED1x2100 K141 T830 OP LO2 DALI | DALI-dimmable, I, IP40, IK05, opal polycarbonate diffuser, slim light grey aluminium body | 1137 | 39 | 75 |  | 100000/L80B10 | 3 | 2006 | 18 | 111 | 80+ | 3000 | 234.092
| DM1124815 | Decor S LED1x2950 K142 T830 OP LO3 DALI | DALI-dimmable, I, IP40, IK05, opal polycarbonate diffuser, slim light grey aluminium body | 1137 | 39 | 75 |  | 100000/L80B10 | 3 | 2804 | 26.3 | 107 | 80+ | 3000 | 234.092
| DM1124816 | Decor S LED1x4400 K143 T830 OP LO4 DALI | DALI-dimmable, I, IP40, IK05, opal polycarbonate diffuser, slim light grey aluminium body | 1137 | 39 | 75 |  | 100000/L80B10 | 3 | 4206 | 38.1 | 110 | 80+ | 3000 | 249.744
| DM1124817 | Decor S LED1x1750 K144 T830 OP LO1 DALI | DALI-dimmable, I, IP40, IK05, opal polycarbonate diffuser, slim light grey aluminium body | 1277 | 39 | 75 |  | 100000/L80B10 | 3 | 1638 | 14.5 | 113 | 80+ | 3000 | 260.193
| DM1124818 | Decor S LED1x2400 K145 T830 OP LO2 DALI | DALI-dimmable, I, IP40, IK05, opal polycarbonate diffuser, slim light grey aluminium body | 1277 | 39 | 75 |  | 100000/L80B10 | 3 | 2256 | 20.2 | 112 | 80+ | 3000 | 260.193
| DM1124819 | Decor S LED1x3300 K146 T830 OP LO3 DALI | DALI-dimmable, I, IP40, IK05, opal polycarbonate diffuser, slim light grey aluminium body | 1277 | 39 | 75 |  | 100000/L80B10 | 3 | 3154 | 29.6 | 107 | 80+ | 3000 | 260.193
| DM1124820 | Decor S LED1x1900 K147 T830 OP LO1 DALI | DALI-dimmable, I, IP40, IK05, opal polycarbonate diffuser, slim light grey aluminium body | 1417 | 39 | 75 |  | 100000/L80B10 | 3 | 1820 | 16.6 | 110 | 80+ | 3000 | 274.942
| DM1124821 | Decor S LED1x2650 K148 T830 OP LO2 DALI | DALI-dimmable, I, IP40, IK05, opal polycarbonate diffuser, slim light grey aluminium body | 1417 | 39 | 75 |  | 100000/L80B10 | 3 | 2507 | 23 | 109 | 80+ | 3000 | 274.942
| DM1124822 | Decor S LED1x3700 K149 T830 OP LO3 DALI | DALI-dimmable, I, IP40, IK05, opal polycarbonate diffuser, slim light grey aluminium body | 1417 | 39 | 75 |  | 100000/L80B10 | 3 | 3505 | 31.7 | 111 | 80+ | 3000 | 279.242
| DM1124823 | Decor S LED1x5500 K150 T830 OP LO4 DALI | DALI-dimmable, I, IP40, IK05, opal polycarbonate diffuser, slim light grey aluminium body | 1417 | 39 | 75 |  | 100000/L80B10 | 3 | 5257 | 47.6 | 110 | 80+ | 3000 | 286.251
| DM1124824 | Decor S LED1x2300 K151 T830 OP LO1 DALI | DALI-dimmable, I, IP40, IK05, opal polycarbonate diffuser, slim light grey aluminium body | 1697 | 39 | 75 |  | 100000/L80B10 | 3 | 2184 | 19.4 | 113 | 80+ | 3000 | 307.192
| DM1124825 | Decor S LED1x3150 K152 T830 OP LO2 DALI | DALI-dimmable, I, IP40, IK05, opal polycarbonate diffuser, slim light grey aluminium body | 1697 | 39 | 75 |  | 100000/L80B10 | 3 | 3009 | 27.3 | 110 | 80+ | 3000 | 307.192
| DM1124826 | Decor S LED1x4400 K153 T830 OP LO3 DALI | DALI-dimmable, I, IP40, IK05, opal polycarbonate diffuser, slim light grey aluminium body | 1697 | 39 | 75 |  | 100000/L80B10 | 3 | 4206 | 38.1 | 110 | 80+ | 3000 | 311.449
| DM1124827 | Decor S LED1x6600 K154 T830 OP LO4 DALI | DALI-dimmable, I, IP40, IK05, opal polycarbonate diffuser, slim light grey aluminium body | 1697 | 39 | 75 |  | 100000/L80B10 | 3 | 6308 | 57.1 | 110 | 80+ | 3000 | 323.747
| DM1124828 | Decor S LED1x2700 K155 T830 OP LO1 DALI | DALI-dimmable, I, IP40, IK05, opal polycarbonate diffuser, slim light grey aluminium body | 1977 | 39 | 75 |  | 100000/L80B10 | 3 | 2548 | 22.4 | 114 | 80+ | 3000 | 315.104
| DM1124829 | Decor S LED1x3700 K156 T830 OP LO2 DALI | DALI-dimmable, I, IP40, IK05, opal polycarbonate diffuser, slim light grey aluminium body | 1977 | 39 | 75 |  | 100000/L80B10 | 3 | 3510 | 31.5 | 111 | 80+ | 3000 | 315.104
| DM1124830 | Decor S LED1x5150 K157 T830 OP LO3 DALI | DALI-dimmable, I, IP40, IK05, opal polycarbonate diffuser, slim light grey aluminium body | 1977 | 39 | 75 |  | 100000/L80B10 | 3 | 4906 | 44.4 | 110 | 80+ | 3000 | 319.447
| DM1124831 | Decor S LED1x8250 K158 T830 OP LO4 DALI | DALI-dimmable, I, IP40, IK05, opal polycarbonate diffuser, slim light grey aluminium body | 2117 | 39 | 75 |  | 100000/L80B10 | 3 | 7886 | 71.3 | 111 | 80+ | 3000 | 382.055
| DM1124832 | Decor S LED1x3050 K159 T830 OP LO1 DALI | DALI-dimmable, I, IP40, IK05, opal polycarbonate diffuser, slim light grey aluminium body | 2257 | 39 | 75 |  | 100000/L80B10 | 3 | 2913 | 25.3 | 115 | 80+ | 3000 | 375.046
| DM1124833 | Decor S LED1x4200 K160 T830 OP LO2 DALI | DALI-dimmable, I, IP40, IK05, opal polycarbonate diffuser, slim light grey aluminium body | 2257 | 39 | 75 |  | 100000/L80B10 | 3 | 4011 | 35.5 | 113 | 80+ | 3000 | 375.046
| DM1124834 | Decor S LED1x5850 K161 T830 OP LO3 DALI | DALI-dimmable, I, IP40, IK05, opal polycarbonate diffuser, slim light grey aluminium body | 2257 | 39 | 75 |  | 100000/L80B10 | 3 | 5607 | 50.8 | 110 | 80+ | 3000 | 379.346
| DM1124835 | Decor S LED1x3450 K163 T830 OP LO1 DALI | DALI-dimmable, I, IP40, IK05, opal polycarbonate diffuser, slim light grey aluminium body | 2537 | 39 | 75 |  | 100000/L80B10 | 3 | 3277 | 27.5 | 119 | 80+ | 3000 | 436.751
| DM1124836 | Decor S LED1x4750 K164 T830 OP LO2 DALI | DALI-dimmable, I, IP40, IK05, opal polycarbonate diffuser, slim light grey aluminium body | 2537 | 39 | 75 |  | 100000/L80B10 | 3 | 4513 | 40 | 113 | 80+ | 3000 | 435.848
| DM1124837 | Decor S LED1x6600 K165 T830 OP LO3 DALI | DALI-dimmable, I, IP40, IK05, opal polycarbonate diffuser, slim light grey aluminium body | 2537 | 39 | 75 |  | 100000/L80B10 | 3 | 6308 | 57.1 | 110 | 80+ | 3000 | 441.997
| DM1124838 | Decor S LED1x4000 K167 T830 OP LO1 DALI | DALI-dimmable, I, IP40, IK05, opal polycarbonate diffuser, slim light grey aluminium body | 2957 | 39 | 75 |  | 100000/L80B10 | 3 | 3823 | 32 | 119 | 80+ | 3000 | 461.949
| DM1124839 | Decor S LED1x5500 K168 T830 OP LO2 DALI | DALI-dimmable, I, IP40, IK05, opal polycarbonate diffuser, slim light grey aluminium body | 2957 | 39 | 75 |  | 100000/L80B10 | 3 | 5265 | 46.1 | 114 | 80+ | 3000 | 461.949
| DM1124840 | Decor S LED1x7700 K169 T830 OP LO3 DALI | DALI-dimmable, I, IP40, IK05, opal polycarbonate diffuser, slim light grey aluminium body | 2957 | 39 | 75 |  | 100000/L80B10 | 3 | 7360 | 66.7 | 110 | 80+ | 3000 | 467.195
| DM1124841 | Decor S LED1x800 K125 T840 OP LO1 DALI | DALI-dimmable, I, IP40, IK05, opal polycarbonate diffuser, slim light grey aluminium body | 577 | 39 | 75 |  | 100000/L80B10 | 3 | 760 | 6.8 | 112 | 80+ | 4000 | 168.904
| DM1124842 | Decor S LED1x1050 K126 T840 OP LO2 DALI | DALI-dimmable, I, IP40, IK05, opal polycarbonate diffuser, slim light grey aluminium body | 577 | 39 | 75 |  | 100000/L80B10 | 3 | 1046 | 9.5 | 110 | 80+ | 4000 | 168.904
| DM1124843 | Decor S LED1x1500 K127 T840 OP LO3 DALI | DALI-dimmable, I, IP40, IK05, opal polycarbonate diffuser, slim light grey aluminium body | 577 | 39 | 75 |  | 100000/L80B10 | 3 | 1462 | 13.8 | 106 | 80+ | 4000 | 169.85
| DM1124844 | Decor S LED1x2200 K128 T840 OP LO4 DALI | DALI-dimmable, I, IP40, IK05, opal polycarbonate diffuser, slim light grey aluminium body | 577 | 39 | 75 |  | 100000/L80B10 | 3 | 2193 | 19.9 | 110 | 80+ | 4000 | 172.344
| DM1124845 | Decor S LED1x950 K129 T840 OP LO1 DALI | DALI-dimmable, I, IP40, IK05, opal polycarbonate diffuser, slim light grey aluminium body | 717 | 39 | 75 |  | 100000/L80B10 | 3 | 949 | 8.2 | 116 | 80+ | 4000 | 189.802
| DM1124846 | Decor S LED1x1350 K130 T840 OP LO2 DALI | DALI-dimmable, I, IP40, IK05, opal polycarbonate diffuser, slim light grey aluminium body | 717 | 39 | 75 |  | 100000/L80B10 | 3 | 1308 | 11.6 | 113 | 80+ | 4000 | 189.802
| DM1124847 | Decor S LED1x1850 K131 T840 OP LO3 DALI | DALI-dimmable, I, IP40, IK05, opal polycarbonate diffuser, slim light grey aluminium body | 717 | 39 | 75 |  | 100000/L80B10 | 3 | 1828 | 16.8 | 109 | 80+ | 4000 | 190.705
| DM1124848 | Decor S LED1x2750 K132 T840 OP LO4 DALI | DALI-dimmable, I, IP40, IK05, opal polycarbonate diffuser, slim light grey aluminium body | 717 | 39 | 75 |  | 100000/L80B10 | 3 | 2742 | 24.6 | 111 | 80+ | 4000 | 194.145
| DM1124849 | Decor S LED1x1150 K133 T840 OP LO1 DALI | DALI-dimmable, I, IP40, IK05, opal polycarbonate diffuser, slim light grey aluminium body | 857 | 39 | 75 |  | 100000/L80B10 | 3 | 1139 | 10.1 | 113 | 80+ | 4000 | 208.851
| DM1124850 | Decor S LED1x1600 K134 T840 OP LO2 DALI | DALI-dimmable, I, IP40, IK05, opal polycarbonate diffuser, slim light grey aluminium body | 857 | 39 | 75 |  | 100000/L80B10 | 3 | 1569 | 14 | 112 | 80+ | 4000 | 208.851
| DM1124851 | Decor S LED1x2200 K135 T840 OP LO3 DALI | DALI-dimmable, I, IP40, IK05, opal polycarbonate diffuser, slim light grey aluminium body | 857 | 39 | 75 |  | 100000/L80B10 | 3 | 2193 | 20.2 | 109 | 80+ | 4000 | 209.797
| DM1124852 | Decor S LED1x3300 K136 T840 OP LO4 DALI | DALI-dimmable, I, IP40, IK05, opal polycarbonate diffuser, slim light grey aluminium body | 857 | 39 | 75 |  | 100000/L80B10 | 3 | 3290 | 29.5 | 112 | 80+ | 4000 | 213.194
| DM1124853 | Decor S LED1x1350 K137 T840 OP LO1 DALI | DALI-dimmable, I, IP40, IK05, opal polycarbonate diffuser, slim light grey aluminium body | 997 | 39 | 75 |  | 100000/L80B10 | 3 | 1329 | 11.6 | 115 | 80+ | 4000 | 231.555
| DM1124854 | Decor S LED1x1850 K138 T840 OP LO2 DALI | DALI-dimmable, I, IP40, IK05, opal polycarbonate diffuser, slim light grey aluminium body | 997 | 39 | 75 |  | 100000/L80B10 | 3 | 1831 | 15.9 | 115 | 80+ | 4000 | 231.555
| DM1124855 | Decor S LED1x2600 K139 T840 OP LO3 DALI | DALI-dimmable, I, IP40, IK05, opal polycarbonate diffuser, slim light grey aluminium body | 997 | 39 | 75 |  | 100000/L80B10 | 3 | 2559 | 23 | 111 | 80+ | 4000 | 231.555
| DM1124856 | Decor S LED1x1550 K140 T840 OP LO1 DALI | DALI-dimmable, I, IP40, IK05, opal polycarbonate diffuser, slim light grey aluminium body | 1137 | 39 | 75 |  | 100000/L80B10 | 3 | 1519 | 13.1 | 116 | 80+ | 4000 | 234.092
| DM1124857 | Decor S LED1x2100 K141 T840 OP LO2 DALI | DALI-dimmable, I, IP40, IK05, opal polycarbonate diffuser, slim light grey aluminium body | 1137 | 39 | 75 |  | 100000/L80B10 | 3 | 2092 | 18 | 116 | 80+ | 4000 | 234.092
| DM1124858 | Decor S LED1x2950 K142 T840 OP LO3 DALI | DALI-dimmable, I, IP40, IK05, opal polycarbonate diffuser, slim light grey aluminium body | 1137 | 39 | 75 |  | 100000/L80B10 | 3 | 2925 | 26.3 | 111 | 80+ | 4000 | 234.092
| DM1124859 | Decor S LED1x4400 K143 T840 OP LO4 DALI | DALI-dimmable, I, IP40, IK05, opal polycarbonate diffuser, slim light grey aluminium body | 1137 | 39 | 75 |  | 100000/L80B10 | 3 | 4387 | 38.1 | 115 | 80+ | 4000 | 249.744
| DM1124860 | Decor S LED1x1750 K144 T840 OP LO1 DALI | DALI-dimmable, I, IP40, IK05, opal polycarbonate diffuser, slim light grey aluminium body | 1277 | 39 | 75 |  | 100000/L80B10 | 3 | 1709 | 14.5 | 118 | 80+ | 4000 | 260.193
| DM1124861 | Decor S LED1x2400 K145 T840 OP LO2 DALI | DALI-dimmable, I, IP40, IK05, opal polycarbonate diffuser, slim light grey aluminium body | 1277 | 39 | 75 |  | 100000/L80B10 | 3 | 2354 | 20.2 | 117 | 80+ | 4000 | 260.193
| DM1124862 | Decor S LED1x3300 K146 T840 OP LO3 DALI | DALI-dimmable, I, IP40, IK05, opal polycarbonate diffuser, slim light grey aluminium body | 1277 | 39 | 75 |  | 100000/L80B10 | 3 | 3290 | 29.6 | 111 | 80+ | 4000 | 260.193
| DM1124863 | Decor S LED1x1900 K147 T840 OP LO1 DALI | DALI-dimmable, I, IP40, IK05, opal polycarbonate diffuser, slim light grey aluminium body | 1417 | 39 | 75 |  | 100000/L80B10 | 3 | 1899 | 16.6 | 114 | 80+ | 4000 | 274.942
| DM1124864 | Decor S LED1x2650 K148 T840 OP LO2 DALI | DALI-dimmable, I, IP40, IK05, opal polycarbonate diffuser, slim light grey aluminium body | 1417 | 39 | 75 |  | 100000/L80B10 | 3 | 2615 | 23 | 114 | 80+ | 4000 | 274.942
| DM1124865 | Decor S LED1x3700 K149 T840 OP LO3 DALI | DALI-dimmable, I, IP40, IK05, opal polycarbonate diffuser, slim light grey aluminium body | 1417 | 39 | 75 |  | 100000/L80B10 | 3 | 3656 | 31.7 | 115 | 80+ | 4000 | 279.242
| DM1124866 | Decor S LED1x5500 K150 T840 OP LO4 DALI | DALI-dimmable, I, IP40, IK05, opal polycarbonate diffuser, slim light grey aluminium body | 1417 | 39 | 75 |  | 100000/L80B10 | 3 | 5484 | 47.6 | 115 | 80+ | 4000 | 286.251
| DM1124867 | Decor S LED1x2300 K151 T840 OP LO1 DALI | DALI-dimmable, I, IP40, IK05, opal polycarbonate diffuser, slim light grey aluminium body | 1697 | 39 | 75 |  | 100000/L80B10 | 3 | 2279 | 19.4 | 117 | 80+ | 4000 | 307.192
| DM1124868 | Decor S LED1x3150 K152 T840 OP LO2 DALI | DALI-dimmable, I, IP40, IK05, opal polycarbonate diffuser, slim light grey aluminium body | 1697 | 39 | 75 |  | 100000/L80B10 | 3 | 3138 | 27.3 | 115 | 80+ | 4000 | 307.192
| DM1124869 | Decor S LED1x4400 K153 T840 OP LO3 DALI | DALI-dimmable, I, IP40, IK05, opal polycarbonate diffuser, slim light grey aluminium body | 1697 | 39 | 75 |  | 100000/L80B10 | 3 | 4387 | 38.1 | 115 | 80+ | 4000 | 311.449
| DM1124870 | Decor S LED1x6600 K154 T840 OP LO4 DALI | DALI-dimmable, I, IP40, IK05, opal polycarbonate diffuser, slim light grey aluminium body | 1697 | 39 | 75 |  | 100000/L80B10 | 3 | 6580 | 57.1 | 115 | 80+ | 4000 | 323.747
| DM1124871 | Decor S LED1x2700 K155 T840 OP LO1 DALI | DALI-dimmable, I, IP40, IK05, opal polycarbonate diffuser, slim light grey aluminium body | 1977 | 39 | 75 |  | 100000/L80B10 | 3 | 2658 | 22.4 | 119 | 80+ | 4000 | 315.104
| DM1124872 | Decor S LED1x3700 K156 T840 OP LO2 DALI | DALI-dimmable, I, IP40, IK05, opal polycarbonate diffuser, slim light grey aluminium body | 1977 | 39 | 75 |  | 100000/L80B10 | 3 | 3661 | 31.5 | 116 | 80+ | 4000 | 315.104
| DM1124873 | Decor S LED1x5150 K157 T840 OP LO3 DALI | DALI-dimmable, I, IP40, IK05, opal polycarbonate diffuser, slim light grey aluminium body | 1977 | 39 | 75 |  | 100000/L80B10 | 3 | 5118 | 44.4 | 115 | 80+ | 4000 | 319.447
| DM1124874 | Decor S LED1x8250 K158 T840 OP LO4 DALI | DALI-dimmable, I, IP40, IK05, opal polycarbonate diffuser, slim light grey aluminium body | 2117 | 39 | 75 |  | 100000/L80B10 | 3 | 8226 | 71.3 | 115 | 80+ | 4000 | 382.055
| DM1124875 | Decor S LED1x3050 K159 T840 OP LO1 DALI | DALI-dimmable, I, IP40, IK05, opal polycarbonate diffuser, slim light grey aluminium body | 2257 | 39 | 75 |  | 100000/L80B10 | 3 | 3038 | 25.3 | 120 | 80+ | 4000 | 375.046
| DM1124876 | Decor S LED1x4200 K160 T840 OP LO2 DALI | DALI-dimmable, I, IP40, IK05, opal polycarbonate diffuser, slim light grey aluminium body | 2257 | 39 | 75 |  | 100000/L80B10 | 3 | 4184 | 35.5 | 118 | 80+ | 4000 | 375.046
| DM1124877 | Decor S LED1x5850 K161 T840 OP LO3 DALI | DALI-dimmable, I, IP40, IK05, opal polycarbonate diffuser, slim light grey aluminium body | 2257 | 39 | 75 |  | 100000/L80B10 | 3 | 5849 | 50.8 | 115 | 80+ | 4000 | 379.346
| DM1124878 | Decor S LED1x3450 K163 T840 OP LO1 DALI | DALI-dimmable, I, IP40, IK05, opal polycarbonate diffuser, slim light grey aluminium body | 2537 | 39 | 75 |  | 100000/L80B10 | 3 | 3418 | 27.5 | 124 | 80+ | 4000 | 436.751
| DM1124879 | Decor S LED1x4750 K164 T840 OP LO2 DALI | DALI-dimmable, I, IP40, IK05, opal polycarbonate diffuser, slim light grey aluminium body | 2537 | 39 | 75 |  | 100000/L80B10 | 3 | 4708 | 40 | 118 | 80+ | 4000 | 435.848
| DM1124880 | Decor S LED1x6600 K165 T840 OP LO3 DALI | DALI-dimmable, I, IP40, IK05, opal polycarbonate diffuser, slim light grey aluminium body | 2537 | 39 | 75 |  | 100000/L80B10 | 3 | 6580 | 57.1 | 115 | 80+ | 4000 | 441.997
| DM1124881 | Decor S LED1x4000 K167 T840 OP LO1 DALI | DALI-dimmable, I, IP40, IK05, opal polycarbonate diffuser, slim light grey aluminium body | 2957 | 39 | 75 |  | 100000/L80B10 | 3 | 3988 | 32 | 125 | 80+ | 4000 | 461.949
| DM1124882 | Decor S LED1x5500 K168 T840 OP LO2 DALI | DALI-dimmable, I, IP40, IK05, opal polycarbonate diffuser, slim light grey aluminium body | 2957 | 39 | 75 |  | 100000/L80B10 | 3 | 5492 | 46.1 | 119 | 80+ | 4000 | 461.949
| DM1124883 | Decor S LED1x7700 K169 T840 OP LO3 DALI | DALI-dimmable, I, IP40, IK05, opal polycarbonate diffuser, slim light grey aluminium body | 2957 | 39 | 75 |  | 100000/L80B10 | 3 | 7677 | 66.7 | 115 | 80+ | 4000 | 467.195
| DM1124884 | Decor S LED1x750 K125 T830 DPRZ LT80 LO1 DALI | DALI-dimmable, I, IP40, IK05, UGR≤16, matt micro-prismatic polycarbonate diffuser, slim light grey aluminium body | 577 | 39 | 75 |  | 100000/L80B10 | 3 | 673 | 6.8 | 99 | 80+ | 3000 | 172.344
| DM1124885 | Decor S LED1x1000 K126 T830 DPRZ LT80 LO2 DALI | DALI-dimmable, I, IP40, IK05, UGR≤19, matt micro-prismatic polycarbonate diffuser, slim light grey aluminium body | 577 | 39 | 75 |  | 100000/L80B10 | 3 | 927 | 9.5 | 98 | 80+ | 3000 | 172.344
| DM1124886 | Decor S LED1x1400 K127 T830 DPRZ LT80 LO3 DALI | DALI-dimmable, I, IP40, IK05, UGR≤19, matt micro-prismatic polycarbonate diffuser, slim light grey aluminium body | 577 | 39 | 75 |  | 100000/L80B10 | 3 | 1296 | 13.8 | 94 | 80+ | 3000 | 172.344
| DM1124887 | Decor S LED1x2050 K128 T830 DPRZ LT80 LO4 DALI | DALI-dimmable, I, IP40, IK05, UGR≤19, matt micro-prismatic polycarbonate diffuser, slim light grey aluminium body | 577 | 39 | 75 |  | 100000/L80B10 | 3 | 1943 | 19.9 | 98 | 80+ | 3000 | 175.053
| DM1124888 | Decor S LED1x900 K129 T830 DPRZ LT80 LO1 DALI | DALI-dimmable, I, IP40, IK05, UGR≤16, matt micro-prismatic polycarbonate diffuser, slim light grey aluminium body | 717 | 39 | 75 |  | 100000/L80B10 | 3 | 841 | 8.2 | 103 | 80+ | 3000 | 194.145
| DM1124889 | Decor S LED1x1250 K130 T830 DPRZ LT80 LO2 DALI | DALI-dimmable, I, IP40, IK05, UGR≤19, matt micro-prismatic polycarbonate diffuser, slim light grey aluminium body | 717 | 39 | 75 |  | 100000/L80B10 | 3 | 1159 | 11.6 | 100 | 80+ | 3000 | 194.145
| DM1124890 | Decor S LED1x1700 K131 T830 DPRZ LT80 LO3 DALI | DALI-dimmable, I, IP40, IK05, UGR≤19, matt micro-prismatic polycarbonate diffuser, slim light grey aluminium body | 717 | 39 | 75 |  | 100000/L80B10 | 3 | 1620 | 16.8 | 96 | 80+ | 3000 | 194.145
| DM1124891 | Decor S LED1x2550 K132 T830 DPRZ LT80 LO4 DALI | DALI-dimmable, I, IP40, IK05, UGR≤19, matt micro-prismatic polycarbonate diffuser, slim light grey aluminium body | 717 | 39 | 75 |  | 100000/L80B10 | 3 | 2429 | 24.6 | 99 | 80+ | 3000 | 198.445
| DM1124892 | Decor S LED1x1100 K133 T830 DPRZ LT80 LO1 DALI | DALI-dimmable, I, IP40, IK05, UGR≤16, matt micro-prismatic polycarbonate diffuser, slim light grey aluminium body | 857 | 39 | 75 |  | 100000/L80B10 | 3 | 1009 | 10.1 | 100 | 80+ | 3000 | 214.14
| DM1124893 | Decor S LED1x1450 K134 T830 DPRZ LT80 LO2 DALI | DALI-dimmable, I, IP40, IK05, UGR≤19, matt micro-prismatic polycarbonate diffuser, slim light grey aluminium body | 857 | 39 | 75 |  | 100000/L80B10 | 3 | 1390 | 14 | 99 | 80+ | 3000 | 214.14
| DM1124894 | Decor S LED1x2050 K135 T830 DPRZ LT80 LO3 DALI | DALI-dimmable, I, IP40, IK05, UGR≤19, matt micro-prismatic polycarbonate diffuser, slim light grey aluminium body | 857 | 39 | 75 |  | 100000/L80B10 | 3 | 1943 | 20.2 | 96 | 80+ | 3000 | 215
| DM1124895 | Decor S LED1x3050 K136 T830 DPRZ LT80 LO4 DALI | DALI-dimmable, I, IP40, IK05, UGR≤19, matt micro-prismatic polycarbonate diffuser, slim light grey aluminium body | 857 | 39 | 75 |  | 100000/L80B10 | 3 | 2915 | 29.5 | 99 | 80+ | 3000 | 218.397
| DM1124896 | Decor S LED1x1250 K137 T830 DPRZ LT80 LO1 DALI | DALI-dimmable, I, IP40, IK05, UGR≤16, matt micro-prismatic polycarbonate diffuser, slim light grey aluminium body | 997 | 39 | 75 |  | 100000/L80B10 | 3 | 1178 | 11.6 | 102 | 80+ | 3000 | 237.747
| DM1124897 | Decor S LED1x1700 K138 T830 DPRZ LT80 LO2 DALI | DALI-dimmable, I, IP40, IK05, UGR≤19, matt micro-prismatic polycarbonate diffuser, slim light grey aluminium body | 997 | 39 | 75 |  | 100000/L80B10 | 3 | 1622 | 15.9 | 102 | 80+ | 3000 | 237.747
| DM1124898 | Decor S LED1x2400 K139 T830 DPRZ LT80 LO3 DALI | DALI-dimmable, I, IP40, IK05, UGR≤19, matt micro-prismatic polycarbonate diffuser, slim light grey aluminium body | 997 | 39 | 75 |  | 100000/L80B10 | 3 | 2267 | 23 | 99 | 80+ | 3000 | 237.747
| DM1124899 | Decor S LED1x1450 K140 T830 DPRZ LT80 LO1 DALI | DALI-dimmable, I, IP40, IK05, UGR≤16, matt micro-prismatic polycarbonate diffuser, slim light grey aluminium body | 1137 | 39 | 75 |  | 100000/L80B10 | 3 | 1346 | 13.1 | 103 | 80+ | 3000 | 240.198
| DM1124900 | Decor S LED1x1950 K141 T830 DPRZ LT80 LO2 DALI | DALI-dimmable, I, IP40, IK05, UGR≤19, matt micro-prismatic polycarbonate diffuser, slim light grey aluminium body | 1137 | 39 | 75 |  | 100000/L80B10 | 3 | 1854 | 18 | 103 | 80+ | 3000 | 240.198
| DM1124901 | Decor S LED1x2750 K142 T830 DPRZ LT80 LO3 DALI | DALI-dimmable, I, IP40, IK05, UGR≤19, matt micro-prismatic polycarbonate diffuser, slim light grey aluminium body | 1137 | 39 | 75 |  | 100000/L80B10 | 3 | 2591 | 26.3 | 99 | 80+ | 3000 | 240.198
| DM1124902 | Decor S LED1x4100 K143 T830 DPRZ LT80 LO4 DALI | DALI-dimmable, I, IP40, IK05, UGR≤19, matt micro-prismatic polycarbonate diffuser, slim light grey aluminium body | 1137 | 39 | 75 |  | 100000/L80B10 | 3 | 3887 | 38.1 | 102 | 80+ | 3000 | 255.893
| DM1124903 | Decor S LED1x1600 K144 T830 DPRZ LT80 LO1 DALI | DALI-dimmable, I, IP40, IK05, UGR≤16, matt micro-prismatic polycarbonate diffuser, slim light grey aluminium body | 1277 | 39 | 75 |  | 100000/L80B10 | 3 | 1514 | 14.5 | 104 | 80+ | 3000 | 267.202
| DM1124904 | Decor S LED1x2200 K145 T830 DPRZ LT80 LO2 DALI | DALI-dimmable, I, IP40, IK05, UGR≤19, matt micro-prismatic polycarbonate diffuser, slim light grey aluminium body | 1277 | 39 | 75 |  | 100000/L80B10 | 3 | 2086 | 20.2 | 103 | 80+ | 3000 | 267.202
| DM1124905 | Decor S LED1x3050 K146 T830 DPRZ LT80 LO3 DALI | DALI-dimmable, I, IP40, IK05, UGR≤19, matt micro-prismatic polycarbonate diffuser, slim light grey aluminium body | 1277 | 39 | 75 |  | 100000/L80B10 | 3 | 2915 | 29.6 | 98 | 80+ | 3000 | 268.105
| DM1124906 | Decor S LED1x1800 K147 T830 DPRZ LT80 LO1 DALI | DALI-dimmable, I, IP40, IK05, UGR≤16, matt micro-prismatic polycarbonate diffuser, slim light grey aluminium body | 1417 | 39 | 75 |  | 100000/L80B10 | 3 | 1682 | 16.6 | 101 | 80+ | 3000 | 281.951
| DM1124907 | Decor S LED1x2450 K148 T830 DPRZ LT80 LO2 DALI | DALI-dimmable, I, IP40, IK05, UGR≤19, matt micro-prismatic polycarbonate diffuser, slim light grey aluminium body | 1417 | 39 | 75 |  | 100000/L80B10 | 3 | 2317 | 23 | 101 | 80+ | 3000 | 281.951
| DM1124908 | Decor S LED1x3400 K149 T830 DPRZ LT80 LO3 DALI | DALI-dimmable, I, IP40, IK05, UGR≤19, matt micro-prismatic polycarbonate diffuser, slim light grey aluminium body | 1417 | 39 | 75 |  | 100000/L80B10 | 3 | 3239 | 31.7 | 102 | 80+ | 3000 | 286.251
| DM1124909 | Decor S LED1x5100 K150 T830 DPRZ LT80 LO4 DALI | DALI-dimmable, I, IP40, IK05, UGR≤19, matt micro-prismatic polycarbonate diffuser, slim light grey aluminium body | 1417 | 39 | 75 |  | 100000/L80B10 | 3 | 4859 | 47.6 | 102 | 80+ | 3000 | 294.206
| DM1124910 | Decor S LED1x2150 K151 T830 DPRZ LT80 LO1 DALI | DALI-dimmable, I, IP40, IK05, UGR≤16, matt micro-prismatic polycarbonate diffuser, slim light grey aluminium body | 1697 | 39 | 75 |  | 100000/L80B10 | 3 | 2019 | 19.4 | 104 | 80+ | 3000 | 315.792
| DM1124911 | Decor S LED1x2950 K152 T830 DPRZ LT80 LO2 DALI | DALI-dimmable, I, IP40, IK05, UGR≤19, matt micro-prismatic polycarbonate diffuser, slim light grey aluminium body | 1697 | 39 | 75 |  | 100000/L80B10 | 3 | 2781 | 27.3 | 102 | 80+ | 3000 | 315.792
| DM1124912 | Decor S LED1x4100 K153 T830 DPRZ LT80 LO3 DALI | DALI-dimmable, I, IP40, IK05, UGR≤19, matt micro-prismatic polycarbonate diffuser, slim light grey aluminium body | 1697 | 39 | 75 |  | 100000/L80B10 | 3 | 3887 | 38.1 | 102 | 80+ | 3000 | 320.307
| DM1124913 | Decor S LED1x6100 K154 T830 DPRZ LT80 LO4 DALI | DALI-dimmable, I, IP40, IK05, UGR≤19, matt micro-prismatic polycarbonate diffuser, slim light grey aluminium body | 1697 | 39 | 75 |  | 100000/L80B10 | 3 | 5830 | 57.1 | 102 | 80+ | 3000 | 333.25
| DM1124914 | Decor S LED1x2500 K155 T830 DPRZ LT80 LO1 DALI | DALI-dimmable, I, IP40, IK05, UGR≤16, matt micro-prismatic polycarbonate diffuser, slim light grey aluminium body | 1977 | 39 | 75 |  | 100000/L80B10 | 3 | 2355 | 22.4 | 105 | 80+ | 3000 | 325.553
| DM1124915 | Decor S LED1x3400 K156 T830 DPRZ LT80 LO2 DALI | DALI-dimmable, I, IP40, IK05, UGR≤19, matt micro-prismatic polycarbonate diffuser, slim light grey aluminium body | 1977 | 39 | 75 |  | 100000/L80B10 | 3 | 3244 | 31.5 | 103 | 80+ | 3000 | 325.553
| DM1124916 | Decor S LED1x4750 K157 T830 DPRZ LT80 LO3 DALI | DALI-dimmable, I, IP40, IK05, UGR≤19, matt micro-prismatic polycarbonate diffuser, slim light grey aluminium body | 1977 | 39 | 75 |  | 100000/L80B10 | 3 | 4535 | 44.4 | 102 | 80+ | 3000 | 329.853
| DM1124917 | Decor S LED1x7650 K158 T830 DPRZ LT80 LO4 DALI | DALI-dimmable, I, IP40, IK05, UGR≤19, matt micro-prismatic polycarbonate diffuser, slim light grey aluminium body | 2117 | 39 | 75 |  | 100000/L80B10 | 3 | 7288 | 71.3 | 102 | 80+ | 3000 | 393.192
| DM1124918 | Decor S LED1x2850 K159 T830 DPRZ LT80 LO1 DALI | DALI-dimmable, I, IP40, IK05, UGR≤16, matt micro-prismatic polycarbonate diffuser, slim light grey aluminium body | 2257 | 39 | 75 |  | 100000/L80B10 | 3 | 2692 | 25.3 | 106 | 80+ | 3000 | 387.301
| DM1124919 | Decor S LED1x3900 K160 T830 DPRZ LT80 LO2 DALI | DALI-dimmable, I, IP40, IK05, UGR≤19, matt micro-prismatic polycarbonate diffuser, slim light grey aluminium body | 2257 | 39 | 75 |  | 100000/L80B10 | 3 | 3708 | 35.5 | 104 | 80+ | 3000 | 387.301
| DM1124920 | Decor S LED1x5450 K161 T830 DPRZ LT80 LO3 DALI | DALI-dimmable, I, IP40, IK05, UGR≤19, matt micro-prismatic polycarbonate diffuser, slim light grey aluminium body | 2257 | 39 | 75 |  | 100000/L80B10 | 3 | 5183 | 50.8 | 102 | 80+ | 3000 | 391.601
| DM1124921 | Decor S LED1x3200 K163 T830 DPRZ LT80 LO1 DALI | DALI-dimmable, I, IP40, IK05, UGR≤16, matt micro-prismatic polycarbonate diffuser, slim light grey aluminium body | 2537 | 39 | 75 |  | 100000/L80B10 | 3 | 3028 | 27.5 | 110 | 80+ | 3000 | 451.5
| DM1124922 | Decor S LED1x4400 K164 T830 DPRZ LT80 LO2 DALI | DALI-dimmable, I, IP40, IK05, UGR≤19, matt micro-prismatic polycarbonate diffuser, slim light grey aluminium body | 2537 | 39 | 75 |  | 100000/L80B10 | 3 | 4171 | 40 | 104 | 80+ | 3000 | 451.5
| DM1124923 | Decor S LED1x6100 K165 T830 DPRZ LT80 LO3 DALI | DALI-dimmable, I, IP40, IK05, UGR≤19, matt micro-prismatic polycarbonate diffuser, slim light grey aluminium body | 2537 | 39 | 75 |  | 100000/L80B10 | 3 | 5830 | 57.1 | 102 | 80+ | 3000 | 457.606
| DM1124924 | Decor S LED1x3700 K167 T830 DPRZ LT80 LO1 DALI | DALI-dimmable, I, IP40, IK05, UGR≤16, matt micro-prismatic polycarbonate diffuser, slim light grey aluminium body | 2957 | 39 | 75 |  | 100000/L80B10 | 3 | 3533 | 32 | 110 | 80+ | 3000 | 477.601
| DM1124925 | Decor S LED1x5100 K168 T830 DPRZ LT80 LO2 DALI | DALI-dimmable, I, IP40, IK05, UGR≤19, matt micro-prismatic polycarbonate diffuser, slim light grey aluminium body | 2957 | 39 | 75 |  | 100000/L80B10 | 3 | 4866 | 46.1 | 106 | 80+ | 3000 | 476.698
| DM1124926 | Decor S LED1x7100 K169 T830 DPRZ LT80 LO3 DALI | DALI-dimmable, I, IP40, IK05, UGR≤19, matt micro-prismatic polycarbonate diffuser, slim light grey aluminium body | 2957 | 39 | 75 |  | 100000/L80B10 | 3 | 6802 | 66.7 | 102 | 80+ | 3000 | 482.89
| DM1124927 | Decor S LED1x750 K125 T840 DPRZ LT80 LO1 DALI | DALI-dimmable, I, IP40, IK05, UGR≤16, matt micro-prismatic polycarbonate diffuser, slim light grey aluminium body | 577 | 39 | 75 |  | 100000/L80B10 | 3 | 702 | 6.8 | 103 | 80+ | 4000 | 172.344
| DM1124928 | Decor S LED1x1000 K126 T840 DPRZ LT80 LO2 DALI | DALI-dimmable, I, IP40, IK05, UGR≤19, matt micro-prismatic polycarbonate diffuser, slim light grey aluminium body | 577 | 39 | 75 |  | 100000/L80B10 | 3 | 967 | 9.5 | 102 | 80+ | 4000 | 172.344
| DM1124929 | Decor S LED1x1400 K127 T840 DPRZ LT80 LO3 DALI | DALI-dimmable, I, IP40, IK05, UGR≤19, matt micro-prismatic polycarbonate diffuser, slim light grey aluminium body | 577 | 39 | 75 |  | 100000/L80B10 | 3 | 1352 | 13.8 | 98 | 80+ | 4000 | 172.344
| DM1124930 | Decor S LED1x2050 K128 T840 DPRZ LT80 LO4 DALI | DALI-dimmable, I, IP40, IK05, UGR≤19, matt micro-prismatic polycarbonate diffuser, slim light grey aluminium body | 577 | 39 | 75 |  | 100000/L80B10 | 3 | 2027 | 19.9 | 102 | 80+ | 4000 | 175.053
| DM1124931 | Decor S LED1x900 K129 T840 DPRZ LT80 LO1 DALI | DALI-dimmable, I, IP40, IK05, UGR≤16, matt micro-prismatic polycarbonate diffuser, slim light grey aluminium body | 717 | 39 | 75 |  | 100000/L80B10 | 3 | 877 | 8.2 | 107 | 80+ | 4000 | 194.145
| DM1124932 | Decor S LED1x1250 K130 T840 DPRZ LT80 LO2 DALI | DALI-dimmable, I, IP40, IK05, UGR≤19, matt micro-prismatic polycarbonate diffuser, slim light grey aluminium body | 717 | 39 | 75 |  | 100000/L80B10 | 3 | 1209 | 11.6 | 104 | 80+ | 4000 | 194.145
| DM1124933 | Decor S LED1x1700 K131 T840 DPRZ LT80 LO3 DALI | DALI-dimmable, I, IP40, IK05, UGR≤19, matt micro-prismatic polycarbonate diffuser, slim light grey aluminium body | 717 | 39 | 75 |  | 100000/L80B10 | 3 | 1689 | 16.8 | 101 | 80+ | 4000 | 194.145
| DM1124934 | Decor S LED1x2550 K132 T840 DPRZ LT80 LO4 DALI | DALI-dimmable, I, IP40, IK05, UGR≤19, matt micro-prismatic polycarbonate diffuser, slim light grey aluminium body | 717 | 39 | 75 |  | 100000/L80B10 | 3 | 2534 | 24.6 | 103 | 80+ | 4000 | 198.445
| DM1124935 | Decor S LED1x1100 K133 T840 DPRZ LT80 LO1 DALI | DALI-dimmable, I, IP40, IK05, UGR≤16, matt micro-prismatic polycarbonate diffuser, slim light grey aluminium body | 857 | 39 | 75 |  | 100000/L80B10 | 3 | 1053 | 10.1 | 104 | 80+ | 4000 | 214.14
| DM1124936 | Decor S LED1x1450 K134 T840 DPRZ LT80 LO2 DALI | DALI-dimmable, I, IP40, IK05, UGR≤19, matt micro-prismatic polycarbonate diffuser, slim light grey aluminium body | 857 | 39 | 75 |  | 100000/L80B10 | 3 | 1450 | 14 | 104 | 80+ | 4000 | 214.14
| DM1124937 | Decor S LED1x2050 K135 T840 DPRZ LT80 LO3 DALI | DALI-dimmable, I, IP40, IK05, UGR≤19, matt micro-prismatic polycarbonate diffuser, slim light grey aluminium body | 857 | 39 | 75 |  | 100000/L80B10 | 3 | 2027 | 20.2 | 100 | 80+ | 4000 | 215
| DM1124938 | Decor S LED1x3050 K136 T840 DPRZ LT80 LO4 DALI | DALI-dimmable, I, IP40, IK05, UGR≤19, matt micro-prismatic polycarbonate diffuser, slim light grey aluminium body | 857 | 39 | 75 |  | 100000/L80B10 | 3 | 3041 | 29.5 | 103 | 80+ | 4000 | 218.397
| DM1124939 | Decor S LED1x1250 K137 T840 DPRZ LT80 LO1 DALI | DALI-dimmable, I, IP40, IK05, UGR≤16, matt micro-prismatic polycarbonate diffuser, slim light grey aluminium body | 997 | 39 | 75 |  | 100000/L80B10 | 3 | 1228 | 11.6 | 106 | 80+ | 4000 | 237.747
| DM1124940 | Decor S LED1x1700 K138 T840 DPRZ LT80 LO2 DALI | DALI-dimmable, I, IP40, IK05, UGR≤19, matt micro-prismatic polycarbonate diffuser, slim light grey aluminium body | 997 | 39 | 75 |  | 100000/L80B10 | 3 | 1692 | 15.9 | 106 | 80+ | 4000 | 237.747
| DM1124941 | Decor S LED1x2400 K139 T840 DPRZ LT80 LO3 DALI | DALI-dimmable, I, IP40, IK05, UGR≤19, matt micro-prismatic polycarbonate diffuser, slim light grey aluminium body | 997 | 39 | 75 |  | 100000/L80B10 | 3 | 2365 | 23 | 103 | 80+ | 4000 | 237.747
| DM1124942 | Decor S LED1x1450 K140 T840 DPRZ LT80 LO1 DALI | DALI-dimmable, I, IP40, IK05, UGR≤16, matt micro-prismatic polycarbonate diffuser, slim light grey aluminium body | 1137 | 39 | 75 |  | 100000/L80B10 | 3 | 1404 | 13.1 | 107 | 80+ | 4000 | 240.198
| DM1124943 | Decor S LED1x1950 K141 T840 DPRZ LT80 LO2 DALI | DALI-dimmable, I, IP40, IK05, UGR≤19, matt micro-prismatic polycarbonate diffuser, slim light grey aluminium body | 1137 | 39 | 75 |  | 100000/L80B10 | 3 | 1934 | 18 | 107 | 80+ | 4000 | 240.198
| DM1124944 | Decor S LED1x2750 K142 T840 DPRZ LT80 LO3 DALI | DALI-dimmable, I, IP40, IK05, UGR≤19, matt micro-prismatic polycarbonate diffuser, slim light grey aluminium body | 1137 | 39 | 75 |  | 100000/L80B10 | 3 | 2703 | 26.3 | 103 | 80+ | 4000 | 240.198
| DM1124945 | Decor S LED1x4100 K143 T840 DPRZ LT80 LO4 DALI | DALI-dimmable, I, IP40, IK05, UGR≤19, matt micro-prismatic polycarbonate diffuser, slim light grey aluminium body | 1137 | 39 | 75 |  | 100000/L80B10 | 3 | 4055 | 38.1 | 106 | 80+ | 4000 | 255.893
| DM1124946 | Decor S LED1x1600 K144 T840 DPRZ LT80 LO1 DALI | DALI-dimmable, I, IP40, IK05, UGR≤16, matt micro-prismatic polycarbonate diffuser, slim light grey aluminium body | 1277 | 39 | 75 |  | 100000/L80B10 | 3 | 1579 | 14.5 | 109 | 80+ | 4000 | 267.202
| DM1124947 | Decor S LED1x2200 K145 T840 DPRZ LT80 LO2 DALI | DALI-dimmable, I, IP40, IK05, UGR≤19, matt micro-prismatic polycarbonate diffuser, slim light grey aluminium body | 1277 | 39 | 75 |  | 100000/L80B10 | 3 | 2175 | 20.2 | 108 | 80+ | 4000 | 267.202
| DM1124948 | Decor S LED1x3050 K146 T840 DPRZ LT80 LO3 DALI | DALI-dimmable, I, IP40, IK05, UGR≤19, matt micro-prismatic polycarbonate diffuser, slim light grey aluminium body | 1277 | 39 | 75 |  | 100000/L80B10 | 3 | 3041 | 29.6 | 103 | 80+ | 4000 | 268.105
| DM1124949 | Decor S LED1x1800 K147 T840 DPRZ LT80 LO1 DALI | DALI-dimmable, I, IP40, IK05, UGR≤16, matt micro-prismatic polycarbonate diffuser, slim light grey aluminium body | 1417 | 39 | 75 |  | 100000/L80B10 | 3 | 1755 | 16.6 | 106 | 80+ | 4000 | 281.951
| DM1124950 | Decor S LED1x2450 K148 T840 DPRZ LT80 LO2 DALI | DALI-dimmable, I, IP40, IK05, UGR≤19, matt micro-prismatic polycarbonate diffuser, slim light grey aluminium body | 1417 | 39 | 75 |  | 100000/L80B10 | 3 | 2417 | 23 | 105 | 80+ | 4000 | 281.951
| DM1124951 | Decor S LED1x3400 K149 T840 DPRZ LT80 LO3 DALI | DALI-dimmable, I, IP40, IK05, UGR≤19, matt micro-prismatic polycarbonate diffuser, slim light grey aluminium body | 1417 | 39 | 75 |  | 100000/L80B10 | 3 | 3379 | 31.7 | 107 | 80+ | 4000 | 286.251
| DM1124952 | Decor S LED1x5100 K150 T840 DPRZ LT80 LO4 DALI | DALI-dimmable, I, IP40, IK05, UGR≤19, matt micro-prismatic polycarbonate diffuser, slim light grey aluminium body | 1417 | 39 | 75 |  | 100000/L80B10 | 3 | 5068 | 47.6 | 106 | 80+ | 4000 | 294.206
| DM1124953 | Decor S LED1x2150 K151 T840 DPRZ LT80 LO1 DALI | DALI-dimmable, I, IP40, IK05, UGR≤16, matt micro-prismatic polycarbonate diffuser, slim light grey aluminium body | 1697 | 39 | 75 |  | 100000/L80B10 | 3 | 2106 | 19.4 | 109 | 80+ | 4000 | 315.792
| DM1124954 | Decor S LED1x2950 K152 T840 DPRZ LT80 LO2 DALI | DALI-dimmable, I, IP40, IK05, UGR≤19, matt micro-prismatic polycarbonate diffuser, slim light grey aluminium body | 1697 | 39 | 75 |  | 100000/L80B10 | 3 | 2901 | 27.3 | 106 | 80+ | 4000 | 315.792
| DM1124955 | Decor S LED1x4100 K153 T840 DPRZ LT80 LO3 DALI | DALI-dimmable, I, IP40, IK05, UGR≤19, matt micro-prismatic polycarbonate diffuser, slim light grey aluminium body | 1697 | 39 | 75 |  | 100000/L80B10 | 3 | 4055 | 38.1 | 106 | 80+ | 4000 | 320.307
| DM1124956 | Decor S LED1x6100 K154 T840 DPRZ LT80 LO4 DALI | DALI-dimmable, I, IP40, IK05, UGR≤19, matt micro-prismatic polycarbonate diffuser, slim light grey aluminium body | 1697 | 39 | 75 |  | 100000/L80B10 | 3 | 6082 | 57.1 | 107 | 80+ | 4000 | 333.25
| DM1124957 | Decor S LED1x2500 K155 T840 DPRZ LT80 LO1 DALI | DALI-dimmable, I, IP40, IK05, UGR≤16, matt micro-prismatic polycarbonate diffuser, slim light grey aluminium body | 1977 | 39 | 75 |  | 100000/L80B10 | 3 | 2457 | 22.4 | 110 | 80+ | 4000 | 325.553
| DM1124958 | Decor S LED1x3400 K156 T840 DPRZ LT80 LO2 DALI | DALI-dimmable, I, IP40, IK05, UGR≤19, matt micro-prismatic polycarbonate diffuser, slim light grey aluminium body | 1977 | 39 | 75 |  | 100000/L80B10 | 3 | 3384 | 31.5 | 107 | 80+ | 4000 | 325.553
| DM1124959 | Decor S LED1x4750 K157 T840 DPRZ LT80 LO3 DALI | DALI-dimmable, I, IP40, IK05, UGR≤19, matt micro-prismatic polycarbonate diffuser, slim light grey aluminium body | 1977 | 39 | 75 |  | 100000/L80B10 | 3 | 4730 | 44.4 | 107 | 80+ | 4000 | 329.853
| DM1124960 | Decor S LED1x7650 K158 T840 DPRZ LT80 LO4 DALI | DALI-dimmable, I, IP40, IK05, UGR≤19, matt micro-prismatic polycarbonate diffuser, slim light grey aluminium body | 2117 | 39 | 75 |  | 100000/L80B10 | 3 | 7602 | 71.3 | 107 | 80+ | 4000 | 393.192
| DM1124961 | Decor S LED1x2850 K159 T840 DPRZ LT80 LO1 DALI | DALI-dimmable, I, IP40, IK05, UGR≤16, matt micro-prismatic polycarbonate diffuser, slim light grey aluminium body | 2257 | 39 | 75 |  | 100000/L80B10 | 3 | 2808 | 25.3 | 111 | 80+ | 4000 | 387.301
| DM1124962 | Decor S LED1x3900 K160 T840 DPRZ LT80 LO2 DALI | DALI-dimmable, I, IP40, IK05, UGR≤19, matt micro-prismatic polycarbonate diffuser, slim light grey aluminium body | 2257 | 39 | 75 |  | 100000/L80B10 | 3 | 3867 | 35.5 | 109 | 80+ | 4000 | 387.301
| DM1124963 | Decor S LED1x5450 K161 T840 DPRZ LT80 LO3 DALI | DALI-dimmable, I, IP40, IK05, UGR≤19, matt micro-prismatic polycarbonate diffuser, slim light grey aluminium body | 2257 | 39 | 75 |  | 100000/L80B10 | 3 | 5406 | 50.8 | 106 | 80+ | 4000 | 391.601
| DM1124964 | Decor S LED1x3200 K163 T840 DPRZ LT80 LO1 DALI | DALI-dimmable, I, IP40, IK05, UGR≤16, matt micro-prismatic polycarbonate diffuser, slim light grey aluminium body | 2537 | 39 | 75 |  | 100000/L80B10 | 3 | 3159 | 27.5 | 115 | 80+ | 4000 | 451.5
| DM1124965 | Decor S LED1x4400 K164 T840 DPRZ LT80 LO2 DALI | DALI-dimmable, I, IP40, IK05, UGR≤19, matt micro-prismatic polycarbonate diffuser, slim light grey aluminium body | 2537 | 39 | 75 |  | 100000/L80B10 | 3 | 4351 | 40 | 109 | 80+ | 4000 | 451.5
| DM1124966 | Decor S LED1x6100 K165 T840 DPRZ LT80 LO3 DALI | DALI-dimmable, I, IP40, IK05, UGR≤19, matt micro-prismatic polycarbonate diffuser, slim light grey aluminium body | 2537 | 39 | 75 |  | 100000/L80B10 | 3 | 6082 | 57.1 | 107 | 80+ | 4000 | 457.606
| DM1124967 | Decor S LED1x3700 K167 T840 DPRZ LT80 LO1 DALI | DALI-dimmable, I, IP40, IK05, UGR≤16, matt micro-prismatic polycarbonate diffuser, slim light grey aluminium body | 2957 | 39 | 75 |  | 100000/L80B10 | 3 | 3685 | 32 | 115 | 80+ | 4000 | 477.601
| DM1124968 | Decor S LED1x5100 K168 T840 DPRZ LT80 LO2 DALI | DALI-dimmable, I, IP40, IK05, UGR≤19, matt micro-prismatic polycarbonate diffuser, slim light grey aluminium body | 2957 | 39 | 75 |  | 100000/L80B10 | 3 | 5076 | 46.1 | 110 | 80+ | 4000 | 476.698
| DM1124969 | Decor S LED1x7100 K169 T840 DPRZ LT80 LO3 DALI | DALI-dimmable, I, IP40, IK05, UGR≤19, matt micro-prismatic polycarbonate diffuser, slim light grey aluminium body | 2957 | 39 | 75 |  | 100000/L80B10 | 3 | 7095 | 66.7 | 106 | 80+ | 4000 | 482.89
| DM1124970 | Decor S LED1x800 K125 T830 OP LO1 DALI 1LIN L | DALI-dimmable, I, IP40, IK05, opal polycarbonate diffuser, slim light grey aluminium body, for in-line connection, first/end luminaire. | 568 | 39 | 75 |  | 100000/L80B10 | 3 | 728 | 6.8 | 107 | 80+ | 3000 | 182.75
| DM1124971 | Decor S LED1x1050 K126 T830 OP LO2 DALI 1LIN L | DALI-dimmable, I, IP40, IK05, opal polycarbonate diffuser, slim light grey aluminium body, for in-line connection, first/end luminaire. | 568 | 39 | 75 |  | 100000/L80B10 | 3 | 1003 | 9.5 | 106 | 80+ | 3000 | 182.75
| DM1124972 | Decor S LED1x1500 K127 T830 OP LO3 DALI 1LIN L | DALI-dimmable, I, IP40, IK05, opal polycarbonate diffuser, slim light grey aluminium body, for in-line connection, first/end luminaire. | 568 | 39 | 75 |  | 100000/L80B10 | 3 | 1402 | 13.8 | 102 | 80+ | 3000 | 183.696
| DM1124973 | Decor S LED1x2200 K128 T830 OP LO4 DALI 1LIN L | DALI-dimmable, I, IP40, IK05, opal polycarbonate diffuser, slim light grey aluminium body, for in-line connection, first/end luminaire. | 568 | 39 | 75 |  | 100000/L80B10 | 3 | 2103 | 19.9 | 106 | 80+ | 3000 | 186.19
| DM1124974 | Decor S LED1x950 K129 T830 OP LO1 DALI 1LIN L | DALI-dimmable, I, IP40, IK05, opal polycarbonate diffuser, slim light grey aluminium body, for in-line connection, first/end luminaire. | 708 | 39 | 75 |  | 100000/L80B10 | 3 | 910 | 8.2 | 111 | 80+ | 3000 | 204.551
| DM1124975 | Decor S LED1x1350 K130 T830 OP LO2 DALI 1LIN L | DALI-dimmable, I, IP40, IK05, opal polycarbonate diffuser, slim light grey aluminium body, for in-line connection, first/end luminaire. | 708 | 39 | 75 |  | 100000/L80B10 | 3 | 1254 | 11.6 | 108 | 80+ | 3000 | 204.551
| DM1124976 | Decor S LED1x1850 K131 T830 OP LO3 DALI 1LIN L | DALI-dimmable, I, IP40, IK05, opal polycarbonate diffuser, slim light grey aluminium body, for in-line connection, first/end luminaire. | 708 | 39 | 75 |  | 100000/L80B10 | 3 | 1752 | 16.8 | 104 | 80+ | 3000 | 204.551
| DM1124977 | Decor S LED1x2750 K132 T830 OP LO4 DALI 1LIN L | DALI-dimmable, I, IP40, IK05, opal polycarbonate diffuser, slim light grey aluminium body, for in-line connection, first/end luminaire. | 708 | 39 | 75 |  | 100000/L80B10 | 3 | 2628 | 24.6 | 107 | 80+ | 3000 | 207.948
| DM1124978 | Decor S LED1x1150 K133 T830 OP LO1 DALI 1LIN L | DALI-dimmable, I, IP40, IK05, opal polycarbonate diffuser, slim light grey aluminium body, for in-line connection, first/end luminaire. | 848 | 39 | 75 |  | 100000/L80B10 | 3 | 1092 | 10.1 | 108 | 80+ | 3000 | 223.643
| DM1124979 | Decor S LED1x1600 K134 T830 OP LO2 DALI 1LIN L | DALI-dimmable, I, IP40, IK05, opal polycarbonate diffuser, slim light grey aluminium body, for in-line connection, first/end luminaire. | 848 | 39 | 75 |  | 100000/L80B10 | 3 | 1504 | 14 | 107 | 80+ | 3000 | 223.643
| DM1124980 | Decor S LED1x2200 K135 T830 OP LO3 DALI 1LIN L | DALI-dimmable, I, IP40, IK05, opal polycarbonate diffuser, slim light grey aluminium body, for in-line connection, first/end luminaire. | 848 | 39 | 75 |  | 100000/L80B10 | 3 | 2103 | 20.2 | 104 | 80+ | 3000 | 223.643
| DM1124981 | Decor S LED1x3300 K136 T830 OP LO4 DALI 1LIN L | DALI-dimmable, I, IP40, IK05, opal polycarbonate diffuser, slim light grey aluminium body, for in-line connection, first/end luminaire. | 848 | 39 | 75 |  | 100000/L80B10 | 3 | 3154 | 29.5 | 107 | 80+ | 3000 | 227.255
| DM1124982 | Decor S LED1x1350 K137 T830 OP LO1 DALI 1LIN L | DALI-dimmable, I, IP40, IK05, opal polycarbonate diffuser, slim light grey aluminium body, for in-line connection, first/end luminaire. | 988 | 39 | 75 |  | 100000/L80B10 | 3 | 1274 | 11.6 | 110 | 80+ | 3000 | 245.444
| DM1124983 | Decor S LED1x1850 K138 T830 OP LO2 DALI 1LIN L | DALI-dimmable, I, IP40, IK05, opal polycarbonate diffuser, slim light grey aluminium body, for in-line connection, first/end luminaire. | 988 | 39 | 75 |  | 100000/L80B10 | 3 | 1755 | 15.9 | 110 | 80+ | 3000 | 245.444
| DM1124984 | Decor S LED1x2600 K139 T830 OP LO3 DALI 1LIN L | DALI-dimmable, I, IP40, IK05, opal polycarbonate diffuser, slim light grey aluminium body, for in-line connection, first/end luminaire. | 988 | 39 | 75 |  | 100000/L80B10 | 3 | 2453 | 23 | 107 | 80+ | 3000 | 245.444
| DM1124985 | Decor S LED1x1550 K140 T830 OP LO1 DALI 1LIN L | DALI-dimmable, I, IP40, IK05, opal polycarbonate diffuser, slim light grey aluminium body, for in-line connection, first/end luminaire. | 1128 | 39 | 75 |  | 100000/L80B10 | 3 | 1456 | 13.1 | 111 | 80+ | 3000 | 248.153
| DM1124986 | Decor S LED1x2100 K141 T830 OP LO2 DALI 1LIN L | DALI-dimmable, I, IP40, IK05, opal polycarbonate diffuser, slim light grey aluminium body, for in-line connection, first/end luminaire. | 1128 | 39 | 75 |  | 100000/L80B10 | 3 | 2006 | 18 | 111 | 80+ | 3000 | 248.153
| DM1124987 | Decor S LED1x2950 K142 T830 OP LO3 DALI 1LIN L | DALI-dimmable, I, IP40, IK05, opal polycarbonate diffuser, slim light grey aluminium body, for in-line connection, first/end luminaire. | 1128 | 39 | 75 |  | 100000/L80B10 | 3 | 2804 | 26.3 | 107 | 80+ | 3000 | 248.153
| DM1124988 | Decor S LED1x4400 K143 T830 OP LO4 DALI 1LIN L | DALI-dimmable, I, IP40, IK05, opal polycarbonate diffuser, slim light grey aluminium body, for in-line connection, first/end luminaire. | 1128 | 39 | 75 |  | 100000/L80B10 | 3 | 4206 | 38.1 | 110 | 80+ | 3000 | 263.59
| DM1124989 | Decor S LED1x1750 K144 T830 OP LO1 DALI 1LIN L | DALI-dimmable, I, IP40, IK05, opal polycarbonate diffuser, slim light grey aluminium body, for in-line connection, first/end luminaire. | 1268 | 39 | 75 |  | 100000/L80B10 | 3 | 1638 | 14.5 | 113 | 80+ | 3000 | 274.039
| DM1124990 | Decor S LED1x2400 K145 T830 OP LO2 DALI 1LIN L | DALI-dimmable, I, IP40, IK05, opal polycarbonate diffuser, slim light grey aluminium body, for in-line connection, first/end luminaire. | 1268 | 39 | 75 |  | 100000/L80B10 | 3 | 2256 | 20.2 | 112 | 80+ | 3000 | 274.039
| DM1124991 | Decor S LED1x3300 K146 T830 OP LO3 DALI 1LIN L | DALI-dimmable, I, IP40, IK05, opal polycarbonate diffuser, slim light grey aluminium body, for in-line connection, first/end luminaire. | 1268 | 39 | 75 |  | 100000/L80B10 | 3 | 3154 | 29.6 | 107 | 80+ | 3000 | 274.039
| DM1124992 | Decor S LED1x1900 K147 T830 OP LO1 DALI 1LIN L | DALI-dimmable, I, IP40, IK05, opal polycarbonate diffuser, slim light grey aluminium body, for in-line connection, first/end luminaire. | 1408 | 39 | 75 |  | 100000/L80B10 | 3 | 1820 | 16.6 | 110 | 80+ | 3000 | 289.003
| DM1124993 | Decor S LED1x2650 K148 T830 OP LO2 DALI 1LIN L | DALI-dimmable, I, IP40, IK05, opal polycarbonate diffuser, slim light grey aluminium body, for in-line connection, first/end luminaire. | 1408 | 39 | 75 |  | 100000/L80B10 | 3 | 2507 | 23 | 109 | 80+ | 3000 | 289.003
| DM1124994 | Decor S LED1x3700 K149 T830 OP LO3 DALI 1LIN L | DALI-dimmable, I, IP40, IK05, opal polycarbonate diffuser, slim light grey aluminium body, for in-line connection, first/end luminaire. | 1408 | 39 | 75 |  | 100000/L80B10 | 3 | 3505 | 31.7 | 111 | 80+ | 3000 | 293.303
| DM1124995 | Decor S LED1x5500 K150 T830 OP LO4 DALI 1LIN L | DALI-dimmable, I, IP40, IK05, opal polycarbonate diffuser, slim light grey aluminium body, for in-line connection, first/end luminaire. | 1408 | 39 | 75 |  | 100000/L80B10 | 3 | 5257 | 47.6 | 110 | 80+ | 3000 | 301
| DM1124996 | Decor S LED1x2300 K151 T830 OP LO1 DALI 1LIN L | DALI-dimmable, I, IP40, IK05, opal polycarbonate diffuser, slim light grey aluminium body, for in-line connection, first/end luminaire. | 1688 | 39 | 75 |  | 100000/L80B10 | 3 | 2184 | 19.4 | 113 | 80+ | 3000 | 320.995
| DM1124997 | Decor S LED1x3150 K152 T830 OP LO2 DALI 1LIN L | DALI-dimmable, I, IP40, IK05, opal polycarbonate diffuser, slim light grey aluminium body, for in-line connection, first/end luminaire. | 1688 | 39 | 75 |  | 100000/L80B10 | 3 | 3009 | 27.3 | 110 | 80+ | 3000 | 320.995
| DM1124998 | Decor S LED1x4400 K153 T830 OP LO3 DALI 1LIN L | DALI-dimmable, I, IP40, IK05, opal polycarbonate diffuser, slim light grey aluminium body, for in-line connection, first/end luminaire. | 1688 | 39 | 75 |  | 100000/L80B10 | 3 | 4206 | 38.1 | 110 | 80+ | 3000 | 325.553
| DM1124999 | Decor S LED1x6600 K154 T830 OP LO4 DALI 1LIN L | DALI-dimmable, I, IP40, IK05, opal polycarbonate diffuser, slim light grey aluminium body, for in-line connection, first/end luminaire. | 1688 | 39 | 75 |  | 100000/L80B10 | 3 | 6308 | 57.1 | 110 | 80+ | 3000 | 338.496
| DM1125000 | Decor S LED1x2700 K155 T830 OP LO1 DALI 1LIN L | DALI-dimmable, I, IP40, IK05, opal polycarbonate diffuser, slim light grey aluminium body, for in-line connection, first/end luminaire. | 1968 | 39 | 75 |  | 100000/L80B10 | 3 | 2548 | 22.4 | 114 | 80+ | 3000 | 335.056
| DM1125001 | Decor S LED1x3700 K156 T830 OP LO2 DALI 1LIN L | DALI-dimmable, I, IP40, IK05, opal polycarbonate diffuser, slim light grey aluminium body, for in-line connection, first/end luminaire. | 1968 | 39 | 75 |  | 100000/L80B10 | 3 | 3510 | 31.5 | 111 | 80+ | 3000 | 335.056
| DM1125002 | Decor S LED1x5150 K157 T830 OP LO3 DALI 1LIN L | DALI-dimmable, I, IP40, IK05, opal polycarbonate diffuser, slim light grey aluminium body, for in-line connection, first/end luminaire. | 1968 | 39 | 75 |  | 100000/L80B10 | 3 | 4906 | 44.4 | 110 | 80+ | 3000 | 339.399
| DM1125003 | Decor S LED1x82500 K158 T830 OP LO4 DALI 1LIN L | DALI-dimmable, I, IP40, IK05, opal polycarbonate diffuser, slim light grey aluminium body, for in-line connection, first/end luminaire. | 2108 | 39 | 75 |  | 100000/L80B10 | 3 | 7886 | 71.3 | 111 | 80+ | 3000 | 401.147
| DM1125004 | Decor S LED1x3050 K159 T830 OP LO1 DALI 1LIN L | DALI-dimmable, I, IP40, IK05, opal polycarbonate diffuser, slim light grey aluminium body, for in-line connection, first/end luminaire. | 2248 | 39 | 75 |  | 100000/L80B10 | 3 | 2913 | 25.3 | 115 | 80+ | 3000 | 394.052
| DM1125005 | Decor S LED1x4200 K160 T830 OP LO2 DALI 1LIN L | DALI-dimmable, I, IP40, IK05, opal polycarbonate diffuser, slim light grey aluminium body, for in-line connection, first/end luminaire. | 2248 | 39 | 75 |  | 100000/L80B10 | 3 | 4011 | 35.5 | 113 | 80+ | 3000 | 394.052
| DM1125006 | Decor S LED1x5850 K161 T830 OP LO3 DALI 1LIN L | DALI-dimmable, I, IP40, IK05, opal polycarbonate diffuser, slim light grey aluminium body, for in-line connection, first/end luminaire. | 2248 | 39 | 75 |  | 100000/L80B10 | 3 | 5607 | 50.8 | 110 | 80+ | 3000 | 398.395
| DM1125007 | Decor S LED1x3450 K163 T830 OP LO1 DALI 1LIN L | DALI-dimmable, I, IP40, IK05, opal polycarbonate diffuser, slim light grey aluminium body, for in-line connection, first/end luminaire. | 2528 | 39 | 75 |  | 100000/L80B10 | 3 | 3277 | 27.5 | 119 | 80+ | 3000 | 455.8
| DM1125008 | Decor S LED1x4750 K164 T830 OP LO2 DALI 1LIN L | DALI-dimmable, I, IP40, IK05, opal polycarbonate diffuser, slim light grey aluminium body, for in-line connection, first/end luminaire. | 2528 | 39 | 75 |  | 100000/L80B10 | 3 | 4513 | 40 | 113 | 80+ | 3000 | 455.8
| DM1125009 | Decor S LED1x6600 K165 T830 OP LO3 DALI 1LIN L | DALI-dimmable, I, IP40, IK05, opal polycarbonate diffuser, slim light grey aluminium body, for in-line connection, first/end luminaire. | 2528 | 39 | 75 |  | 100000/L80B10 | 3 | 6308 | 57.1 | 110 | 80+ | 3000 | 461.089
| DM1125010 | Decor S LED1x4000 K167 T830 OP LO1 DALI 1LIN L | DALI-dimmable, I, IP40, IK05, opal polycarbonate diffuser, slim light grey aluminium body, for in-line connection, first/end luminaire. | 2948 | 39 | 75 |  | 100000/L80B10 | 3 | 3823 | 32 | 119 | 80+ | 3000 | 481.041
| DM1125011 | Decor S LED1x5500 K168 T830 OP LO2 DALI 1LIN L | DALI-dimmable, I, IP40, IK05, opal polycarbonate diffuser, slim light grey aluminium body, for in-line connection, first/end luminaire. | 2948 | 39 | 75 |  | 100000/L80B10 | 3 | 5265 | 46.1 | 114 | 80+ | 3000 | 481.041
| DM1125012 | Decor S LED1x7700 K169 T830 OP LO3 DALI 1LIN L | DALI-dimmable, I, IP40, IK05, opal polycarbonate diffuser, slim light grey aluminium body, for in-line connection, first/end luminaire. | 2948 | 39 | 75 |  | 100000/L80B10 | 3 | 7360 | 66.7 | 110 | 80+ | 3000 | 487.147
| DM1125013 | Decor S LED1x800 K125 T840 OP LO1 DALI 1LIN L | DALI-dimmable, I, IP40, IK05, opal polycarbonate diffuser, slim light grey aluminium body, for in-line connection, first/end luminaire. | 568 | 39 | 75 |  | 100000/L80B10 | 3 | 760 | 6.8 | 112 | 80+ | 4000 | 182.75
| DM1125014 | Decor S LED1x1050 K126 T840 OP LO2 DALI 1LIN L | DALI-dimmable, I, IP40, IK05, opal polycarbonate diffuser, slim light grey aluminium body, for in-line connection, first/end luminaire. | 568 | 39 | 75 |  | 100000/L80B10 | 3 | 1046 | 9.5 | 110 | 80+ | 4000 | 182.75
| DM1125015 | Decor S LED1x1500 K127 T840 OP LO3 DALI 1LIN L | DALI-dimmable, I, IP40, IK05, opal polycarbonate diffuser, slim light grey aluminium body, for in-line connection, first/end luminaire. | 568 | 39 | 75 |  | 100000/L80B10 | 3 | 1462 | 13.8 | 106 | 80+ | 4000 | 183.696
| DM1125016 | Decor S LED1x2200 K128 T840 OP LO4 DALI 1LIN L | DALI-dimmable, I, IP40, IK05, opal polycarbonate diffuser, slim light grey aluminium body, for in-line connection, first/end luminaire. | 568 | 39 | 75 |  | 100000/L80B10 | 3 | 2193 | 19.9 | 110 | 80+ | 4000 | 186.19
| DM1125017 | Decor S LED1x950 K129 T840 OP LO1 DALI 1LIN L | DALI-dimmable, I, IP40, IK05, opal polycarbonate diffuser, slim light grey aluminium body, for in-line connection, first/end luminaire. | 708 | 39 | 75 |  | 100000/L80B10 | 3 | 949 | 8.2 | 116 | 80+ | 4000 | 204.551
| DM1125018 | Decor S LED1x1350 K130 T840 OP LO2 DALI 1LIN L | DALI-dimmable, I, IP40, IK05, opal polycarbonate diffuser, slim light grey aluminium body, for in-line connection, first/end luminaire. | 708 | 39 | 75 |  | 100000/L80B10 | 3 | 1308 | 11.6 | 113 | 80+ | 4000 | 204.551
| DM1125019 | Decor S LED1x1850 K131 T840 OP LO3 DALI 1LIN L | DALI-dimmable, I, IP40, IK05, opal polycarbonate diffuser, slim light grey aluminium body, for in-line connection, first/end luminaire. | 708 | 39 | 75 |  | 100000/L80B10 | 3 | 1828 | 16.8 | 109 | 80+ | 4000 | 204.551
| DM1125020 | Decor S LED1x2750 K132 T840 OP LO4 DALI 1LIN L | DALI-dimmable, I, IP40, IK05, opal polycarbonate diffuser, slim light grey aluminium body, for in-line connection, first/end luminaire. | 708 | 39 | 75 |  | 100000/L80B10 | 3 | 2742 | 24.6 | 111 | 80+ | 4000 | 207.948
| DM1125021 | Decor S LED1x1150 K133 T840 OP LO1 DALI 1LIN L | DALI-dimmable, I, IP40, IK05, opal polycarbonate diffuser, slim light grey aluminium body, for in-line connection, first/end luminaire. | 848 | 39 | 75 |  | 100000/L80B10 | 3 | 1139 | 10.1 | 113 | 80+ | 4000 | 223.643
| DM1125022 | Decor S LED1x1600 K134 T840 OP LO2 DALI 1LIN L | DALI-dimmable, I, IP40, IK05, opal polycarbonate diffuser, slim light grey aluminium body, for in-line connection, first/end luminaire. | 848 | 39 | 75 |  | 100000/L80B10 | 3 | 1569 | 14 | 112 | 80+ | 4000 | 223.643
| DM1125023 | Decor S LED1x2200 K135 T840 OP LO3 DALI 1LIN L | DALI-dimmable, I, IP40, IK05, opal polycarbonate diffuser, slim light grey aluminium body, for in-line connection, first/end luminaire. | 848 | 39 | 75 |  | 100000/L80B10 | 3 | 2193 | 20.2 | 109 | 80+ | 4000 | 223.643
| DM1125024 | Decor S LED1x3300 K136 T840 OP LO4 DALI 1LIN L | DALI-dimmable, I, IP40, IK05, opal polycarbonate diffuser, slim light grey aluminium body, for in-line connection, first/end luminaire. | 848 | 39 | 75 |  | 100000/L80B10 | 3 | 3290 | 29.5 | 112 | 80+ | 4000 | 227.255
| DM1125025 | Decor S LED1x1350 K137 T840 OP LO1 DALI 1LIN L | DALI-dimmable, I, IP40, IK05, opal polycarbonate diffuser, slim light grey aluminium body, for in-line connection, first/end luminaire. | 988 | 39 | 75 |  | 100000/L80B10 | 3 | 1329 | 11.6 | 115 | 80+ | 4000 | 245.444
| DM1125026 | Decor S LED1x1850 K138 T840 OP LO2 DALI 1LIN L | DALI-dimmable, I, IP40, IK05, opal polycarbonate diffuser, slim light grey aluminium body, for in-line connection, first/end luminaire. | 988 | 39 | 75 |  | 100000/L80B10 | 3 | 1831 | 15.9 | 115 | 80+ | 4000 | 245.444
| DM1125027 | Decor S LED1x2600 K139 T840 OP LO3 DALI 1LIN L | DALI-dimmable, I, IP40, IK05, opal polycarbonate diffuser, slim light grey aluminium body, for in-line connection, first/end luminaire. | 988 | 39 | 75 |  | 100000/L80B10 | 3 | 2559 | 23 | 111 | 80+ | 4000 | 245.444
| DM1125028 | Decor S LED1x1550 K140 T840 OP LO1 DALI 1LIN L | DALI-dimmable, I, IP40, IK05, opal polycarbonate diffuser, slim light grey aluminium body, for in-line connection, first/end luminaire. | 1128 | 39 | 75 |  | 100000/L80B10 | 3 | 1519 | 13.1 | 116 | 80+ | 4000 | 248.153
| DM1125029 | Decor S LED1x2100 K141 T840 OP LO2 DALI 1LIN L | DALI-dimmable, I, IP40, IK05, opal polycarbonate diffuser, slim light grey aluminium body, for in-line connection, first/end luminaire. | 1128 | 39 | 75 |  | 100000/L80B10 | 3 | 2092 | 18 | 116 | 80+ | 4000 | 248.153
| DM1125030 | Decor S LED1x2950 K142 T840 OP LO3 DALI 1LIN L | DALI-dimmable, I, IP40, IK05, opal polycarbonate diffuser, slim light grey aluminium body, for in-line connection, first/end luminaire. | 1128 | 39 | 75 |  | 100000/L80B10 | 3 | 2925 | 26.3 | 111 | 80+ | 4000 | 248.153
| DM1125031 | Decor S LED1x4400 K143 T840 OP LO4 DALI 1LIN L | DALI-dimmable, I, IP40, IK05, opal polycarbonate diffuser, slim light grey aluminium body, for in-line connection, first/end luminaire. | 1128 | 39 | 75 |  | 100000/L80B10 | 3 | 4387 | 38.1 | 115 | 80+ | 4000 | 263.59
| DM1125032 | Decor S LED1x1750 K144 T840 OP LO1 DALI 1LIN L | DALI-dimmable, I, IP40, IK05, opal polycarbonate diffuser, slim light grey aluminium body, for in-line connection, first/end luminaire. | 1268 | 39 | 75 |  | 100000/L80B10 | 3 | 1709 | 14.5 | 118 | 80+ | 4000 | 274.039
| DM1125033 | Decor S LED1x2400 K145 T840 OP LO2 DALI 1LIN L | DALI-dimmable, I, IP40, IK05, opal polycarbonate diffuser, slim light grey aluminium body, for in-line connection, first/end luminaire. | 1268 | 39 | 75 |  | 100000/L80B10 | 3 | 2354 | 20.2 | 117 | 80+ | 4000 | 274.039
| DM1125034 | Decor S LED1x3300 K146 T840 OP LO3 DALI 1LIN L | DALI-dimmable, I, IP40, IK05, opal polycarbonate diffuser, slim light grey aluminium body, for in-line connection, first/end luminaire. | 1268 | 39 | 75 |  | 100000/L80B10 | 3 | 3290 | 29.6 | 111 | 80+ | 4000 | 274.039
| DM1125035 | Decor S LED1x1900 K147 T840 OP LO1 DALI 1LIN L | DALI-dimmable, I, IP40, IK05, opal polycarbonate diffuser, slim light grey aluminium body, for in-line connection, first/end luminaire. | 1408 | 39 | 75 |  | 100000/L80B10 | 3 | 1899 | 16.6 | 114 | 80+ | 4000 | 289.003
| DM1125036 | Decor S LED1x2650 K148 T840 OP LO2 DALI 1LIN L | DALI-dimmable, I, IP40, IK05, opal polycarbonate diffuser, slim light grey aluminium body, for in-line connection, first/end luminaire. | 1408 | 39 | 75 |  | 100000/L80B10 | 3 | 2615 | 23 | 114 | 80+ | 4000 | 289.003
| DM1125037 | Decor S LED1x3700 K149 T840 OP LO3 DALI 1LIN L | DALI-dimmable, I, IP40, IK05, opal polycarbonate diffuser, slim light grey aluminium body, for in-line connection, first/end luminaire. | 1408 | 39 | 75 |  | 100000/L80B10 | 3 | 3656 | 31.7 | 115 | 80+ | 4000 | 293.303
| DM1125038 | Decor S LED1x5500 K150 T840 OP LO4 DALI 1LIN L | DALI-dimmable, I, IP40, IK05, opal polycarbonate diffuser, slim light grey aluminium body, for in-line connection, first/end luminaire. | 1408 | 39 | 75 |  | 100000/L80B10 | 3 | 5484 | 47.6 | 115 | 80+ | 4000 | 301
| DM1125039 | Decor S LED1x2300 K151 T840 OP LO1 DALI 1LIN L | DALI-dimmable, I, IP40, IK05, opal polycarbonate diffuser, slim light grey aluminium body, for in-line connection, first/end luminaire. | 1688 | 39 | 75 |  | 100000/L80B10 | 3 | 2279 | 19.4 | 117 | 80+ | 4000 | 320.995
| DM1125040 | Decor S LED1x3150 K152 T840 OP LO2 DALI 1LIN L | DALI-dimmable, I, IP40, IK05, opal polycarbonate diffuser, slim light grey aluminium body, for in-line connection, first/end luminaire. | 1688 | 39 | 75 |  | 100000/L80B10 | 3 | 3138 | 27.3 | 115 | 80+ | 4000 | 320.995
| DM1125041 | Decor S LED1x4400 K153 T840 OP LO3 DALI 1LIN L | DALI-dimmable, I, IP40, IK05, opal polycarbonate diffuser, slim light grey aluminium body, for in-line connection, first/end luminaire. | 1688 | 39 | 75 |  | 100000/L80B10 | 3 | 4387 | 38.1 | 115 | 80+ | 4000 | 325.553
| DM1125042 | Decor S LED1x6600 K154 T840 OP LO4 DALI 1LIN L | DALI-dimmable, I, IP40, IK05, opal polycarbonate diffuser, slim light grey aluminium body, for in-line connection, first/end luminaire. | 1688 | 39 | 75 |  | 100000/L80B10 | 3 | 6580 | 57.1 | 115 | 80+ | 4000 | 338.496
| DM1125043 | Decor S LED1x2700 K155 T840 OP LO1 DALI 1LIN L | DALI-dimmable, I, IP40, IK05, opal polycarbonate diffuser, slim light grey aluminium body, for in-line connection, first/end luminaire. | 1968 | 39 | 75 |  | 100000/L80B10 | 3 | 2658 | 22.4 | 119 | 80+ | 4000 | 335.056
| DM1125044 | Decor S LED1x3700 K156 T840 OP LO2 DALI 1LIN L | DALI-dimmable, I, IP40, IK05, opal polycarbonate diffuser, slim light grey aluminium body, for in-line connection, first/end luminaire. | 1968 | 39 | 75 |  | 100000/L80B10 | 3 | 3661 | 31.5 | 116 | 80+ | 4000 | 335.056
| DM1125045 | Decor S LED1x5150 K157 T840 OP LO3 DALI 1LIN L | DALI-dimmable, I, IP40, IK05, opal polycarbonate diffuser, slim light grey aluminium body, for in-line connection, first/end luminaire. | 1968 | 39 | 75 |  | 100000/L80B10 | 3 | 5118 | 44.4 | 115 | 80+ | 4000 | 339.399
| DM1125046 | Decor S LED1x8250 K158 T840 OP LO4 DALI 1LIN L | DALI-dimmable, I, IP40, IK05, opal polycarbonate diffuser, slim light grey aluminium body, for in-line connection, first/end luminaire. | 2108 | 39 | 75 |  | 100000/L80B10 | 3 | 8226 | 71.3 | 115 | 80+ | 4000 | 401.147
| DM1125047 | Decor S LED1x3050 K159 T840 OP LO1 DALI 1LIN L | DALI-dimmable, I, IP40, IK05, opal polycarbonate diffuser, slim light grey aluminium body, for in-line connection, first/end luminaire. | 2248 | 39 | 75 |  | 100000/L80B10 | 3 | 3038 | 25.3 | 120 | 80+ | 4000 | 394.052
| DM1125048 | Decor S LED1x4200 K160 T840 OP LO2 DALI 1LIN L | DALI-dimmable, I, IP40, IK05, opal polycarbonate diffuser, slim light grey aluminium body, for in-line connection, first/end luminaire. | 2248 | 39 | 75 |  | 100000/L80B10 | 3 | 4184 | 35.5 | 118 | 80+ | 4000 | 394.052
| DM1125049 | Decor S LED1x5850 K161 T840 OP LO3 DALI 1LIN L | DALI-dimmable, I, IP40, IK05, opal polycarbonate diffuser, slim light grey aluminium body, for in-line connection, first/end luminaire. | 2248 | 39 | 75 |  | 100000/L80B10 | 3 | 5849 | 50.8 | 115 | 80+ | 4000 | 398.395
| DM1125050 | Decor S LED1x3450 K163 T840 OP LO1 DALI 1LIN L | DALI-dimmable, I, IP40, IK05, opal polycarbonate diffuser, slim light grey aluminium body, for in-line connection, first/end luminaire. | 2528 | 39 | 75 |  | 100000/L80B10 | 3 | 3418 | 27.5 | 124 | 80+ | 4000 | 455.8
| DM1125051 | Decor S LED1x4750 K164 T840 OP LO2 DALI 1LIN L | DALI-dimmable, I, IP40, IK05, opal polycarbonate diffuser, slim light grey aluminium body, for in-line connection, first/end luminaire. | 2528 | 39 | 75 |  | 100000/L80B10 | 3 | 4708 | 40 | 118 | 80+ | 4000 | 455.8
| DM1125052 | Decor S LED1x6600 K165 T840 OP LO3 DALI 1LIN L | DALI-dimmable, I, IP40, IK05, opal polycarbonate diffuser, slim light grey aluminium body, for in-line connection, first/end luminaire. | 2528 | 39 | 75 |  | 100000/L80B10 | 3 | 6580 | 57.1 | 115 | 80+ | 4000 | 461.089
| DM1125053 | Decor S LED1x4000 K167 T840 OP LO1 DALI 1LIN L | DALI-dimmable, I, IP40, IK05, opal polycarbonate diffuser, slim light grey aluminium body, for in-line connection, first/end luminaire. | 2948 | 39 | 75 |  | 100000/L80B10 | 3 | 3988 | 32 | 125 | 80+ | 4000 | 481.041
| DM1125054 | Decor S LED1x5500 K168 T840 OP LO2 DALI 1LIN L | DALI-dimmable, I, IP40, IK05, opal polycarbonate diffuser, slim light grey aluminium body, for in-line connection, first/end luminaire. | 2948 | 39 | 75 |  | 100000/L80B10 | 3 | 5492 | 46.1 | 119 | 80+ | 4000 | 481.041
| DM1125055 | Decor S LED1x7700 K169 T840 OP LO3 DALI 1LIN L | DALI-dimmable, I, IP40, IK05, opal polycarbonate diffuser, slim light grey aluminium body, for in-line connection, first/end luminaire. | 2948 | 39 | 75 |  | 100000/L80B10 | 3 | 7677 | 66.7 | 115 | 80+ | 4000 | 487.147
| DM1125056 | Decor S LED1x750 K125 T830 DPRZ LT80 LO1 DALI 1LIN L | DALI-dimmable, I, IP40, IK05, UGR≤16, matt micro-prismatic polycarbonate diffuser, slim light grey aluminium body, for in-line connection, first/end luminaire. | 568 | 39 | 75 |  | 100000/L80B10 | 3 | 673 | 6.8 | 99 | 80+ | 3000 | 186.19
| DM1125057 | Decor S LED1x1000 K126 T830 DPRZ LT80 LO2 DALI 1LIN L | DALI-dimmable, I, IP40, IK05, UGR≤19, matt micro-prismatic polycarbonate diffuser, slim light grey aluminium body, for in-line connection, first/end luminaire. | 568 | 39 | 75 |  | 100000/L80B10 | 3 | 927 | 9.5 | 98 | 80+ | 3000 | 186.19
| DM1125058 | Decor S LED1x1400 K127 T830 DPRZ LT80 LO3 DALI 1LIN L | DALI-dimmable, I, IP40, IK05, UGR≤19, matt micro-prismatic polycarbonate diffuser, slim light grey aluminium body, for in-line connection, first/end luminaire. | 568 | 39 | 75 |  | 100000/L80B10 | 3 | 1296 | 13.8 | 94 | 80+ | 3000 | 186.19
| DM1125059 | Decor S LED1x2050 K128 T830 DPRZ LT80 LO4 DALI 1LIN L | DALI-dimmable, I, IP40, IK05, UGR≤19, matt micro-prismatic polycarbonate diffuser, slim light grey aluminium body, for in-line connection, first/end luminaire. | 568 | 39 | 75 |  | 100000/L80B10 | 3 | 1943 | 19.9 | 98 | 80+ | 3000 | 189.802
| DM1125060 | Decor S LED1x900 K129 T830 DPRZ LT80 LO1 DALI 1LIN L | DALI-dimmable, I, IP40, IK05, UGR≤16, matt micro-prismatic polycarbonate diffuser, slim light grey aluminium body, for in-line connection, first/end luminaire. | 708 | 39 | 75 |  | 100000/L80B10 | 3 | 841 | 8.2 | 103 | 80+ | 3000 | 207.948
| DM1125061 | Decor S LED1x1250 K130 T830 DPRZ LT80 LO2 DALI 1LIN L | DALI-dimmable, I, IP40, IK05, UGR≤19, matt micro-prismatic polycarbonate diffuser, slim light grey aluminium body, for in-line connection, first/end luminaire. | 708 | 39 | 75 |  | 100000/L80B10 | 3 | 1159 | 11.6 | 100 | 80+ | 3000 | 207.948
| DM1125062 | Decor S LED1x1700 K131 T830 DPRZ LT80 LO3 DALI 1LIN L | DALI-dimmable, I, IP40, IK05, UGR≤19, matt micro-prismatic polycarbonate diffuser, slim light grey aluminium body, for in-line connection, first/end luminaire. | 708 | 39 | 75 |  | 100000/L80B10 | 3 | 1620 | 16.8 | 96 | 80+ | 3000 | 207.948
| DM1125063 | Decor S LED1x2550 K132 T830 DPRZ LT80 LO4 DALI 1LIN L | DALI-dimmable, I, IP40, IK05, UGR≤19, matt micro-prismatic polycarbonate diffuser, slim light grey aluminium body, for in-line connection, first/end luminaire. | 708 | 39 | 75 |  | 100000/L80B10 | 3 | 2429 | 24.6 | 99 | 80+ | 3000 | 212.291
| DM1125064 | Decor S LED1x1100 K133 T830 DPRZ LT80 LO1 DALI 1LIN L | DALI-dimmable, I, IP40, IK05, UGR≤16, matt micro-prismatic polycarbonate diffuser, slim light grey aluminium body, for in-line connection, first/end luminaire. | 848 | 39 | 75 |  | 100000/L80B10 | 3 | 1009 | 10.1 | 100 | 80+ | 3000 | 228.803
| DM1125065 | Decor S LED1x1450 K134 T830 DPRZ LT80 LO2 DALI 1LIN L | DALI-dimmable, I, IP40, IK05, UGR≤19, matt micro-prismatic polycarbonate diffuser, slim light grey aluminium body, for in-line connection, first/end luminaire. | 848 | 39 | 75 |  | 100000/L80B10 | 3 | 1390 | 14 | 99 | 80+ | 3000 | 228.803
| DM1125066 | Decor S LED1x2050 K135 T830 DPRZ LT80 LO3 DALI 1LIN L | DALI-dimmable, I, IP40, IK05, UGR≤19, matt micro-prismatic polycarbonate diffuser, slim light grey aluminium body, for in-line connection, first/end luminaire. | 848 | 39 | 75 |  | 100000/L80B10 | 3 | 1943 | 20.2 | 96 | 80+ | 3000 | 228.803
| DM1125067 | Decor S LED1x3050 K136 T830 DPRZ LT80 LO4 DALI 1LIN L | DALI-dimmable, I, IP40, IK05, UGR≤19, matt micro-prismatic polycarbonate diffuser, slim light grey aluminium body, for in-line connection, first/end luminaire. | 848 | 39 | 75 |  | 100000/L80B10 | 3 | 2915 | 29.5 | 99 | 80+ | 3000 | 232.458
| DM1125068 | Decor S LED1x1250 K137 T830 DPRZ LT80 LO1 DALI 1LIN L | DALI-dimmable, I, IP40, IK05, UGR≤16, matt micro-prismatic polycarbonate diffuser, slim light grey aluminium body, for in-line connection, first/end luminaire. | 988 | 39 | 75 |  | 100000/L80B10 | 3 | 1178 | 11.6 | 102 | 80+ | 3000 | 251.55
| DM1125069 | Decor S LED1x1700 K138 T830 DPRZ LT80 LO2 DALI 1LIN L | DALI-dimmable, I, IP40, IK05, UGR≤19, matt micro-prismatic polycarbonate diffuser, slim light grey aluminium body, for in-line connection, first/end luminaire. | 988 | 39 | 75 |  | 100000/L80B10 | 3 | 1622 | 15.9 | 102 | 80+ | 3000 | 251.55
| DM1125070 | Decor S LED1x2400 K139 T830 DPRZ LT80 LO3 DALI 1LIN L | DALI-dimmable, I, IP40, IK05, UGR≤19, matt micro-prismatic polycarbonate diffuser, slim light grey aluminium body, for in-line connection, first/end luminaire. | 988 | 39 | 75 |  | 100000/L80B10 | 3 | 2267 | 23 | 99 | 80+ | 3000 | 251.55
| DM1125071 | Decor S LED1x1450 K140 T830 DPRZ LT80 LO1 DALI 1LIN L | DALI-dimmable, I, IP40, IK05, UGR≤16, matt micro-prismatic polycarbonate diffuser, slim light grey aluminium body, for in-line connection, first/end luminaire. | 1128 | 39 | 75 |  | 100000/L80B10 | 3 | 1346 | 13.1 | 103 | 80+ | 3000 | 254.087
| DM1125072 | Decor S LED1x1950 K141 T830 DPRZ LT80 LO2 DALI 1LIN L | DALI-dimmable, I, IP40, IK05, UGR≤19, matt micro-prismatic polycarbonate diffuser, slim light grey aluminium body, for in-line connection, first/end luminaire. | 1128 | 39 | 75 |  | 100000/L80B10 | 3 | 1854 | 18 | 103 | 80+ | 3000 | 254.087
| DM1125073 | Decor S LED1x2750 K142 T830 DPRZ LT80 LO3 DALI 1LIN L | DALI-dimmable, I, IP40, IK05, UGR≤19, matt micro-prismatic polycarbonate diffuser, slim light grey aluminium body, for in-line connection, first/end luminaire. | 1128 | 39 | 75 |  | 100000/L80B10 | 3 | 2591 | 26.3 | 99 | 80+ | 3000 | 254.087
| DM1125074 | Decor S LED1x4100 K143 T830 DPRZ LT80 LO4 DALI 1LIN L | DALI-dimmable, I, IP40, IK05, UGR≤19, matt micro-prismatic polycarbonate diffuser, slim light grey aluminium body, for in-line connection, first/end luminaire. | 1128 | 39 | 75 |  | 100000/L80B10 | 3 | 3887 | 38.1 | 102 | 80+ | 3000 | 269.696
| DM1125075 | Decor S LED1x1600 K144 T830 DPRZ LT80 LO1 DALI 1LIN L | DALI-dimmable, I, IP40, IK05, UGR≤16, matt micro-prismatic polycarbonate diffuser, slim light grey aluminium body, for in-line connection, first/end luminaire. | 1268 | 39 | 75 |  | 100000/L80B10 | 3 | 1514 | 14.5 | 104 | 80+ | 3000 | 281.951
| DM1125076 | Decor S LED1x2200 K145 T830 DPRZ LT80 LO2 DALI 1LIN L | DALI-dimmable, I, IP40, IK05, UGR≤19, matt micro-prismatic polycarbonate diffuser, slim light grey aluminium body, for in-line connection, first/end luminaire. | 1268 | 39 | 75 |  | 100000/L80B10 | 3 | 2086 | 20.2 | 103 | 80+ | 3000 | 281.951
| DM1125077 | Decor S LED1x3050 K146 T830 DPRZ LT80 LO3 DALI 1LIN L | DALI-dimmable, I, IP40, IK05, UGR≤19, matt micro-prismatic polycarbonate diffuser, slim light grey aluminium body, for in-line connection, first/end luminaire. | 1268 | 39 | 75 |  | 100000/L80B10 | 3 | 2915 | 29.6 | 98 | 80+ | 3000 | 281.951
| DM1125078 | Decor S LED1x1800 K147 T830 DPRZ LT80 LO1 DALI 1LIN L | DALI-dimmable, I, IP40, IK05, UGR≤16, matt micro-prismatic polycarbonate diffuser, slim light grey aluminium body, for in-line connection, first/end luminaire. | 1408 | 39 | 75 |  | 100000/L80B10 | 3 | 1682 | 16.6 | 101 | 80+ | 3000 | 296.7
| DM1125079 | Decor S LED1x2450 K148 T830 DPRZ LT80 LO2 DALI 1LIN L | DALI-dimmable, I, IP40, IK05, UGR≤19, matt micro-prismatic polycarbonate diffuser, slim light grey aluminium body, for in-line connection, first/end luminaire. | 1408 | 39 | 75 |  | 100000/L80B10 | 3 | 2317 | 23 | 101 | 80+ | 3000 | 296.7
| DM1125080 | Decor S LED1x3400 K149 T830 DPRZ LT80 LO3 DALI 1LIN L | DALI-dimmable, I, IP40, IK05, UGR≤19, matt micro-prismatic polycarbonate diffuser, slim light grey aluminium body, for in-line connection, first/end luminaire. | 1408 | 39 | 75 |  | 100000/L80B10 | 3 | 3239 | 31.7 | 102 | 80+ | 3000 | 301
| DM1125081 | Decor S LED1x5100 K150 T830 DPRZ LT80 LO4 DALI 1LIN L | DALI-dimmable, I, IP40, IK05, UGR≤19, matt micro-prismatic polycarbonate diffuser, slim light grey aluminium body, for in-line connection, first/end luminaire. | 1408 | 39 | 75 |  | 100000/L80B10 | 3 | 4859 | 47.6 | 102 | 80+ | 3000 | 308.052
| DM1125082 | Decor S LED1x2150 K151 T830 DPRZ LT80 LO1 DALI 1LIN L | DALI-dimmable, I, IP40, IK05, UGR≤16, matt micro-prismatic polycarbonate diffuser, slim light grey aluminium body, for in-line connection, first/end luminaire. | 1688 | 39 | 75 |  | 100000/L80B10 | 3 | 2019 | 19.4 | 104 | 80+ | 3000 | 329.853
| DM1125083 | Decor S LED1x2950 K152 T830 DPRZ LT80 LO2 DALI 1LIN L | DALI-dimmable, I, IP40, IK05, UGR≤19, matt micro-prismatic polycarbonate diffuser, slim light grey aluminium body, for in-line connection, first/end luminaire. | 1688 | 39 | 75 |  | 100000/L80B10 | 3 | 2781 | 27.3 | 102 | 80+ | 3000 | 329.853
| DM1125084 | Decor S LED1x4100 K153 T830 DPRZ LT80 LO3 DALI 1LIN L | DALI-dimmable, I, IP40, IK05, UGR≤19, matt micro-prismatic polycarbonate diffuser, slim light grey aluminium body, for in-line connection, first/end luminaire. | 1688 | 39 | 75 |  | 100000/L80B10 | 3 | 3887 | 38.1 | 102 | 80+ | 3000 | 334.153
| DM1125085 | Decor S LED1x6100 K154 T830 DPRZ LT80 LO4 DALI 1LIN L | DALI-dimmable, I, IP40, IK05, UGR≤19, matt micro-prismatic polycarbonate diffuser, slim light grey aluminium body, for in-line connection, first/end luminaire. | 1688 | 39 | 75 |  | 100000/L80B10 | 3 | 5830 | 57.1 | 102 | 80+ | 3000 | 347.139
| DM1125086 | Decor S LED1x2500 K155 T830 DPRZ LT80 LO1 DALI 1LIN L | DALI-dimmable, I, IP40, IK05, UGR≤16, matt micro-prismatic polycarbonate diffuser, slim light grey aluminium body, for in-line connection, first/end luminaire. | 1968 | 39 | 75 |  | 100000/L80B10 | 3 | 2355 | 22.4 | 105 | 80+ | 3000 | 344.602
| DM1125087 | Decor S LED1x3400 K156 T830 DPRZ LT80 LO2 DALI 1LIN L | DALI-dimmable, I, IP40, IK05, UGR≤19, matt micro-prismatic polycarbonate diffuser, slim light grey aluminium body, for in-line connection, first/end luminaire. | 1968 | 39 | 75 |  | 100000/L80B10 | 3 | 3244 | 31.5 | 103 | 80+ | 3000 | 344.602
| DM1125088 | Decor S LED1x4750 K157 T830 DPRZ LT80 LO3 DALI 1LIN L | DALI-dimmable, I, IP40, IK05, UGR≤19, matt micro-prismatic polycarbonate diffuser, slim light grey aluminium body, for in-line connection, first/end luminaire. | 1968 | 39 | 75 |  | 100000/L80B10 | 3 | 4535 | 44.4 | 102 | 80+ | 3000 | 348.945
| DM1125089 | Decor S LED1x7650 K158 T830 DPRZ LT80 LO4 DALI 1LIN L | DALI-dimmable, I, IP40, IK05, UGR≤19, matt micro-prismatic polycarbonate diffuser, slim light grey aluminium body, for in-line connection, first/end luminaire. | 2108 | 39 | 75 |  | 100000/L80B10 | 3 | 7288 | 71.3 | 102 | 80+ | 3000 | 412.499
| DM1125090 | Decor S LED1x2850 K159 T830 DPRZ LT80 LO1 DALI 1LIN L | DALI-dimmable, I, IP40, IK05, UGR≤16, matt micro-prismatic polycarbonate diffuser, slim light grey aluminium body, for in-line connection, first/end luminaire. | 2248 | 39 | 75 |  | 100000/L80B10 | 3 | 2692 | 25.3 | 106 | 80+ | 3000 | 406.35
| DM1125091 | Decor S LED1x3900 K160 T830 DPRZ LT80 LO2 DALI 1LIN L | DALI-dimmable, I, IP40, IK05, UGR≤19, matt micro-prismatic polycarbonate diffuser, slim light grey aluminium body, for in-line connection, first/end luminaire. | 2248 | 39 | 75 |  | 100000/L80B10 | 3 | 3708 | 35.5 | 104 | 80+ | 3000 | 406.35
| DM1125092 | Decor S LED1x5450 K161 T830 DPRZ LT80 LO3 DALI 1LIN L | DALI-dimmable, I, IP40, IK05, UGR≤19, matt micro-prismatic polycarbonate diffuser, slim light grey aluminium body, for in-line connection, first/end luminaire. | 2248 | 39 | 75 |  | 100000/L80B10 | 3 | 5183 | 50.8 | 102 | 80+ | 3000 | 410.693
| DM1125093 | Decor S LED1x3200 K163 T830 DPRZ LT80 LO1 DALI 1LIN L | DALI-dimmable, I, IP40, IK05, UGR≤16, matt micro-prismatic polycarbonate diffuser, slim light grey aluminium body, for in-line connection, first/end luminaire. | 2528 | 39 | 75 |  | 100000/L80B10 | 3 | 3028 | 27.5 | 110 | 80+ | 3000 | 470.592
| DM1125094 | Decor S LED1x4400 K164 T830 DPRZ LT80 LO2 DALI 1LIN L | DALI-dimmable, I, IP40, IK05, UGR≤19, matt micro-prismatic polycarbonate diffuser, slim light grey aluminium body, for in-line connection, first/end luminaire. | 2528 | 39 | 75 |  | 100000/L80B10 | 3 | 4171 | 40 | 104 | 80+ | 3000 | 470.592
| DM1125095 | Decor S LED1x6100 K165 T830 DPRZ LT80 LO3 DALI 1LIN L | DALI-dimmable, I, IP40, IK05, UGR≤19, matt micro-prismatic polycarbonate diffuser, slim light grey aluminium body, for in-line connection, first/end luminaire. | 2528 | 39 | 75 |  | 100000/L80B10 | 3 | 5830 | 57.1 | 102 | 80+ | 3000 | 476.698
| DM1125096 | Decor S LED1x3700 K167 T830 DPRZ LT80 LO1 DALI 1LIN L | DALI-dimmable, I, IP40, IK05, UGR≤16, matt micro-prismatic polycarbonate diffuser, slim light grey aluminium body, for in-line connection, first/end luminaire. | 2948 | 39 | 75 |  | 100000/L80B10 | 3 | 3533 | 32 | 110 | 80+ | 3000 | 496.693
| DM1125097 | Decor S LED1x5100 K168 T830 DPRZ LT80 LO2 DALI 1LIN L | DALI-dimmable, I, IP40, IK05, UGR≤19, matt micro-prismatic polycarbonate diffuser, slim light grey aluminium body, for in-line connection, first/end luminaire. | 2948 | 39 | 75 |  | 100000/L80B10 | 3 | 4866 | 46.1 | 106 | 80+ | 3000 | 496.693
| DM1125098 | Decor S LED1x7100 K169 T830 DPRZ LT80 LO3 DALI 1LIN L | DALI-dimmable, I, IP40, IK05, UGR≤19, matt micro-prismatic polycarbonate diffuser, slim light grey aluminium body, for in-line connection, first/end luminaire. | 2948 | 39 | 75 |  | 100000/L80B10 | 3 | 6802 | 66.7 | 102 | 80+ | 3000 | 501.896
| DM1125099 | Decor S LED1x750 K125 T840 DPRZ LT80 LO1 DALI 1LIN L | DALI-dimmable, I, IP40, IK05, UGR≤16, matt micro-prismatic polycarbonate diffuser, slim light grey aluminium body, for in-line connection, first/end luminaire. | 568 | 39 | 75 |  | 100000/L80B10 | 3 | 702 | 6.8 | 103 | 80+ | 4000 | 186.19
| DM1125100 | Decor S LED1x1000 K126 T840 DPRZ LT80 LO2 DALI 1LIN L | DALI-dimmable, I, IP40, IK05, UGR≤19, matt micro-prismatic polycarbonate diffuser, slim light grey aluminium body, for in-line connection, first/end luminaire. | 568 | 39 | 75 |  | 100000/L80B10 | 3 | 967 | 9.5 | 102 | 80+ | 4000 | 186.19
| DM1125101 | Decor S LED1x1400 K127 T840 DPRZ LT80 LO3 DALI 1LIN L | DALI-dimmable, I, IP40, IK05, UGR≤19, matt micro-prismatic polycarbonate diffuser, slim light grey aluminium body, for in-line connection, first/end luminaire. | 568 | 39 | 75 |  | 100000/L80B10 | 3 | 1352 | 13.8 | 98 | 80+ | 4000 | 186.19
| DM1125102 | Decor S LED1x2050 K128 T840 DPRZ LT80 LO4 DALI 1LIN L | DALI-dimmable, I, IP40, IK05, UGR≤19, matt micro-prismatic polycarbonate diffuser, slim light grey aluminium body, for in-line connection, first/end luminaire. | 568 | 39 | 75 |  | 100000/L80B10 | 3 | 2027 | 19.9 | 102 | 80+ | 4000 | 189.802
| DM1125103 | Decor S LED1x900 K129 T840 DPRZ LT80 LO1 DALI 1LIN L | DALI-dimmable, I, IP40, IK05, UGR≤16, matt micro-prismatic polycarbonate diffuser, slim light grey aluminium body, for in-line connection, first/end luminaire. | 708 | 39 | 75 |  | 100000/L80B10 | 3 | 877 | 8.2 | 107 | 80+ | 4000 | 207.948
| DM1125104 | Decor S LED1x1250 K130 T840 DPRZ LT80 LO2 DALI 1LIN L | DALI-dimmable, I, IP40, IK05, UGR≤19, matt micro-prismatic polycarbonate diffuser, slim light grey aluminium body, for in-line connection, first/end luminaire. | 708 | 39 | 75 |  | 100000/L80B10 | 3 | 1209 | 11.6 | 104 | 80+ | 4000 | 207.948
| DM1125105 | Decor S LED1x1700 K131 T840 DPRZ LT80 LO3 DALI 1LIN L | DALI-dimmable, I, IP40, IK05, UGR≤19, matt micro-prismatic polycarbonate diffuser, slim light grey aluminium body, for in-line connection, first/end luminaire. | 708 | 39 | 75 |  | 100000/L80B10 | 3 | 1689 | 16.8 | 101 | 80+ | 4000 | 207.948
| DM1125106 | Decor S LED1x2550 K132 T840 DPRZ LT80 LO4 DALI 1LIN L | DALI-dimmable, I, IP40, IK05, UGR≤19, matt micro-prismatic polycarbonate diffuser, slim light grey aluminium body, for in-line connection, first/end luminaire. | 708 | 39 | 75 |  | 100000/L80B10 | 3 | 2534 | 24.6 | 103 | 80+ | 4000 | 212.291
| DM1125107 | Decor S LED1x1100 K133 T840 DPRZ LT80 LO1 DALI 1LIN L | DALI-dimmable, I, IP40, IK05, UGR≤16, matt micro-prismatic polycarbonate diffuser, slim light grey aluminium body, for in-line connection, first/end luminaire. | 848 | 39 | 75 |  | 100000/L80B10 | 3 | 1053 | 10.1 | 104 | 80+ | 4000 | 228.803
| DM1125108 | Decor S LED1x1450 K134 T840 DPRZ LT80 LO2 DALI 1LIN L | DALI-dimmable, I, IP40, IK05, UGR≤19, matt micro-prismatic polycarbonate diffuser, slim light grey aluminium body, for in-line connection, first/end luminaire. | 848 | 39 | 75 |  | 100000/L80B10 | 3 | 1450 | 14 | 104 | 80+ | 4000 | 228.803
| DM1125109 | Decor S LED1x2050 K135 T840 DPRZ LT80 LO3 DALI 1LIN L | DALI-dimmable, I, IP40, IK05, UGR≤19, matt micro-prismatic polycarbonate diffuser, slim light grey aluminium body, for in-line connection, first/end luminaire. | 848 | 39 | 75 |  | 100000/L80B10 | 3 | 2027 | 20.2 | 100 | 80+ | 4000 | 228.803
| DM1125110 | Decor S LED1x3050 K136 T840 DPRZ LT80 LO4 DALI 1LIN L | DALI-dimmable, I, IP40, IK05, UGR≤19, matt micro-prismatic polycarbonate diffuser, slim light grey aluminium body, for in-line connection, first/end luminaire. | 848 | 39 | 75 |  | 100000/L80B10 | 3 | 3041 | 29.5 | 103 | 80+ | 4000 | 232.458
| DM1125111 | Decor S LED1x1250 K137 T840 DPRZ LT80 LO1 DALI 1LIN L | DALI-dimmable, I, IP40, IK05, UGR≤16, matt micro-prismatic polycarbonate diffuser, slim light grey aluminium body, for in-line connection, first/end luminaire. | 988 | 39 | 75 |  | 100000/L80B10 | 3 | 1228 | 11.6 | 106 | 80+ | 4000 | 251.55
| DM1125112 | Decor S LED1x1700 K138 T840 DPRZ LT80 LO2 DALI 1LIN L | DALI-dimmable, I, IP40, IK05, UGR≤19, matt micro-prismatic polycarbonate diffuser, slim light grey aluminium body, for in-line connection, first/end luminaire. | 988 | 39 | 75 |  | 100000/L80B10 | 3 | 1692 | 15.9 | 106 | 80+ | 4000 | 251.55
| DM1125113 | Decor S LED1x2400 K139 T840 DPRZ LT80 LO3 DALI 1LIN L | DALI-dimmable, I, IP40, IK05, UGR≤19, matt micro-prismatic polycarbonate diffuser, slim light grey aluminium body, for in-line connection, first/end luminaire. | 988 | 39 | 75 |  | 100000/L80B10 | 3 | 2365 | 23 | 103 | 80+ | 4000 | 251.55
| DM1125114 | Decor S LED1x1450 K140 T840 DPRZ LT80 LO1 DALI 1LIN L | DALI-dimmable, I, IP40, IK05, UGR≤16, matt micro-prismatic polycarbonate diffuser, slim light grey aluminium body, for in-line connection, first/end luminaire. | 1128 | 39 | 75 |  | 100000/L80B10 | 3 | 1404 | 13.1 | 107 | 80+ | 4000 | 254.087
| DM1125115 | Decor S LED1x1950 K141 T840 DPRZ LT80 LO2 DALI 1LIN L | DALI-dimmable, I, IP40, IK05, UGR≤19, matt micro-prismatic polycarbonate diffuser, slim light grey aluminium body, for in-line connection, first/end luminaire. | 1128 | 39 | 75 |  | 100000/L80B10 | 3 | 1934 | 18 | 107 | 80+ | 4000 | 254.087
| DM1125116 | Decor S LED1x2750 K142 T840 DPRZ LT80 LO3 DALI 1LIN L | DALI-dimmable, I, IP40, IK05, UGR≤19, matt micro-prismatic polycarbonate diffuser, slim light grey aluminium body, for in-line connection, first/end luminaire. | 1128 | 39 | 75 |  | 100000/L80B10 | 3 | 2703 | 26.3 | 103 | 80+ | 4000 | 254.087
| DM1125117 | Decor S LED1x4100 K143 T840 DPRZ LT80 LO4 DALI 1LIN L | DALI-dimmable, I, IP40, IK05, UGR≤19, matt micro-prismatic polycarbonate diffuser, slim light grey aluminium body, for in-line connection, first/end luminaire. | 1128 | 39 | 75 |  | 100000/L80B10 | 3 | 4055 | 38.1 | 106 | 80+ | 4000 | 269.696
| DM1125118 | Decor S LED1x1600 K144 T840 DPRZ LT80 LO1 DALI 1LIN L | DALI-dimmable, I, IP40, IK05, UGR≤16, matt micro-prismatic polycarbonate diffuser, slim light grey aluminium body, for in-line connection, first/end luminaire. | 1268 | 39 | 75 |  | 100000/L80B10 | 3 | 1579 | 14.5 | 109 | 80+ | 4000 | 281.951
| DM1125119 | Decor S LED1x2200 K145 T840 DPRZ LT80 LO2 DALI 1LIN L | DALI-dimmable, I, IP40, IK05, UGR≤19, matt micro-prismatic polycarbonate diffuser, slim light grey aluminium body, for in-line connection, first/end luminaire. | 1268 | 39 | 75 |  | 100000/L80B10 | 3 | 2175 | 20.2 | 108 | 80+ | 4000 | 281.951
| DM1125120 | Decor S LED1x3050 K146 T840 DPRZ LT80 LO3 DALI 1LIN L | DALI-dimmable, I, IP40, IK05, UGR≤19, matt micro-prismatic polycarbonate diffuser, slim light grey aluminium body, for in-line connection, first/end luminaire. | 1268 | 39 | 75 |  | 100000/L80B10 | 3 | 3041 | 29.6 | 103 | 80+ | 4000 | 281.951
| DM1125121 | Decor S LED1x1800 K147 T840 DPRZ LT80 LO1 DALI 1LIN L | DALI-dimmable, I, IP40, IK05, UGR≤16, matt micro-prismatic polycarbonate diffuser, slim light grey aluminium body, for in-line connection, first/end luminaire. | 1408 | 39 | 75 |  | 100000/L80B10 | 3 | 1755 | 16.6 | 106 | 80+ | 4000 | 296.7
| DM1125122 | Decor S LED1x2450 K148 T840 DPRZ LT80 LO2 DALI 1LIN L | DALI-dimmable, I, IP40, IK05, UGR≤19, matt micro-prismatic polycarbonate diffuser, slim light grey aluminium body, for in-line connection, first/end luminaire. | 1408 | 39 | 75 |  | 100000/L80B10 | 3 | 2417 | 23 | 105 | 80+ | 4000 | 296.7
| DM1125123 | Decor S LED1x3400 K149 T840 DPRZ LT80 LO3 DALI 1LIN L | DALI-dimmable, I, IP40, IK05, UGR≤19, matt micro-prismatic polycarbonate diffuser, slim light grey aluminium body, for in-line connection, first/end luminaire. | 1408 | 39 | 75 |  | 100000/L80B10 | 3 | 3379 | 31.7 | 107 | 80+ | 4000 | 301
| DM1125124 | Decor S LED1x5100 K150 T840 DPRZ LT80 LO4 DALI 1LIN L | DALI-dimmable, I, IP40, IK05, UGR≤19, matt micro-prismatic polycarbonate diffuser, slim light grey aluminium body, for in-line connection, first/end luminaire. | 1408 | 39 | 75 |  | 100000/L80B10 | 3 | 5068 | 47.6 | 106 | 80+ | 4000 | 308.052
| DM1125125 | Decor S LED1x2150 K151 T840 DPRZ LT80 LO1 DALI 1LIN L | DALI-dimmable, I, IP40, IK05, UGR≤16, matt micro-prismatic polycarbonate diffuser, slim light grey aluminium body, for in-line connection, first/end luminaire. | 1688 | 39 | 75 |  | 100000/L80B10 | 3 | 2106 | 19.4 | 109 | 80+ | 4000 | 329.853
| DM1125126 | Decor S LED1x2950 K152 T840 DPRZ LT80 LO2 DALI 1LIN L | DALI-dimmable, I, IP40, IK05, UGR≤19, matt micro-prismatic polycarbonate diffuser, slim light grey aluminium body, for in-line connection, first/end luminaire. | 1688 | 39 | 75 |  | 100000/L80B10 | 3 | 2901 | 27.3 | 106 | 80+ | 4000 | 329.853
| DM1125127 | Decor S LED1x4100 K153 T840 DPRZ LT80 LO3 DALI 1LIN L | DALI-dimmable, I, IP40, IK05, UGR≤19, matt micro-prismatic polycarbonate diffuser, slim light grey aluminium body, for in-line connection, first/end luminaire. | 1688 | 39 | 75 |  | 100000/L80B10 | 3 | 4055 | 38.1 | 106 | 80+ | 4000 | 334.153
| DM1125128 | Decor S LED1x6100 K154 T840 DPRZ LT80 LO4 DALI 1LIN L | DALI-dimmable, I, IP40, IK05, UGR≤19, matt micro-prismatic polycarbonate diffuser, slim light grey aluminium body, for in-line connection, first/end luminaire. | 1688 | 39 | 75 |  | 100000/L80B10 | 3 | 6082 | 57.1 | 107 | 80+ | 4000 | 347.139
| DM1125129 | Decor S LED1x2500 K155 T840 DPRZ LT80 LO1 DALI 1LIN L | DALI-dimmable, I, IP40, IK05, UGR≤16, matt micro-prismatic polycarbonate diffuser, slim light grey aluminium body, for in-line connection, first/end luminaire. | 1968 | 39 | 75 |  | 100000/L80B10 | 3 | 2457 | 22.4 | 110 | 80+ | 4000 | 344.602
| DM1125130 | Decor S LED1x3400 K156 T840 DPRZ LT80 LO2 DALI 1LIN L | DALI-dimmable, I, IP40, IK05, UGR≤19, matt micro-prismatic polycarbonate diffuser, slim light grey aluminium body, for in-line connection, first/end luminaire. | 1968 | 39 | 75 |  | 100000/L80B10 | 3 | 3384 | 31.5 | 107 | 80+ | 4000 | 344.602
| DM1125131 | Decor S LED1x4750 K157 T840 DPRZ LT80 LO3 DALI 1LIN L | DALI-dimmable, I, IP40, IK05, UGR≤19, matt micro-prismatic polycarbonate diffuser, slim light grey aluminium body, for in-line connection, first/end luminaire. | 1968 | 39 | 75 |  | 100000/L80B10 | 3 | 4730 | 44.4 | 107 | 80+ | 4000 | 348.945
| DM1125132 | Decor S LED1x7650 K158 T840 DPRZ LT80 LO4 DALI 1LIN L | DALI-dimmable, I, IP40, IK05, UGR≤19, matt micro-prismatic polycarbonate diffuser, slim light grey aluminium body, for in-line connection, first/end luminaire. | 2108 | 39 | 75 |  | 100000/L80B10 | 3 | 7602 | 71.3 | 107 | 80+ | 4000 | 412.499
| DM1125133 | Decor S LED1x2850 K159 T840 DPRZ LT80 LO1 DALI 1LIN L | DALI-dimmable, I, IP40, IK05, UGR≤16, matt micro-prismatic polycarbonate diffuser, slim light grey aluminium body, for in-line connection, first/end luminaire. | 2248 | 39 | 75 |  | 100000/L80B10 | 3 | 2808 | 25.3 | 111 | 80+ | 4000 | 406.35
| DM1125134 | Decor S LED1x3900 K160 T840 DPRZ LT80 LO2 DALI 1LIN L | DALI-dimmable, I, IP40, IK05, UGR≤19, matt micro-prismatic polycarbonate diffuser, slim light grey aluminium body, for in-line connection, first/end luminaire. | 2248 | 39 | 75 |  | 100000/L80B10 | 3 | 3867 | 35.5 | 109 | 80+ | 4000 | 406.35
| DM1125135 | Decor S LED1x5450 K161 T840 DPRZ LT80 LO3 DALI 1LIN L | DALI-dimmable, I, IP40, IK05, UGR≤19, matt micro-prismatic polycarbonate diffuser, slim light grey aluminium body, for in-line connection, first/end luminaire. | 2248 | 39 | 75 |  | 100000/L80B10 | 3 | 5406 | 50.8 | 106 | 80+ | 4000 | 410.693
| DM1125136 | Decor S LED1x3200 K163 T840 DPRZ LT80 LO1 DALI 1LIN L | DALI-dimmable, I, IP40, IK05, UGR≤16, matt micro-prismatic polycarbonate diffuser, slim light grey aluminium body, for in-line connection, first/end luminaire. | 2528 | 39 | 75 |  | 100000/L80B10 | 3 | 3159 | 27.5 | 115 | 80+ | 4000 | 470.592
| DM1125137 | Decor S LED1x4400 K164 T840 DPRZ LT80 LO2 DALI 1LIN L | DALI-dimmable, I, IP40, IK05, UGR≤19, matt micro-prismatic polycarbonate diffuser, slim light grey aluminium body, for in-line connection, first/end luminaire. | 2528 | 39 | 75 |  | 100000/L80B10 | 3 | 4351 | 40 | 109 | 80+ | 4000 | 470.592
| DM1125138 | Decor S LED1x6100 K165 T840 DPRZ LT80 LO3 DALI 1LIN L | DALI-dimmable, I, IP40, IK05, UGR≤19, matt micro-prismatic polycarbonate diffuser, slim light grey aluminium body, for in-line connection, first/end luminaire. | 2528 | 39 | 75 |  | 100000/L80B10 | 3 | 6082 | 57.1 | 107 | 80+ | 4000 | 476.698
| DM1125139 | Decor S LED1x3700 K167 T840 DPRZ LT80 LO1 DALI 1LIN L | DALI-dimmable, I, IP40, IK05, UGR≤16, matt micro-prismatic polycarbonate diffuser, slim light grey aluminium body, for in-line connection, first/end luminaire. | 2948 | 39 | 75 |  | 100000/L80B10 | 3 | 3685 | 32 | 115 | 80+ | 4000 | 496.693
| DM1125140 | Decor S LED1x5100 K168 T840 DPRZ LT80 LO2 DALI 1LIN L | DALI-dimmable, I, IP40, IK05, UGR≤19, matt micro-prismatic polycarbonate diffuser, slim light grey aluminium body, for in-line connection, first/end luminaire. | 2948 | 39 | 75 |  | 100000/L80B10 | 3 | 5076 | 46.1 | 110 | 80+ | 4000 | 496.693
| DM1125141 | Decor S LED1x7100 K169 T840 DPRZ LT80 LO3 DALI 1LIN L | DALI-dimmable, I, IP40, IK05, UGR≤19, matt micro-prismatic polycarbonate diffuser, slim light grey aluminium body, for in-line connection, first/end luminaire. | 2948 | 39 | 75 |  | 100000/L80B10 | 3 | 7095 | 66.7 | 106 | 80+ | 4000 | 501.896
| DM1125142 | Decor S LED1x800 K125 T830 OP LO1 DALI 1LIN LL | DALI-dimmable, I, IP40, IK05, opal polycarbonate diffuser, slim light grey aluminium body, for in-line connection. | 563 | 39 | 75 |  | 100000/L80B10 | 3 | 728 | 6.8 | 107 | 80+ | 3000 | 180.944
| DM1125143 | Decor S LED1x1050 K126 T830 OP LO2 DALI 1LIN LL | DALI-dimmable, I, IP40, IK05, opal polycarbonate diffuser, slim light grey aluminium body, for in-line connection. | 563 | 39 | 75 |  | 100000/L80B10 | 3 | 1003 | 9.5 | 106 | 80+ | 3000 | 180.944
| DM1125144 | Decor S LED1x1500 K127 T830 OP LO3 DALI 1LIN LL | DALI-dimmable, I, IP40, IK05, opal polycarbonate diffuser, slim light grey aluminium body, for in-line connection. | 563 | 39 | 75 |  | 100000/L80B10 | 3 | 1402 | 13.8 | 102 | 80+ | 3000 | 180.944
| DM1125145 | Decor S LED1x2200 K128 T830 OP LO4 DALI 1LIN LL | DALI-dimmable, I, IP40, IK05, opal polycarbonate diffuser, slim light grey aluminium body, for in-line connection. | 563 | 39 | 75 |  | 100000/L80B10 | 3 | 2103 | 19.9 | 106 | 80+ | 3000 | 183.696
| DM1125146 | Decor S LED1x950 K129 T830 OP LO1 DALI 1LIN LL | DALI-dimmable, I, IP40, IK05, opal polycarbonate diffuser, slim light grey aluminium body, for in-line connection. | 703 | 39 | 75 |  | 100000/L80B10 | 3 | 910 | 8.2 | 111 | 80+ | 3000 | 201.842
| DM1125147 | Decor S LED1x1350 K130 T830 OP LO2 DALI 1LIN LL | DALI-dimmable, I, IP40, IK05, opal polycarbonate diffuser, slim light grey aluminium body, for in-line connection. | 703 | 39 | 75 |  | 100000/L80B10 | 3 | 1254 | 11.6 | 108 | 80+ | 3000 | 201.842
| DM1125148 | Decor S LED1x1850 K131 T830 OP LO3 DALI 1LIN LL | DALI-dimmable, I, IP40, IK05, opal polycarbonate diffuser, slim light grey aluminium body, for in-line connection. | 703 | 39 | 75 |  | 100000/L80B10 | 3 | 1752 | 16.8 | 104 | 80+ | 3000 | 201.842
| DM1125149 | Decor S LED1x2750 K132 T830 OP LO4 DALI 1LIN LL | DALI-dimmable, I, IP40, IK05, opal polycarbonate diffuser, slim light grey aluminium body, for in-line connection. | 703 | 39 | 75 |  | 100000/L80B10 | 3 | 2628 | 24.6 | 107 | 80+ | 3000 | 205.497
| DM1125150 | Decor S LED1x1150 K133 T830 OP LO1 DALI 1LIN LL | DALI-dimmable, I, IP40, IK05, opal polycarbonate diffuser, slim light grey aluminium body, for in-line connection. | 843 | 39 | 75 |  | 100000/L80B10 | 3 | 1092 | 10.1 | 108 | 80+ | 3000 | 221.106
| DM1125151 | Decor S LED1x1600 K134 T830 OP LO2 DALI 1LIN LL | DALI-dimmable, I, IP40, IK05, opal polycarbonate diffuser, slim light grey aluminium body, for in-line connection. | 843 | 39 | 75 |  | 100000/L80B10 | 3 | 1504 | 14 | 107 | 80+ | 3000 | 221.106
| DM1125152 | Decor S LED1x2200 K135 T830 OP LO3 DALI 1LIN LL | DALI-dimmable, I, IP40, IK05, opal polycarbonate diffuser, slim light grey aluminium body, for in-line connection. | 843 | 39 | 75 |  | 100000/L80B10 | 3 | 2103 | 20.2 | 104 | 80+ | 3000 | 221.106
| DM1125153 | Decor S LED1x3300 K136 T830 OP LO4 DALI 1LIN LL | DALI-dimmable, I, IP40, IK05, opal polycarbonate diffuser, slim light grey aluminium body, for in-line connection. | 843 | 39 | 75 |  | 100000/L80B10 | 3 | 3154 | 29.5 | 107 | 80+ | 3000 | 224.546
| DM1125154 | Decor S LED1x1350 K137 T830 OP LO1 DALI 1LIN LL | DALI-dimmable, I, IP40, IK05, opal polycarbonate diffuser, slim light grey aluminium body, for in-line connection. | 983 | 39 | 75 |  | 100000/L80B10 | 3 | 1274 | 11.6 | 110 | 80+ | 3000 | 242.907
| DM1125155 | Decor S LED1x1850 K138 T830 OP LO2 DALI 1LIN LL | DALI-dimmable, I, IP40, IK05, opal polycarbonate diffuser, slim light grey aluminium body, for in-line connection. | 983 | 39 | 75 |  | 100000/L80B10 | 3 | 1755 | 15.9 | 110 | 80+ | 3000 | 242.907
| DM1125156 | Decor S LED1x2600 K139 T830 OP LO3 DALI 1LIN LL | DALI-dimmable, I, IP40, IK05, opal polycarbonate diffuser, slim light grey aluminium body, for in-line connection. | 983 | 39 | 75 |  | 100000/L80B10 | 3 | 2453 | 23 | 107 | 80+ | 3000 | 242.907
| DM1125157 | Decor S LED1x1550 K140 T830 OP LO1 DALI 1LIN LL | DALI-dimmable, I, IP40, IK05, opal polycarbonate diffuser, slim light grey aluminium body, for in-line connection. | 1123 | 39 | 75 |  | 100000/L80B10 | 3 | 1456 | 13.1 | 111 | 80+ | 3000 | 245.444
| DM1125158 | Decor S LED1x2100 K141 T830 OP LO2 DALI 1LIN LL | DALI-dimmable, I, IP40, IK05, opal polycarbonate diffuser, slim light grey aluminium body, for in-line connection. | 1123 | 39 | 75 |  | 100000/L80B10 | 3 | 2006 | 18 | 111 | 80+ | 3000 | 245.444
| DM1125159 | Decor S LED1x2950 K142 T830 OP LO3 DALI 1LIN LL | DALI-dimmable, I, IP40, IK05, opal polycarbonate diffuser, slim light grey aluminium body, for in-line connection. | 1123 | 39 | 75 |  | 100000/L80B10 | 3 | 2804 | 26.3 | 107 | 80+ | 3000 | 245.444
| DM1125160 | Decor S LED1x4400 K143 T830 OP LO4 DALI 1LIN LL | DALI-dimmable, I, IP40, IK05, opal polycarbonate diffuser, slim light grey aluminium body, for in-line connection. | 1123 | 39 | 75 |  | 100000/L80B10 | 3 | 4206 | 38.1 | 110 | 80+ | 3000 | 261.053
| DM1125161 | Decor S LED1x1750 K144 T830 OP LO1 DALI 1LIN LL | DALI-dimmable, I, IP40, IK05, opal polycarbonate diffuser, slim light grey aluminium body, for in-line connection. | 1263 | 39 | 75 |  | 100000/L80B10 | 3 | 1638 | 14.5 | 113 | 80+ | 3000 | 271.502
| DM1125162 | Decor S LED1x2400 K145 T830 OP LO2 DALI 1LIN LL | DALI-dimmable, I, IP40, IK05, opal polycarbonate diffuser, slim light grey aluminium body, for in-line connection. | 1263 | 39 | 75 |  | 100000/L80B10 | 3 | 2256 | 20.2 | 112 | 80+ | 3000 | 271.502
| DM1125163 | Decor S LED1x3300 K146 T830 OP LO3 DALI 1LIN LL | DALI-dimmable, I, IP40, IK05, opal polycarbonate diffuser, slim light grey aluminium body, for in-line connection. | 1263 | 39 | 75 |  | 100000/L80B10 | 3 | 3154 | 29.6 | 107 | 80+ | 3000 | 272.405
| DM1125164 | Decor S LED1x1900 K147 T830 OP LO1 DALI 1LIN LL | DALI-dimmable, I, IP40, IK05, opal polycarbonate diffuser, slim light grey aluminium body, for in-line connection. | 1403 | 39 | 75 |  | 100000/L80B10 | 3 | 1820 | 16.6 | 110 | 80+ | 3000 | 286.251
| DM1125165 | Decor S LED1x2650 K148 T830 OP LO2 DALI 1LIN LL | DALI-dimmable, I, IP40, IK05, opal polycarbonate diffuser, slim light grey aluminium body, for in-line connection. | 1403 | 39 | 75 |  | 100000/L80B10 | 3 | 2507 | 23 | 109 | 80+ | 3000 | 286.251
| DM1125166 | Decor S LED1x3700 K149 T830 OP LO3 DALI 1LIN LL | DALI-dimmable, I, IP40, IK05, opal polycarbonate diffuser, slim light grey aluminium body, for in-line connection. | 1403 | 39 | 75 |  | 100000/L80B10 | 3 | 3505 | 31.7 | 111 | 80+ | 3000 | 290.551
| DM1125167 | Decor S LED1x5500 K150 T830 OP LO4 DALI 1LIN LL | DALI-dimmable, I, IP40, IK05, opal polycarbonate diffuser, slim light grey aluminium body, for in-line connection. | 1403 | 39 | 75 |  | 100000/L80B10 | 3 | 5257 | 47.6 | 110 | 80+ | 3000 | 298.549
| DM1125168 | Decor S LED1x2300 K151 T830 OP LO1 DALI 1LIN LL | DALI-dimmable, I, IP40, IK05, opal polycarbonate diffuser, slim light grey aluminium body, for in-line connection. | 1683 | 39 | 75 |  | 100000/L80B10 | 3 | 2184 | 19.4 | 113 | 80+ | 3000 | 318.501
| DM1125169 | Decor S LED1x3150 K152 T830 OP LO2 DALI 1LIN LL | DALI-dimmable, I, IP40, IK05, opal polycarbonate diffuser, slim light grey aluminium body, for in-line connection. | 1683 | 39 | 75 |  | 100000/L80B10 | 3 | 3009 | 27.3 | 110 | 80+ | 3000 | 318.501
| DM1125170 | Decor S LED1x4400 K153 T830 OP LO3 DALI 1LIN LL | DALI-dimmable, I, IP40, IK05, opal polycarbonate diffuser, slim light grey aluminium body, for in-line connection. | 1683 | 39 | 75 |  | 100000/L80B10 | 3 | 4206 | 38.1 | 110 | 80+ | 3000 | 322.801
| DM1125171 | Decor S LED1x6600 K154 T830 OP LO4 DALI 1LIN LL | DALI-dimmable, I, IP40, IK05, opal polycarbonate diffuser, slim light grey aluminium body, for in-line connection. | 1683 | 39 | 75 |  | 100000/L80B10 | 3 | 6308 | 57.1 | 110 | 80+ | 3000 | 335.787
| DM1125172 | Decor S LED1x2700 K155 T830 OP LO1 DALI 1LIN LL | DALI-dimmable, I, IP40, IK05, opal polycarbonate diffuser, slim light grey aluminium body, for in-line connection. | 1963 | 39 | 75 |  | 100000/L80B10 | 3 | 2548 | 22.4 | 114 | 80+ | 3000 | 332.347
| DM1125173 | Decor S LED1x3700 K156 T830 OP LO2 DALI 1LIN LL | DALI-dimmable, I, IP40, IK05, opal polycarbonate diffuser, slim light grey aluminium body, for in-line connection. | 1963 | 39 | 75 |  | 100000/L80B10 | 3 | 3510 | 31.5 | 111 | 80+ | 3000 | 332.347
| DM1125174 | Decor S LED1x5150 K157 T830 OP LO3 DALI 1LIN LL | DALI-dimmable, I, IP40, IK05, opal polycarbonate diffuser, slim light grey aluminium body, for in-line connection. | 1963 | 39 | 75 |  | 100000/L80B10 | 3 | 4906 | 44.4 | 110 | 80+ | 3000 | 336.69
| DM1125175 | Decor S LED1x8250 K158 T830 OP LO4 DALI 1LIN LL | DALI-dimmable, I, IP40, IK05, opal polycarbonate diffuser, slim light grey aluminium body, for in-line connection. | 2103 | 39 | 75 |  | 100000/L80B10 | 3 | 7886 | 71.3 | 111 | 80+ | 3000 | 398.395
| DM1125176 | Decor S LED1x3050 K159 T830 OP LO1 DALI 1LIN LL | DALI-dimmable, I, IP40, IK05, opal polycarbonate diffuser, slim light grey aluminium body, for in-line connection. | 2243 | 39 | 75 |  | 100000/L80B10 | 3 | 2913 | 25.3 | 115 | 80+ | 3000 | 391.601
| DM1125177 | Decor S LED1x4200 K160 T830 OP LO2 DALI 1LIN LL | DALI-dimmable, I, IP40, IK05, opal polycarbonate diffuser, slim light grey aluminium body, for in-line connection. | 2243 | 39 | 75 |  | 100000/L80B10 | 3 | 4011 | 35.5 | 113 | 80+ | 3000 | 391.601
| DM1125178 | Decor S LED1x5850 K161 T830 OP LO3 DALI 1LIN LL | DALI-dimmable, I, IP40, IK05, opal polycarbonate diffuser, slim light grey aluminium body, for in-line connection. | 2243 | 39 | 75 |  | 100000/L80B10 | 3 | 5607 | 50.8 | 110 | 80+ | 3000 | 395.901
| DM1125179 | Decor S LED1x3450 K163 T830 OP LO1 DALI 1LIN LL | DALI-dimmable, I, IP40, IK05, opal polycarbonate diffuser, slim light grey aluminium body, for in-line connection. | 2523 | 39 | 75 |  | 100000/L80B10 | 3 | 3277 | 27.5 | 119 | 80+ | 3000 | 453.349
| DM1125180 | Decor S LED1x4750 K164 T830 OP LO2 DALI 1LIN LL | DALI-dimmable, I, IP40, IK05, opal polycarbonate diffuser, slim light grey aluminium body, for in-line connection. | 2523 | 39 | 75 |  | 100000/L80B10 | 3 | 4513 | 40 | 113 | 80+ | 3000 | 453.349
| DM1125181 | Decor S LED1x6600 K165 T830 OP LO3 DALI 1LIN LL | DALI-dimmable, I, IP40, IK05, opal polycarbonate diffuser, slim light grey aluminium body, for in-line connection. | 2523 | 39 | 75 |  | 100000/L80B10 | 3 | 6308 | 57.1 | 110 | 80+ | 3000 | 458.552
| DM1125182 | Decor S LED1x4000 K167 T830 OP LO1 DALI 1LIN LL | DALI-dimmable, I, IP40, IK05, opal polycarbonate diffuser, slim light grey aluminium body, for in-line connection. | 2943 | 39 | 75 |  | 100000/L80B10 | 3 | 3823 | 32 | 119 | 80+ | 3000 | 478.547
| DM1125183 | Decor S LED1x5500 K168 T830 OP LO2 DALI 1LIN LL | DALI-dimmable, I, IP40, IK05, opal polycarbonate diffuser, slim light grey aluminium body, for in-line connection. | 2943 | 39 | 75 |  | 100000/L80B10 | 3 | 5265 | 46.1 | 114 | 80+ | 3000 | 478.547
| DM1125184 | Decor S LED1x7700 K169 T830 OP LO3 DALI 1LIN LL | DALI-dimmable, I, IP40, IK05, opal polycarbonate diffuser, slim light grey aluminium body, for in-line connection. | 2943 | 39 | 75 |  | 100000/L80B10 | 3 | 7360 | 66.7 | 110 | 80+ | 3000 | 484.696
| DM1125185 | Decor S LED1x800 K125 T840 OP LO1 DALI 1LIN LL | DALI-dimmable, I, IP40, IK05, opal polycarbonate diffuser, slim light grey aluminium body, for in-line connection. | 563 | 39 | 75 |  | 100000/L80B10 | 3 | 760 | 6.8 | 112 | 80+ | 4000 | 180.944
| DM1125186 | Decor S LED1x1050 K126 T840 OP LO2 DALI 1LIN LL | DALI-dimmable, I, IP40, IK05, opal polycarbonate diffuser, slim light grey aluminium body, for in-line connection. | 563 | 39 | 75 |  | 100000/L80B10 | 3 | 1046 | 9.5 | 110 | 80+ | 4000 | 180.944
| DM1125187 | Decor S LED1x1500 K127 T840 OP LO3 DALI 1LIN LL | DALI-dimmable, I, IP40, IK05, opal polycarbonate diffuser, slim light grey aluminium body, for in-line connection. | 563 | 39 | 75 |  | 100000/L80B10 | 3 | 1462 | 13.8 | 106 | 80+ | 4000 | 180.944
| DM1125188 | Decor S LED1x2200 K128 T840 OP LO4 DALI 1LIN LL | DALI-dimmable, I, IP40, IK05, opal polycarbonate diffuser, slim light grey aluminium body, for in-line connection. | 563 | 39 | 75 |  | 100000/L80B10 | 3 | 2193 | 19.9 | 110 | 80+ | 4000 | 183.696
| DM1125189 | Decor S LED1x950 K129 T840 OP LO1 DALI 1LIN LL | DALI-dimmable, I, IP40, IK05, opal polycarbonate diffuser, slim light grey aluminium body, for in-line connection. | 703 | 39 | 75 |  | 100000/L80B10 | 3 | 949 | 8.2 | 116 | 80+ | 4000 | 201.842
| DM1125190 | Decor S LED1x1350 K130 T840 OP LO2 DALI 1LIN LL | DALI-dimmable, I, IP40, IK05, opal polycarbonate diffuser, slim light grey aluminium body, for in-line connection. | 703 | 39 | 75 |  | 100000/L80B10 | 3 | 1308 | 11.6 | 113 | 80+ | 4000 | 201.842
| DM1125191 | Decor S LED1x1850 K131 T840 OP LO3 DALI 1LIN LL | DALI-dimmable, I, IP40, IK05, opal polycarbonate diffuser, slim light grey aluminium body, for in-line connection. | 703 | 39 | 75 |  | 100000/L80B10 | 3 | 1828 | 16.8 | 109 | 80+ | 4000 | 201.842
| DM1125192 | Decor S LED1x2750 K132 T840 OP LO4 DALI 1LIN LL | DALI-dimmable, I, IP40, IK05, opal polycarbonate diffuser, slim light grey aluminium body, for in-line connection. | 703 | 39 | 75 |  | 100000/L80B10 | 3 | 2742 | 24.6 | 111 | 80+ | 4000 | 205.497
| DM1125193 | Decor S LED1x1150 K133 T840 OP LO1 DALI 1LIN LL | DALI-dimmable, I, IP40, IK05, opal polycarbonate diffuser, slim light grey aluminium body, for in-line connection. | 843 | 39 | 75 |  | 100000/L80B10 | 3 | 1139 | 10.1 | 113 | 80+ | 4000 | 221.106
| DM1125194 | Decor S LED1x1600 K134 T840 OP LO2 DALI 1LIN LL | DALI-dimmable, I, IP40, IK05, opal polycarbonate diffuser, slim light grey aluminium body, for in-line connection. | 843 | 39 | 75 |  | 100000/L80B10 | 3 | 1569 | 14 | 112 | 80+ | 4000 | 221.106
| DM1125195 | Decor S LED1x2200 K135 T840 OP LO3 DALI 1LIN LL | DALI-dimmable, I, IP40, IK05, opal polycarbonate diffuser, slim light grey aluminium body, for in-line connection. | 843 | 39 | 75 |  | 100000/L80B10 | 3 | 2193 | 20.2 | 109 | 80+ | 4000 | 221.106
| DM1125196 | Decor S LED1x3300 K136 T840 OP LO4 DALI 1LIN LL | DALI-dimmable, I, IP40, IK05, opal polycarbonate diffuser, slim light grey aluminium body, for in-line connection. | 843 | 39 | 75 |  | 100000/L80B10 | 3 | 3290 | 29.5 | 112 | 80+ | 4000 | 224.546
| DM1125197 | Decor S LED1x1350 K137 T840 OP LO1 DALI 1LIN LL | DALI-dimmable, I, IP40, IK05, opal polycarbonate diffuser, slim light grey aluminium body, for in-line connection. | 983 | 39 | 75 |  | 100000/L80B10 | 3 | 1329 | 11.6 | 115 | 80+ | 4000 | 242.907
| DM1125198 | Decor S LED1x1850 K138 T840 OP LO2 DALI 1LIN LL | DALI-dimmable, I, IP40, IK05, opal polycarbonate diffuser, slim light grey aluminium body, for in-line connection. | 983 | 39 | 75 |  | 100000/L80B10 | 3 | 1831 | 15.9 | 115 | 80+ | 4000 | 242.907
| DM1125199 | Decor S LED1x2600 K139 T840 OP LO3 DALI 1LIN LL | DALI-dimmable, I, IP40, IK05, opal polycarbonate diffuser, slim light grey aluminium body, for in-line connection. | 983 | 39 | 75 |  | 100000/L80B10 | 3 | 2559 | 23 | 111 | 80+ | 4000 | 242.907
| DM1125200 | Decor S LED1x1550 K140 T840 OP LO1 DALI 1LIN LL | DALI-dimmable, I, IP40, IK05, opal polycarbonate diffuser, slim light grey aluminium body, for in-line connection. | 1123 | 39 | 75 |  | 100000/L80B10 | 3 | 1519 | 13.1 | 116 | 80+ | 4000 | 245.444
| DM1125201 | Decor S LED1x2100 K141 T840 OP LO2 DALI 1LIN LL | DALI-dimmable, I, IP40, IK05, opal polycarbonate diffuser, slim light grey aluminium body, for in-line connection. | 1123 | 39 | 75 |  | 100000/L80B10 | 3 | 2092 | 18 | 116 | 80+ | 4000 | 245.444
| DM1125202 | Decor S LED1x2950 K142 T840 OP LO3 DALI 1LIN LL | DALI-dimmable, I, IP40, IK05, opal polycarbonate diffuser, slim light grey aluminium body, for in-line connection. | 1123 | 39 | 75 |  | 100000/L80B10 | 3 | 2925 | 26.3 | 111 | 80+ | 4000 | 245.444
| DM1125203 | Decor S LED1x4400 K143 T840 OP LO4 DALI 1LIN LL | DALI-dimmable, I, IP40, IK05, opal polycarbonate diffuser, slim light grey aluminium body, for in-line connection. | 1123 | 39 | 75 |  | 100000/L80B10 | 3 | 4387 | 38.1 | 115 | 80+ | 4000 | 261.053
| DM1125204 | Decor S LED1x1750 K144 T840 OP LO1 DALI 1LIN LL | DALI-dimmable, I, IP40, IK05, opal polycarbonate diffuser, slim light grey aluminium body, for in-line connection. | 1263 | 39 | 75 |  | 100000/L80B10 | 3 | 1709 | 14.5 | 118 | 80+ | 4000 | 271.502
| DM1125205 | Decor S LED1x2400 K145 T840 OP LO2 DALI 1LIN LL | DALI-dimmable, I, IP40, IK05, opal polycarbonate diffuser, slim light grey aluminium body, for in-line connection. | 1263 | 39 | 75 |  | 100000/L80B10 | 3 | 2354 | 20.2 | 117 | 80+ | 4000 | 271.502
| DM1125206 | Decor S LED1x3300 K146 T840 OP LO3 DALI 1LIN LL | DALI-dimmable, I, IP40, IK05, opal polycarbonate diffuser, slim light grey aluminium body, for in-line connection. | 1263 | 39 | 75 |  | 100000/L80B10 | 3 | 3290 | 29.6 | 111 | 80+ | 4000 | 272.405
| DM1125207 | Decor S LED1x1900 K147 T840 OP LO1 DALI 1LIN LL | DALI-dimmable, I, IP40, IK05, opal polycarbonate diffuser, slim light grey aluminium body, for in-line connection. | 1403 | 39 | 75 |  | 100000/L80B10 | 3 | 1899 | 16.6 | 114 | 80+ | 4000 | 286.251
| DM1125208 | Decor S LED1x2650 K148 T840 OP LO2 DALI 1LIN LL | DALI-dimmable, I, IP40, IK05, opal polycarbonate diffuser, slim light grey aluminium body, for in-line connection. | 1403 | 39 | 75 |  | 100000/L80B10 | 3 | 2615 | 23 | 114 | 80+ | 4000 | 286.251
| DM1125209 | Decor S LED1x3700 K149 T840 OP LO3 DALI 1LIN LL | DALI-dimmable, I, IP40, IK05, opal polycarbonate diffuser, slim light grey aluminium body, for in-line connection. | 1403 | 39 | 75 |  | 100000/L80B10 | 3 | 3656 | 31.7 | 115 | 80+ | 4000 | 290.551
| DM1125210 | Decor S LED1x5500 K150 T840 OP LO4 DALI 1LIN LL | DALI-dimmable, I, IP40, IK05, opal polycarbonate diffuser, slim light grey aluminium body, for in-line connection. | 1403 | 39 | 75 |  | 100000/L80B10 | 3 | 5484 | 47.6 | 115 | 80+ | 4000 | 298.549
| DM1125211 | Decor S LED1x2300 K151 T840 OP LO1 DALI 1LIN LL | DALI-dimmable, I, IP40, IK05, opal polycarbonate diffuser, slim light grey aluminium body, for in-line connection. | 1683 | 39 | 75 |  | 100000/L80B10 | 3 | 2279 | 19.4 | 117 | 80+ | 4000 | 318.501
| DM1125212 | Decor S LED1x3150 K152 T840 OP LO2 DALI 1LIN LL | DALI-dimmable, I, IP40, IK05, opal polycarbonate diffuser, slim light grey aluminium body, for in-line connection. | 1683 | 39 | 75 |  | 100000/L80B10 | 3 | 3138 | 27.3 | 115 | 80+ | 4000 | 318.501
| DM1125213 | Decor S LED1x4400 K153 T840 OP LO3 DALI 1LIN LL | DALI-dimmable, I, IP40, IK05, opal polycarbonate diffuser, slim light grey aluminium body, for in-line connection. | 1683 | 39 | 75 |  | 100000/L80B10 | 3 | 4387 | 38.1 | 115 | 80+ | 4000 | 322.801
| DM1125214 | Decor S LED1x6600 K154 T840 OP LO4 DALI 1LIN LL | DALI-dimmable, I, IP40, IK05, opal polycarbonate diffuser, slim light grey aluminium body, for in-line connection. | 1683 | 39 | 75 |  | 100000/L80B10 | 3 | 6580 | 57.1 | 115 | 80+ | 4000 | 335.787
| DM1125215 | Decor S LED1x2700 K155 T840 OP LO1 DALI 1LIN LL | DALI-dimmable, I, IP40, IK05, opal polycarbonate diffuser, slim light grey aluminium body, for in-line connection. | 1963 | 39 | 75 |  | 100000/L80B10 | 3 | 2658 | 22.4 | 119 | 80+ | 4000 | 332.347
| DM1125216 | Decor S LED1x3700 K156 T840 OP LO2 DALI 1LIN LL | DALI-dimmable, I, IP40, IK05, opal polycarbonate diffuser, slim light grey aluminium body, for in-line connection. | 1963 | 39 | 75 |  | 100000/L80B10 | 3 | 3661 | 31.5 | 116 | 80+ | 4000 | 332.347
| DM1125217 | Decor S LED1x5150 K157 T840 OP LO3 DALI 1LIN LL | DALI-dimmable, I, IP40, IK05, opal polycarbonate diffuser, slim light grey aluminium body, for in-line connection. | 1963 | 39 | 75 |  | 100000/L80B10 | 3 | 5118 | 44.4 | 115 | 80+ | 4000 | 336.69
| DM1125218 | Decor S LED1x8250 K158 T840 OP LO4 DALI 1LIN LL | DALI-dimmable, I, IP40, IK05, opal polycarbonate diffuser, slim light grey aluminium body, for in-line connection. | 2103 | 39 | 75 |  | 100000/L80B10 | 3 | 8226 | 71.3 | 115 | 80+ | 4000 | 398.395
| DM1125219 | Decor S LED1x3050 K159 T840 OP LO1 DALI 1LIN LL | DALI-dimmable, I, IP40, IK05, opal polycarbonate diffuser, slim light grey aluminium body, for in-line connection. | 2243 | 39 | 75 |  | 100000/L80B10 | 3 | 3038 | 25.3 | 120 | 80+ | 4000 | 391.601
| DM1125220 | Decor S LED1x4200 K160 T840 OP LO2 DALI 1LIN LL | DALI-dimmable, I, IP40, IK05, opal polycarbonate diffuser, slim light grey aluminium body, for in-line connection. | 2243 | 39 | 75 |  | 100000/L80B10 | 3 | 4184 | 35.5 | 118 | 80+ | 4000 | 391.601
| DM1125221 | Decor S LED1x5850 K161 T840 OP LO3 DALI 1LIN LL | DALI-dimmable, I, IP40, IK05, opal polycarbonate diffuser, slim light grey aluminium body, for in-line connection. | 2243 | 39 | 75 |  | 100000/L80B10 | 3 | 5849 | 50.8 | 115 | 80+ | 4000 | 395.901
| DM1125222 | Decor S LED1x3450 K163 T840 OP LO1 DALI 1LIN LL | DALI-dimmable, I, IP40, IK05, opal polycarbonate diffuser, slim light grey aluminium body, for in-line connection. | 2523 | 39 | 75 |  | 100000/L80B10 | 3 | 3418 | 27.5 | 124 | 80+ | 4000 | 453.349
| DM1125223 | Decor S LED1x4750 K164 T840 OP LO2 DALI 1LIN LL | DALI-dimmable, I, IP40, IK05, opal polycarbonate diffuser, slim light grey aluminium body, for in-line connection. | 2523 | 39 | 75 |  | 100000/L80B10 | 3 | 4708 | 40 | 118 | 80+ | 4000 | 453.349
| DM1125224 | Decor S LED1x6600 K165 T840 OP LO3 DALI 1LIN LL | DALI-dimmable, I, IP40, IK05, opal polycarbonate diffuser, slim light grey aluminium body, for in-line connection. | 2523 | 39 | 75 |  | 100000/L80B10 | 3 | 6580 | 57.1 | 115 | 80+ | 4000 | 458.552
| DM1125225 | Decor S LED1x4000 K167 T840 OP LO1 DALI 1LIN LL | DALI-dimmable, I, IP40, IK05, opal polycarbonate diffuser, slim light grey aluminium body, for in-line connection. | 2943 | 39 | 75 |  | 100000/L80B10 | 3 | 3988 | 32 | 125 | 80+ | 4000 | 478.547
| DM1125226 | Decor S LED1x5500 K168 T840 OP LO2 DALI 1LIN LL | DALI-dimmable, I, IP40, IK05, opal polycarbonate diffuser, slim light grey aluminium body, for in-line connection. | 2943 | 39 | 75 |  | 100000/L80B10 | 3 | 5492 | 46.1 | 119 | 80+ | 4000 | 478.547
| DM1125227 | Decor S LED1x7700 K169 T840 OP LO3 DALI 1LIN LL | DALI-dimmable, I, IP40, IK05, opal polycarbonate diffuser, slim light grey aluminium body, for in-line connection. | 2943 | 39 | 75 |  | 100000/L80B10 | 3 | 7677 | 66.7 | 115 | 80+ | 4000 | 484.696
| DM1125228 | Decor S LED1x750 K125 T830 DPRZ LT80 LO1 DALI 1LIN LL | DALI-dimmable, I, IP40, IK05, UGR≤16, matt micro-prismatic polycarbonate diffuser, slim light grey aluminium body, for in-line connection. | 563 | 39 | 75 |  | 100000/L80B10 | 3 | 673 | 6.8 | 99 | 80+ | 3000 | 183.696
| DM1125229 | Decor S LED1x1000 K126 T830 DPRZ LT80 LO2 DALI 1LIN LL | DALI-dimmable, I, IP40, IK05, UGR≤19, matt micro-prismatic polycarbonate diffuser, slim light grey aluminium body, for in-line connection. | 563 | 39 | 75 |  | 100000/L80B10 | 3 | 927 | 9.5 | 98 | 80+ | 3000 | 183.696
| DM1125230 | Decor S LED1x1400 K127 T830 DPRZ LT80 LO3 DALI 1LIN LL | DALI-dimmable, I, IP40, IK05, UGR≤19, matt micro-prismatic polycarbonate diffuser, slim light grey aluminium body, for in-line connection. | 563 | 39 | 75 |  | 100000/L80B10 | 3 | 1296 | 13.8 | 94 | 80+ | 3000 | 183.696
| DM1125231 | Decor S LED1x2050 K128 T830 DPRZ LT80 LO4 DALI 1LIN LL | DALI-dimmable, I, IP40, IK05, UGR≤19, matt micro-prismatic polycarbonate diffuser, slim light grey aluminium body, for in-line connection. | 563 | 39 | 75 |  | 100000/L80B10 | 3 | 1943 | 19.9 | 98 | 80+ | 3000 | 187.05
| DM1125232 | Decor S LED1x900 K129 T830 DPRZ LT80 LO1 DALI 1LIN LL | DALI-dimmable, I, IP40, IK05, UGR≤16, matt micro-prismatic polycarbonate diffuser, slim light grey aluminium body, for in-line connection. | 703 | 39 | 75 |  | 100000/L80B10 | 3 | 841 | 8.2 | 103 | 80+ | 3000 | 205.497
| DM1125233 | Decor S LED1x1250 K130 T830 DPRZ LT80 LO2 DALI 1LIN LL | DALI-dimmable, I, IP40, IK05, UGR≤19, matt micro-prismatic polycarbonate diffuser, slim light grey aluminium body, for in-line connection. | 703 | 39 | 75 |  | 100000/L80B10 | 3 | 1159 | 11.6 | 100 | 80+ | 3000 | 205.497
| DM1125234 | Decor S LED1x1700 K131 T830 DPRZ LT80 LO3 DALI 1LIN LL | DALI-dimmable, I, IP40, IK05, UGR≤19, matt micro-prismatic polycarbonate diffuser, slim light grey aluminium body, for in-line connection. | 703 | 39 | 75 |  | 100000/L80B10 | 3 | 1620 | 16.8 | 96 | 80+ | 3000 | 206.357
| DM1125235 | Decor S LED1x2550 K132 T830 DPRZ LT80 LO4 DALI 1LIN LL | DALI-dimmable, I, IP40, IK05, UGR≤19, matt micro-prismatic polycarbonate diffuser, slim light grey aluminium body, for in-line connection. | 703 | 39 | 75 |  | 100000/L80B10 | 3 | 2429 | 24.6 | 99 | 80+ | 3000 | 209.797
| DM1125236 | Decor S LED1x1100 K133 T830 DPRZ LT80 LO1 DALI 1LIN LL | DALI-dimmable, I, IP40, IK05, UGR≤16, matt micro-prismatic polycarbonate diffuser, slim light grey aluminium body, for in-line connection. | 843 | 39 | 75 |  | 100000/L80B10 | 3 | 1009 | 10.1 | 100 | 80+ | 3000 | 226.352
| DM1125237 | Decor S LED1x1450 K134 T830 DPRZ LT80 LO2 DALI 1LIN LL | DALI-dimmable, I, IP40, IK05, UGR≤19, matt micro-prismatic polycarbonate diffuser, slim light grey aluminium body, for in-line connection. | 843 | 39 | 75 |  | 100000/L80B10 | 3 | 1390 | 14 | 99 | 80+ | 3000 | 226.352
| DM1125238 | Decor S LED1x2050 K135 T830 DPRZ LT80 LO3 DALI 1LIN LL | DALI-dimmable, I, IP40, IK05, UGR≤19, matt micro-prismatic polycarbonate diffuser, slim light grey aluminium body, for in-line connection. | 843 | 39 | 75 |  | 100000/L80B10 | 3 | 1943 | 20.2 | 96 | 80+ | 3000 | 226.352
| DM1125239 | Decor S LED1x3050 K136 T830 DPRZ LT80 LO4 DALI 1LIN LL | DALI-dimmable, I, IP40, IK05, UGR≤19, matt micro-prismatic polycarbonate diffuser, slim light grey aluminium body, for in-line connection. | 843 | 39 | 75 |  | 100000/L80B10 | 3 | 2915 | 29.5 | 99 | 80+ | 3000 | 229.749
| DM1125240 | Decor S LED1x1250 K137 T830 DPRZ LT80 LO1 DALI 1LIN LL | DALI-dimmable, I, IP40, IK05, UGR≤16, matt micro-prismatic polycarbonate diffuser, slim light grey aluminium body, for in-line connection. | 983 | 39 | 75 |  | 100000/L80B10 | 3 | 1178 | 11.6 | 102 | 80+ | 3000 | 248.798
| DM1125241 | Decor S LED1x1700 K138 T830 DPRZ LT80 LO2 DALI 1LIN LL | DALI-dimmable, I, IP40, IK05, UGR≤19, matt micro-prismatic polycarbonate diffuser, slim light grey aluminium body, for in-line connection. | 983 | 39 | 75 |  | 100000/L80B10 | 3 | 1622 | 15.9 | 102 | 80+ | 3000 | 248.798
| DM1125242 | Decor S LED1x2400 K139 T830 DPRZ LT80 LO3 DALI 1LIN LL | DALI-dimmable, I, IP40, IK05, UGR≤19, matt micro-prismatic polycarbonate diffuser, slim light grey aluminium body, for in-line connection. | 983 | 39 | 75 |  | 100000/L80B10 | 3 | 2267 | 23 | 99 | 80+ | 3000 | 248.798
| DM1125243 | Decor S LED1x1450 K140 T830 DPRZ LT80 LO1 DALI 1LIN LL | DALI-dimmable, I, IP40, IK05, UGR≤16, matt micro-prismatic polycarbonate diffuser, slim light grey aluminium body, for in-line connection. | 1123 | 39 | 75 |  | 100000/L80B10 | 3 | 1346 | 13.1 | 103 | 80+ | 3000 | 251.55
| DM1125244 | Decor S LED1x1950 K141 T830 DPRZ LT80 LO2 DALI 1LIN LL | DALI-dimmable, I, IP40, IK05, UGR≤19, matt micro-prismatic polycarbonate diffuser, slim light grey aluminium body, for in-line connection. | 1123 | 39 | 75 |  | 100000/L80B10 | 3 | 1854 | 18 | 103 | 80+ | 3000 | 251.55
| DM1125245 | Decor S LED1x2750 K142 T830 DPRZ LT80 LO3 DALI 1LIN LL | DALI-dimmable, I, IP40, IK05, UGR≤19, matt micro-prismatic polycarbonate diffuser, slim light grey aluminium body, for in-line connection. | 1123 | 39 | 75 |  | 100000/L80B10 | 3 | 2591 | 26.3 | 99 | 80+ | 3000 | 251.55
| DM1125246 | Decor S LED1x4100 K143 T830 DPRZ LT80 LO4 DALI 1LIN LL | DALI-dimmable, I, IP40, IK05, UGR≤19, matt micro-prismatic polycarbonate diffuser, slim light grey aluminium body, for in-line connection. | 1123 | 39 | 75 |  | 100000/L80B10 | 3 | 3887 | 38.1 | 102 | 80+ | 3000 | 267.202
| DM1125247 | Decor S LED1x1600 K144 T830 DPRZ LT80 LO1 DALI 1LIN LL | DALI-dimmable, I, IP40, IK05, UGR≤16, matt micro-prismatic polycarbonate diffuser, slim light grey aluminium body, for in-line connection. | 1263 | 39 | 75 |  | 100000/L80B10 | 3 | 1514 | 14.5 | 104 | 80+ | 3000 | 279.242
| DM1125248 | Decor S LED1x2200 K145 T830 DPRZ LT80 LO2 DALI 1LIN LL | DALI-dimmable, I, IP40, IK05, UGR≤19, matt micro-prismatic polycarbonate diffuser, slim light grey aluminium body, for in-line connection. | 1263 | 39 | 75 |  | 100000/L80B10 | 3 | 2086 | 20.2 | 103 | 80+ | 3000 | 279.242
| DM1125249 | Decor S LED1x3050 K146 T830 DPRZ LT80 LO3 DALI 1LIN LL | DALI-dimmable, I, IP40, IK05, UGR≤19, matt micro-prismatic polycarbonate diffuser, slim light grey aluminium body, for in-line connection. | 1263 | 39 | 75 |  | 100000/L80B10 | 3 | 2915 | 29.6 | 98 | 80+ | 3000 | 279.242
| DM1125250 | Decor S LED1x1800 K147 T830 DPRZ LT80 LO1 DALI 1LIN LL | DALI-dimmable, I, IP40, IK05, UGR≤16, matt micro-prismatic polycarbonate diffuser, slim light grey aluminium body, for in-line connection. | 1403 | 39 | 75 |  | 100000/L80B10 | 3 | 1682 | 16.6 | 101 | 80+ | 3000 | 294.206
| DM1125251 | Decor S LED1x2450 K148 T830 DPRZ LT80 LO2 DALI 1LIN LL | DALI-dimmable, I, IP40, IK05, UGR≤19, matt micro-prismatic polycarbonate diffuser, slim light grey aluminium body, for in-line connection. | 1403 | 39 | 75 |  | 100000/L80B10 | 3 | 2317 | 23 | 101 | 80+ | 3000 | 294.206
| DM1125252 | Decor S LED1x3400 K149 T830 DPRZ LT80 LO3 DALI 1LIN LL | DALI-dimmable, I, IP40, IK05, UGR≤19, matt micro-prismatic polycarbonate diffuser, slim light grey aluminium body, for in-line connection. | 1403 | 39 | 75 |  | 100000/L80B10 | 3 | 3239 | 31.7 | 102 | 80+ | 3000 | 298.549
| DM1125253 | Decor S LED1x5100 K150 T830 DPRZ LT80 LO4 DALI 1LIN LL | DALI-dimmable, I, IP40, IK05, UGR≤19, matt micro-prismatic polycarbonate diffuser, slim light grey aluminium body, for in-line connection. | 1403 | 39 | 75 |  | 100000/L80B10 | 3 | 4859 | 47.6 | 102 | 80+ | 3000 | 306.246
| DM1125254 | Decor S LED1x2150 K151 T830 DPRZ LT80 LO1 DALI 1LIN LL | DALI-dimmable, I, IP40, IK05, UGR≤16, matt micro-prismatic polycarbonate diffuser, slim light grey aluminium body, for in-line connection. | 1683 | 39 | 75 |  | 100000/L80B10 | 3 | 2019 | 19.4 | 104 | 80+ | 3000 | 327.144
| DM1125255 | Decor S LED1x2950 K152 T830 DPRZ LT80 LO2 DALI 1LIN LL | DALI-dimmable, I, IP40, IK05, UGR≤19, matt micro-prismatic polycarbonate diffuser, slim light grey aluminium body, for in-line connection. | 1683 | 39 | 75 |  | 100000/L80B10 | 3 | 2781 | 27.3 | 102 | 80+ | 3000 | 327.144
| DM1125256 | Decor S LED1x4100 K153 T830 DPRZ LT80 LO3 DALI 1LIN LL | DALI-dimmable, I, IP40, IK05, UGR≤19, matt micro-prismatic polycarbonate diffuser, slim light grey aluminium body, for in-line connection. | 1683 | 39 | 75 |  | 100000/L80B10 | 3 | 3887 | 38.1 | 102 | 80+ | 3000 | 331.444
| DM1125257 | Decor S LED1x6100 K154 T830 DPRZ LT80 LO4 DALI 1LIN LL | DALI-dimmable, I, IP40, IK05, UGR≤19, matt micro-prismatic polycarbonate diffuser, slim light grey aluminium body, for in-line connection. | 1683 | 39 | 75 |  | 100000/L80B10 | 3 | 5830 | 57.1 | 102 | 80+ | 3000 | 344.602
| DM1125258 | Decor S LED1x2500 K155 T830 DPRZ LT80 LO1 DALI 1LIN LL | DALI-dimmable, I, IP40, IK05, UGR≤16, matt micro-prismatic polycarbonate diffuser, slim light grey aluminium body, for in-line connection. | 1963 | 39 | 75 |  | 100000/L80B10 | 3 | 2355 | 22.4 | 105 | 80+ | 3000 | 342.796
| DM1125259 | Decor S LED1x3400 K156 T830 DPRZ LT80 LO2 DALI 1LIN LL | DALI-dimmable, I, IP40, IK05, UGR≤19, matt micro-prismatic polycarbonate diffuser, slim light grey aluminium body, for in-line connection. | 1963 | 39 | 75 |  | 100000/L80B10 | 3 | 3244 | 31.5 | 103 | 80+ | 3000 | 342.796
| DM1125260 | Decor S LED1x4750 K157 T830 DPRZ LT80 LO3 DALI 1LIN LL | DALI-dimmable, I, IP40, IK05, UGR≤19, matt micro-prismatic polycarbonate diffuser, slim light grey aluminium body, for in-line connection. | 1963 | 39 | 75 |  | 100000/L80B10 | 3 | 4535 | 44.4 | 102 | 80+ | 3000 | 347.139
| DM1125261 | Decor S LED1x7650 K158 T830 DPRZ LT80 LO4 DALI 1LIN LL | DALI-dimmable, I, IP40, IK05, UGR≤19, matt micro-prismatic polycarbonate diffuser, slim light grey aluminium body, for in-line connection. | 2103 | 39 | 75 |  | 100000/L80B10 | 3 | 7288 | 71.3 | 102 | 80+ | 3000 | 409.747
| DM1125262 | Decor S LED1x2850 K159 T830 DPRZ LT80 LO1 DALI 1LIN LL | DALI-dimmable, I, IP40, IK05, UGR≤16, matt micro-prismatic polycarbonate diffuser, slim light grey aluminium body, for in-line connection. | 2243 | 39 | 75 |  | 100000/L80B10 | 3 | 2692 | 25.3 | 106 | 80+ | 3000 | 403.641
| DM1125263 | Decor S LED1x3900 K160 T830 DPRZ LT80 LO2 DALI 1LIN LL | DALI-dimmable, I, IP40, IK05, UGR≤19, matt micro-prismatic polycarbonate diffuser, slim light grey aluminium body, for in-line connection. | 2243 | 39 | 75 |  | 100000/L80B10 | 3 | 3708 | 35.5 | 104 | 80+ | 3000 | 403.641
| DM1125264 | Decor S LED1x5450 K161 T830 DPRZ LT80 LO3 DALI 1LIN LL | DALI-dimmable, I, IP40, IK05, UGR≤19, matt micro-prismatic polycarbonate diffuser, slim light grey aluminium body, for in-line connection. | 2243 | 39 | 75 |  | 100000/L80B10 | 3 | 5183 | 50.8 | 102 | 80+ | 3000 | 408.156
| DM1125265 | Decor S LED1x3200 K163 T830 DPRZ LT80 LO1 DALI 1LIN LL | DALI-dimmable, I, IP40, IK05, UGR≤16, matt micro-prismatic polycarbonate diffuser, slim light grey aluminium body, for in-line connection. | 2523 | 39 | 75 |  | 100000/L80B10 | 3 | 3028 | 27.5 | 110 | 80+ | 3000 | 469.001
| DM1125266 | Decor S LED1x4400 K164 T830 DPRZ LT80 LO2 DALI 1LIN LL | DALI-dimmable, I, IP40, IK05, UGR≤19, matt micro-prismatic polycarbonate diffuser, slim light grey aluminium body, for in-line connection. | 2523 | 39 | 75 |  | 100000/L80B10 | 3 | 4171 | 40 | 104 | 80+ | 3000 | 468.098
| DM1125267 | Decor S LED1x6100 K165 T830 DPRZ LT80 LO3 DALI 1LIN LL | DALI-dimmable, I, IP40, IK05, UGR≤19, matt micro-prismatic polycarbonate diffuser, slim light grey aluminium body, for in-line connection. | 2523 | 39 | 75 |  | 100000/L80B10 | 3 | 5830 | 57.1 | 102 | 80+ | 3000 | 474.247
| DM1125268 | Decor S LED1x3700 K167 T830 DPRZ LT80 LO1 DALI 1LIN LL | DALI-dimmable, I, IP40, IK05, UGR≤16, matt micro-prismatic polycarbonate diffuser, slim light grey aluminium body, for in-line connection. | 2943 | 39 | 75 |  | 100000/L80B10 | 3 | 3533 | 32 | 110 | 80+ | 3000 | 494.199
| DM1125269 | Decor S LED1x5100 K168 T830 DPRZ LT80 LO2 DALI 1LIN LL | DALI-dimmable, I, IP40, IK05, UGR≤19, matt micro-prismatic polycarbonate diffuser, slim light grey aluminium body, for in-line connection. | 2943 | 39 | 75 |  | 100000/L80B10 | 3 | 4866 | 46.1 | 106 | 80+ | 3000 | 494.199
| DM1125270 | Decor S LED1x7100 K169 T830 DPRZ LT80 LO3 DALI 1LIN LL | DALI-dimmable, I, IP40, IK05, UGR≤19, matt micro-prismatic polycarbonate diffuser, slim light grey aluminium body, for in-line connection. | 2943 | 39 | 75 |  | 100000/L80B10 | 3 | 6802 | 66.7 | 102 | 80+ | 3000 | 499.402
| DM1125271 | Decor S LED1x750 K125 T840 DPRZ LT80 LO1 DALI 1LIN LL | DALI-dimmable, I, IP40, IK05, UGR≤16, matt micro-prismatic polycarbonate diffuser, slim light grey aluminium body, for in-line connection. | 563 | 39 | 75 |  | 100000/L80B10 | 3 | 702 | 6.8 | 103 | 80+ | 4000 | 183.696
| DM1125272 | Decor S LED1x1000 K126 T840 DPRZ LT80 LO2 DALI 1LIN LL | DALI-dimmable, I, IP40, IK05, UGR≤19, matt micro-prismatic polycarbonate diffuser, slim light grey aluminium body, for in-line connection. | 563 | 39 | 75 |  | 100000/L80B10 | 3 | 967 | 9.5 | 102 | 80+ | 4000 | 183.696
| DM1125273 | Decor S LED1x1400 K127 T840 DPRZ LT80 LO3 DALI 1LIN LL | DALI-dimmable, I, IP40, IK05, UGR≤19, matt micro-prismatic polycarbonate diffuser, slim light grey aluminium body, for in-line connection. | 563 | 39 | 75 |  | 100000/L80B10 | 3 | 1352 | 13.8 | 98 | 80+ | 4000 | 183.696
| DM1125274 | Decor S LED1x2050 K128 T840 DPRZ LT80 LO4 DALI 1LIN LL | DALI-dimmable, I, IP40, IK05, UGR≤19, matt micro-prismatic polycarbonate diffuser, slim light grey aluminium body, for in-line connection. | 563 | 39 | 75 |  | 100000/L80B10 | 3 | 2027 | 19.9 | 102 | 80+ | 4000 | 187.05
| DM1125275 | Decor S LED1x900 K129 T840 DPRZ LT80 LO1 DALI 1LIN LL | DALI-dimmable, I, IP40, IK05, UGR≤16, matt micro-prismatic polycarbonate diffuser, slim light grey aluminium body, for in-line connection. | 703 | 39 | 75 |  | 100000/L80B10 | 3 | 877 | 8.2 | 107 | 80+ | 4000 | 205.497
| DM1125276 | Decor S LED1x1250 K130 T840 DPRZ LT80 LO2 DALI 1LIN LL | DALI-dimmable, I, IP40, IK05, UGR≤19, matt micro-prismatic polycarbonate diffuser, slim light grey aluminium body, for in-line connection. | 703 | 39 | 75 |  | 100000/L80B10 | 3 | 1209 | 11.6 | 104 | 80+ | 4000 | 205.497
| DM1125277 | Decor S LED1x1700 K131 T840 DPRZ LT80 LO3 DALI 1LIN LL | DALI-dimmable, I, IP40, IK05, UGR≤19, matt micro-prismatic polycarbonate diffuser, slim light grey aluminium body, for in-line connection. | 703 | 39 | 75 |  | 100000/L80B10 | 3 | 1689 | 16.8 | 101 | 80+ | 4000 | 206.357
| DM1125278 | Decor S LED1x2550 K132 T840 DPRZ LT80 LO4 DALI 1LIN LL | DALI-dimmable, I, IP40, IK05, UGR≤19, matt micro-prismatic polycarbonate diffuser, slim light grey aluminium body, for in-line connection. | 703 | 39 | 75 |  | 100000/L80B10 | 3 | 2534 | 24.6 | 103 | 80+ | 4000 | 209.797
| DM1125279 | Decor S LED1x1100 K133 T840 DPRZ LT80 LO1 DALI 1LIN LL | DALI-dimmable, I, IP40, IK05, UGR≤16, matt micro-prismatic polycarbonate diffuser, slim light grey aluminium body, for in-line connection. | 843 | 39 | 75 |  | 100000/L80B10 | 3 | 1053 | 10.1 | 104 | 80+ | 4000 | 226.352
| DM1125280 | Decor S LED1x1450 K134 T840 DPRZ LT80 LO2 DALI 1LIN LL | DALI-dimmable, I, IP40, IK05, UGR≤19, matt micro-prismatic polycarbonate diffuser, slim light grey aluminium body, for in-line connection. | 843 | 39 | 75 |  | 100000/L80B10 | 3 | 1450 | 14 | 104 | 80+ | 4000 | 226.352
| DM1125281 | Decor S LED1x2050 K135 T840 DPRZ LT80 LO3 DALI 1LIN LL | DALI-dimmable, I, IP40, IK05, UGR≤19, matt micro-prismatic polycarbonate diffuser, slim light grey aluminium body, for in-line connection. | 843 | 39 | 75 |  | 100000/L80B10 | 3 | 2027 | 20.2 | 100 | 80+ | 4000 | 226.352
| DM1125282 | Decor S LED1x3050 K136 T840 DPRZ LT80 LO4 DALI 1LIN LL | DALI-dimmable, I, IP40, IK05, UGR≤19, matt micro-prismatic polycarbonate diffuser, slim light grey aluminium body, for in-line connection. | 843 | 39 | 75 |  | 100000/L80B10 | 3 | 3041 | 29.5 | 103 | 80+ | 4000 | 229.749
| DM1125283 | Decor S LED1x1250 K137 T840 DPRZ LT80 LO1 DALI 1LIN LL | DALI-dimmable, I, IP40, IK05, UGR≤16, matt micro-prismatic polycarbonate diffuser, slim light grey aluminium body, for in-line connection. | 983 | 39 | 75 |  | 100000/L80B10 | 3 | 1228 | 11.6 | 106 | 80+ | 4000 | 248.798
| DM1125284 | Decor S LED1x1700 K138 T840 DPRZ LT80 LO2 DALI 1LIN LL | DALI-dimmable, I, IP40, IK05, UGR≤19, matt micro-prismatic polycarbonate diffuser, slim light grey aluminium body, for in-line connection. | 983 | 39 | 75 |  | 100000/L80B10 | 3 | 1692 | 15.9 | 106 | 80+ | 4000 | 248.798
| DM1125285 | Decor S LED1x2400 K139 T840 DPRZ LT80 LO3 DALI 1LIN LL | DALI-dimmable, I, IP40, IK05, UGR≤19, matt micro-prismatic polycarbonate diffuser, slim light grey aluminium body, for in-line connection. | 983 | 39 | 75 |  | 100000/L80B10 | 3 | 2365 | 23 | 103 | 80+ | 4000 | 248.798
| DM1125286 | Decor S LED1x1450 K140 T840 DPRZ LT80 LO1 DALI 1LIN LL | DALI-dimmable, I, IP40, IK05, UGR≤16, matt micro-prismatic polycarbonate diffuser, slim light grey aluminium body, for in-line connection. | 1123 | 39 | 75 |  | 100000/L80B10 | 3 | 1404 | 13.1 | 107 | 80+ | 4000 | 251.55
| DM1125287 | Decor S LED1x1950 K141 T840 DPRZ LT80 LO2 DALI 1LIN LL | DALI-dimmable, I, IP40, IK05, UGR≤19, matt micro-prismatic polycarbonate diffuser, slim light grey aluminium body, for in-line connection. | 1123 | 39 | 75 |  | 100000/L80B10 | 3 | 1934 | 18 | 107 | 80+ | 4000 | 251.55
| DM1125288 | Decor S LED1x2750 K142 T840 DPRZ LT80 LO3 DALI 1LIN LL | DALI-dimmable, I, IP40, IK05, UGR≤19, matt micro-prismatic polycarbonate diffuser, slim light grey aluminium body, for in-line connection. | 1123 | 39 | 75 |  | 100000/L80B10 | 3 | 2703 | 26.3 | 103 | 80+ | 4000 | 251.55
| DM1125289 | Decor S LED1x4100 K143 T840 DPRZ LT80 LO4 DALI 1LIN LL | DALI-dimmable, I, IP40, IK05, UGR≤19, matt micro-prismatic polycarbonate diffuser, slim light grey aluminium body, for in-line connection. | 1123 | 39 | 75 |  | 100000/L80B10 | 3 | 4055 | 38.1 | 106 | 80+ | 4000 | 267.202
| DM1125290 | Decor S LED1x1600 K144 T840 DPRZ LT80 LO1 DALI 1LIN LL | DALI-dimmable, I, IP40, IK05, UGR≤16, matt micro-prismatic polycarbonate diffuser, slim light grey aluminium body, for in-line connection. | 1263 | 39 | 75 |  | 100000/L80B10 | 3 | 1579 | 14.5 | 109 | 80+ | 4000 | 279.242
| DM1125291 | Decor S LED1x2200 K145 T840 DPRZ LT80 LO2 DALI 1LIN LL | DALI-dimmable, I, IP40, IK05, UGR≤19, matt micro-prismatic polycarbonate diffuser, slim light grey aluminium body, for in-line connection. | 1263 | 39 | 75 |  | 100000/L80B10 | 3 | 2175 | 20.2 | 108 | 80+ | 4000 | 279.242
| DM1125292 | Decor S LED1x3050 K146 T840 DPRZ LT80 LO3 DALI 1LIN LL | DALI-dimmable, I, IP40, IK05, UGR≤19, matt micro-prismatic polycarbonate diffuser, slim light grey aluminium body, for in-line connection. | 1263 | 39 | 75 |  | 100000/L80B10 | 3 | 3041 | 29.6 | 103 | 80+ | 4000 | 279.242
| DM1125293 | Decor S LED1x1800 K147 T840 DPRZ LT80 LO1 DALI 1LIN LL | DALI-dimmable, I, IP40, IK05, UGR≤16, matt micro-prismatic polycarbonate diffuser, slim light grey aluminium body, for in-line connection. | 1403 | 39 | 75 |  | 100000/L80B10 | 3 | 1755 | 16.6 | 106 | 80+ | 4000 | 294.206
| DM1125294 | Decor S LED1x2450 K148 T840 DPRZ LT80 LO2 DALI 1LIN LL | DALI-dimmable, I, IP40, IK05, UGR≤19, matt micro-prismatic polycarbonate diffuser, slim light grey aluminium body, for in-line connection. | 1403 | 39 | 75 |  | 100000/L80B10 | 3 | 2417 | 23 | 105 | 80+ | 4000 | 294.206
| DM1125295 | Decor S LED1x3400 K149 T840 DPRZ LT80 LO3 DALI 1LIN LL | DALI-dimmable, I, IP40, IK05, UGR≤19, matt micro-prismatic polycarbonate diffuser, slim light grey aluminium body, for in-line connection. | 1403 | 39 | 75 |  | 100000/L80B10 | 3 | 3379 | 31.7 | 107 | 80+ | 4000 | 298.549
| DM1125296 | Decor S LED1x5100 K150 T840 DPRZ LT80 LO4 DALI 1LIN LL | DALI-dimmable, I, IP40, IK05, UGR≤19, matt micro-prismatic polycarbonate diffuser, slim light grey aluminium body, for in-line connection. | 1403 | 39 | 75 |  | 100000/L80B10 | 3 | 5068 | 47.6 | 106 | 80+ | 4000 | 306.246
| DM1125297 | Decor S LED1x2150 K151 T840 DPRZ LT80 LO1 DALI 1LIN LL | DALI-dimmable, I, IP40, IK05, UGR≤16, matt micro-prismatic polycarbonate diffuser, slim light grey aluminium body, for in-line connection. | 1683 | 39 | 75 |  | 100000/L80B10 | 3 | 2106 | 19.4 | 109 | 80+ | 4000 | 327.144
| DM1125298 | Decor S LED1x2950 K152 T840 DPRZ LT80 LO2 DALI 1LIN LL | DALI-dimmable, I, IP40, IK05, UGR≤19, matt micro-prismatic polycarbonate diffuser, slim light grey aluminium body, for in-line connection. | 1683 | 39 | 75 |  | 100000/L80B10 | 3 | 2901 | 27.3 | 106 | 80+ | 4000 | 327.144
| DM1125299 | Decor S LED1x4100 K153 T840 DPRZ LT80 LO3 DALI 1LIN LL | DALI-dimmable, I, IP40, IK05, UGR≤19, matt micro-prismatic polycarbonate diffuser, slim light grey aluminium body, for in-line connection. | 1683 | 39 | 75 |  | 100000/L80B10 | 3 | 4055 | 38.1 | 106 | 80+ | 4000 | 331.444
| DM1125300 | Decor S LED1x6100 K154 T840 DPRZ LT80 LO4 DALI 1LIN LL | DALI-dimmable, I, IP40, IK05, UGR≤19, matt micro-prismatic polycarbonate diffuser, slim light grey aluminium body, for in-line connection. | 1683 | 39 | 75 |  | 100000/L80B10 | 3 | 6082 | 57.1 | 107 | 80+ | 4000 | 344.602
| DM1125301 | Decor S LED1x2500 K155 T840 DPRZ LT80 LO1 DALI 1LIN LL | DALI-dimmable, I, IP40, IK05, UGR≤16, matt micro-prismatic polycarbonate diffuser, slim light grey aluminium body, for in-line connection. | 1963 | 39 | 75 |  | 100000/L80B10 | 3 | 2457 | 22.4 | 110 | 80+ | 4000 | 342.796
| DM1125302 | Decor S LED1x3400 K156 T840 DPRZ LT80 LO2 DALI 1LIN LL | DALI-dimmable, I, IP40, IK05, UGR≤19, matt micro-prismatic polycarbonate diffuser, slim light grey aluminium body, for in-line connection. | 1963 | 39 | 75 |  | 100000/L80B10 | 3 | 3384 | 31.5 | 107 | 80+ | 4000 | 342.796
| DM1125303 | Decor S LED1x4750 K157 T840 DPRZ LT80 LO3 DALI 1LIN LL | DALI-dimmable, I, IP40, IK05, UGR≤19, matt micro-prismatic polycarbonate diffuser, slim light grey aluminium body, for in-line connection. | 1963 | 39 | 75 |  | 100000/L80B10 | 3 | 4730 | 44.4 | 107 | 80+ | 4000 | 347.139
| DM1125304 | Decor S LED1x7650 K158 T840 DPRZ LT80 LO4 DALI 1LIN LL | DALI-dimmable, I, IP40, IK05, UGR≤19, matt micro-prismatic polycarbonate diffuser, slim light grey aluminium body, for in-line connection. | 2103 | 39 | 75 |  | 100000/L80B10 | 3 | 7602 | 71.3 | 107 | 80+ | 4000 | 409.747
| DM1125305 | Decor S LED1x2850 K159 T840 DPRZ LT80 LO1 DALI 1LIN LL | DALI-dimmable, I, IP40, IK05, UGR≤16, matt micro-prismatic polycarbonate diffuser, slim light grey aluminium body, for in-line connection. | 2243 | 39 | 75 |  | 100000/L80B10 | 3 | 2808 | 25.3 | 111 | 80+ | 4000 | 403.641
| DM1125306 | Decor S LED1x3900 K160 T840 DPRZ LT80 LO2 DALI 1LIN LL | DALI-dimmable, I, IP40, IK05, UGR≤19, matt micro-prismatic polycarbonate diffuser, slim light grey aluminium body, for in-line connection. | 2243 | 39 | 75 |  | 100000/L80B10 | 3 | 3867 | 35.5 | 109 | 80+ | 4000 | 403.641
| DM1125307 | Decor S LED1x5450 K161 T840 DPRZ LT80 LO3 DALI 1LIN LL | DALI-dimmable, I, IP40, IK05, UGR≤19, matt micro-prismatic polycarbonate diffuser, slim light grey aluminium body, for in-line connection. | 2243 | 39 | 75 |  | 100000/L80B10 | 3 | 5406 | 50.8 | 106 | 80+ | 4000 | 408.156
| DM1125308 | Decor S LED1x3200 K163 T840 DPRZ LT80 LO1 DALI 1LIN LL | DALI-dimmable, I, IP40, IK05, UGR≤16, matt micro-prismatic polycarbonate diffuser, slim light grey aluminium body, for in-line connection. | 2523 | 39 | 75 |  | 100000/L80B10 | 3 | 3159 | 27.5 | 115 | 80+ | 4000 | 469.001
| DM1125309 | Decor S LED1x4400 K164 T840 DPRZ LT80 LO2 DALI 1LIN LL | DALI-dimmable, I, IP40, IK05, UGR≤19, matt micro-prismatic polycarbonate diffuser, slim light grey aluminium body, for in-line connection. | 2523 | 39 | 75 |  | 100000/L80B10 | 3 | 4351 | 40 | 109 | 80+ | 4000 | 468.098
| DM1125310 | Decor S LED1x6100 K165 T840 DPRZ LT80 LO3 DALI 1LIN LL | DALI-dimmable, I, IP40, IK05, UGR≤19, matt micro-prismatic polycarbonate diffuser, slim light grey aluminium body, for in-line connection. | 2523 | 39 | 75 |  | 100000/L80B10 | 3 | 6082 | 57.1 | 107 | 80+ | 4000 | 474.247
| DM1125311 | Decor S LED1x3700 K167 T840 DPRZ LT80 LO1 DALI 1LIN LL | DALI-dimmable, I, IP40, IK05, UGR≤16, matt micro-prismatic polycarbonate diffuser, slim light grey aluminium body, for in-line connection. | 2943 | 39 | 75 |  | 100000/L80B10 | 3 | 3685 | 32 | 115 | 80+ | 4000 | 494.199
| DM1125312 | Decor S LED1x5100 K168 T840 DPRZ LT80 LO2 DALI 1LIN LL | DALI-dimmable, I, IP40, IK05, UGR≤19, matt micro-prismatic polycarbonate diffuser, slim light grey aluminium body, for in-line connection. | 2943 | 39 | 75 |  | 100000/L80B10 | 3 | 5076 | 46.1 | 110 | 80+ | 4000 | 494.199
| DM1125313 | Decor S LED1x7100 K169 T840 DPRZ LT80 LO3 DALI 1LIN LL | DALI-dimmable, I, IP40, IK05, UGR≤19, matt micro-prismatic polycarbonate diffuser, slim light grey aluminium body, for in-line connection. | 2943 | 39 | 75 |  | 100000/L80B10 | 3 | 7095 | 66.7 | 106 | 80+ | 4000 | 499.402
| DM1125314 | Decor S LED1x700 H305 T830 OP LO1 | non-dimmable, I, IP40, IK05, opal polycarbonate diffuser, slim light grey aluminium body, basic version | 577 | 39 | 75 |  | 50000/L80B10 | 3 | 641 | 6.8 | 94 | 80+ | 3000 | 106.726
| DM1125315 | Decor S LED1x950 H306 T830 OP LO2 | non-dimmable, I, IP40, IK05, opal polycarbonate diffuser, slim light grey aluminium body, basic version | 577 | 39 | 75 |  | 50000/L80B10 | 3 | 874 | 9.5 | 92 | 80+ | 3000 | 106.726
| DM1125316 | Decor S LED1x1300 H307 T830 OP LO3 | non-dimmable, I, IP40, IK05, opal polycarbonate diffuser, slim light grey aluminium body, basic version | 577 | 39 | 75 |  | 50000/L80B10 | 3 | 1201 | 13.8 | 87 | 80+ | 3000 | 118.035
| DM1125317 | Decor S LED1x1900 H308 T830 OP LO4 | non-dimmable, I, IP40, IK05, opal polycarbonate diffuser, slim light grey aluminium body, basic version | 577 | 39 | 75 |  | 50000/L80B10 | 3 | 1802 | 20 | 90 | 80+ | 3000 | 119.884
| DM1125318 | Decor S LED1x850 H309 T830 OP LO1 | non-dimmable, I, IP40, IK05, opal polycarbonate diffuser, slim light grey aluminium body, basic version | 717 | 39 | 75 |  | 50000/L80B10 | 3 | 801 | 8.1 | 99 | 80+ | 3000 | 125.818
| DM1125319 | Decor S LED1x1150 H310 T830 OP LO2 | non-dimmable, I, IP40, IK05, opal polycarbonate diffuser, slim light grey aluminium body, basic version | 717 | 39 | 75 |  | 50000/L80B10 | 3 | 1092 | 11.6 | 94 | 80+ | 3000 | 125.818
| DM1125320 | Decor S LED1x1600 H311 T830 OP LO3 | non-dimmable, I, IP40, IK05, opal polycarbonate diffuser, slim light grey aluminium body, basic version | 717 | 39 | 75 |  | 50000/L80B10 | 3 | 1502 | 16.8 | 89 | 80+ | 3000 | 137.127
| DM1125321 | Decor S LED1x2400 H312 T830 OP LO4 | non-dimmable, I, IP40, IK05, opal polycarbonate diffuser, slim light grey aluminium body, basic version | 717 | 39 | 75 |  | 50000/L80B10 | 3 | 2252 | 24.7 | 91 | 80+ | 3000 | 140.567
| DM1125322 | Decor S LED1x1050 H313 T830 OP LO1 | non-dimmable, I, IP40, IK05, opal polycarbonate diffuser, slim light grey aluminium body, basic version | 857 | 39 | 75 |  | 50000/L80B10 | 3 | 1007 | 10 | 101 | 80+ | 3000 | 151.016
| DM1125323 | Decor S LED1x1400 H314 T830 OP LO2 | non-dimmable, I, IP40, IK05, opal polycarbonate diffuser, slim light grey aluminium body, basic version | 857 | 39 | 75 |  | 50000/L80B10 | 3 | 1372 | 14 | 98 | 80+ | 3000 | 151.016
| DM1125324 | Decor S LED1x1900 H315 T830 OP LO3 | non-dimmable, I, IP40, IK05, opal polycarbonate diffuser, slim light grey aluminium body, basic version | 857 | 39 | 75 |  | 50000/L80B10 | 3 | 1886 | 20.2 | 93 | 80+ | 3000 | 156.176
| DM1125325 | Decor S LED1x2850 H316 T830 OP LO4 | non-dimmable, I, IP40, IK05, opal polycarbonate diffuser, slim light grey aluminium body, basic version | 857 | 39 | 75 |  | 50000/L80B10 | 3 | 2829 | 29.7 | 95 | 80+ | 3000 | 159.659
| DM1125326 | Decor S LED1x1200 H317 T830 OP LO1 | non-dimmable, I, IP40, IK05, opal polycarbonate diffuser, slim light grey aluminium body, basic version | 997 | 39 | 75 |  | 50000/L80B10 | 3 | 1122 | 11.5 | 98 | 80+ | 3000 | 170.968
| DM1125327 | Decor S LED1x1650 H318 T830 OP LO2 | non-dimmable, I, IP40, IK05, opal polycarbonate diffuser, slim light grey aluminium body, basic version | 997 | 39 | 75 |  | 50000/L80B10 | 3 | 1529 | 15.9 | 96 | 80+ | 3000 | 170.968
| DM1125328 | Decor S LED1x2200 H319 T830 OP LO3 | non-dimmable, I, IP40, IK05, opal polycarbonate diffuser, slim light grey aluminium body, basic version | 997 | 39 | 75 |  | 50000/L80B10 | 3 | 2102 | 23 | 91 | 80+ | 3000 | 177.074
| DM1125329 | Decor S LED1x1350 H320 T830 OP LO1 | non-dimmable, I, IP40, IK05, opal polycarbonate diffuser, slim light grey aluminium body, basic version | 1137 | 39 | 75 |  | 50000/L80B10 | 3 | 1282 | 13 | 99 | 80+ | 3000 | 174.365
| DM1125330 | Decor S LED1x1850 H321 T830 OP LO2 | non-dimmable, I, IP40, IK05, opal polycarbonate diffuser, slim light grey aluminium body, basic version | 1137 | 39 | 75 |  | 50000/L80B10 | 3 | 1748 | 17.9 | 98 | 80+ | 3000 | 174.365
| DM1125331 | Decor S LED1x2550 H322 T830 OP LO3 | non-dimmable, I, IP40, IK05, opal polycarbonate diffuser, slim light grey aluminium body, basic version | 1137 | 39 | 75 |  | 50000/L80B10 | 3 | 2402 | 26.3 | 91 | 80+ | 3000 | 179.611
| DM1125332 | Decor S LED1x3800 H323 T830 OP LO4 | non-dimmable, I, IP40, IK05, opal polycarbonate diffuser, slim light grey aluminium body, basic version | 1137 | 39 | 75 |  | 50000/L80B10 | 3 | 3604 | 38.2 | 94 | 80+ | 3000 | 202.96
| DM1125333 | Decor S LED1x1550 H324 T830 OP LO1 | non-dimmable, I, IP40, IK05, opal polycarbonate diffuser, slim light grey aluminium body, basic version | 1277 | 39 | 75 |  | 50000/L80B10 | 3 | 1442 | 14.5 | 99 | 80+ | 3000 | 199.606
| DM1125334 | Decor S LED1x2100 H325 T830 OP LO2 | non-dimmable, I, IP40, IK05, opal polycarbonate diffuser, slim light grey aluminium body, basic version | 1277 | 39 | 75 |  | 50000/L80B10 | 3 | 1966 | 20.1 | 98 | 80+ | 3000 | 199.606
| DM1125335 | Decor S LED1x2850 H326 T830 OP LO3 | non-dimmable, I, IP40, IK05, opal polycarbonate diffuser, slim light grey aluminium body, basic version | 1277 | 39 | 75 |  | 50000/L80B10 | 3 | 2703 | 29.6 | 91 | 80+ | 3000 | 204.766
| DM1125336 | Decor S LED1x1700 H327 T830 OP LO1 | non-dimmable, I, IP40, IK05, opal polycarbonate diffuser, slim light grey aluminium body, basic version | 1417 | 39 | 75 |  | 50000/L80B10 | 3 | 1603 | 16.5 | 97 | 80+ | 3000 | 217.752
| DM1125337 | Decor S LED1x2300 H328 T830 OP LO2 | non-dimmable, I, IP40, IK05, opal polycarbonate diffuser, slim light grey aluminium body, basic version | 1417 | 39 | 75 |  | 50000/L80B10 | 3 | 2184 | 23 | 95 | 80+ | 3000 | 217.752
| DM1125338 | Decor S LED1x3150 H329 T830 OP LO3 | non-dimmable, I, IP40, IK05, opal polycarbonate diffuser, slim light grey aluminium body, basic version | 1417 | 39 | 75 |  | 50000/L80B10 | 3 | 3002 | 31.8 | 94 | 80+ | 3000 | 236.801
| DM1125339 | Decor S LED1x4750 H330 T830 OP LO4 | non-dimmable, I, IP40, IK05, opal polycarbonate diffuser, slim light grey aluminium body, basic version | 1417 | 39 | 75 |  | 50000/L80B10 | 3 | 4504 | 47.8 | 94 | 80+ | 3000 | 242.907
| DM1125340 | Decor S LED1x2050 H331 T830 OP LO1 | non-dimmable, I, IP40, IK05, opal polycarbonate diffuser, slim light grey aluminium body, basic version | 1697 | 39 | 75 |  | 50000/L80B10 | 3 | 1923 | 19.3 | 100 | 80+ | 3000 | 249.056
| DM1125341 | Decor S LED1x2750 H332 T830 OP LO2 | non-dimmable, I, IP40, IK05, opal polycarbonate diffuser, slim light grey aluminium body, basic version | 1697 | 39 | 75 |  | 50000/L80B10 | 3 | 2621 | 27.3 | 96 | 80+ | 3000 | 249.056
| DM1125342 | Decor S LED1x3800 H333 T830 OP LO3 | non-dimmable, I, IP40, IK05, opal polycarbonate diffuser, slim light grey aluminium body, basic version | 1697 | 39 | 75 |  | 50000/L80B10 | 3 | 3603 | 38.2 | 94 | 80+ | 3000 | 268.105
| DM1125343 | Decor S LED1x5700 H334 T830 OP LO4 | non-dimmable, I, IP40, IK05, opal polycarbonate diffuser, slim light grey aluminium body, basic version | 1697 | 39 | 75 |  | 50000/L80B10 | 3 | 5405 | 57.3 | 94 | 80+ | 3000 | 282.854
| DM1125344 | Decor S LED1x2350 H335 T830 OP LO1 | non-dimmable, I, IP40, IK05, opal polycarbonate diffuser, slim light grey aluminium body, basic version | 1977 | 39 | 75 |  | 50000/L80B10 | 3 | 2244 | 22.2 | 101 | 80+ | 3000 | 260.408
| DM1125345 | Decor S LED1x3250 H336 T830 OP LO2 | non-dimmable, I, IP40, IK05, opal polycarbonate diffuser, slim light grey aluminium body, basic version | 1977 | 39 | 75 |  | 50000/L80B10 | 3 | 3058 | 31.4 | 97 | 80+ | 3000 | 260.408
| DM1125346 | Decor S LED1x4450 H337 T830 OP LO3 | non-dimmable, I, IP40, IK05, opal polycarbonate diffuser, slim light grey aluminium body, basic version | 1977 | 39 | 75 |  | 50000/L80B10 | 3 | 4204 | 44.6 | 94 | 80+ | 3000 | 279.5
| DM1125347 | Decor S LED1x4750 H338 T830 OP LO4 | non-dimmable, I, IP40, IK05, opal polycarbonate diffuser, slim light grey aluminium body, basic version | 2117 | 39 | 75 |  | 50000/L80B10 | 3 | 5405 | 57.3 | 94 | 80+ | 3000 | 335.787
| DM1125348 | Decor S LED1x2700 H339 T830 OP LO1 | non-dimmable, I, IP40, IK05, opal polycarbonate diffuser, slim light grey aluminium body, basic version | 2257 | 39 | 75 |  | 50000/L80B10 | 3 | 2565 | 25.1 | 102 | 80+ | 3000 | 314.889
| DM1125349 | Decor S LED1x3700 H340 T830 OP LO2 | non-dimmable, I, IP40, IK05, opal polycarbonate diffuser, slim light grey aluminium body, basic version | 2257 | 39 | 75 |  | 50000/L80B10 | 3 | 3495 | 35.5 | 98 | 80+ | 3000 | 314.889
| DM1125350 | Decor S LED1x5050 H341 T830 OP LO3 | non-dimmable, I, IP40, IK05, opal polycarbonate diffuser, slim light grey aluminium body, basic version | 2257 | 39 | 75 |  | 50000/L80B10 | 3 | 4804 | 50.9 | 94 | 80+ | 3000 | 333.981
| DM1125351 | Decor S LED1x7550 H342 T830 OP LO4 | non-dimmable, I, IP40, IK05, opal polycarbonate diffuser, slim light grey aluminium body, basic version | 2257 | 39 | 75 |  | 50000/L80B10 | 3 | 7206 | 77.3 | 93 | 80+ | 3000 | 390.44
| DM1125352 | Decor S LED1x3050 H343 T830 OP LO1 | non-dimmable, I, IP40, IK05, opal polycarbonate diffuser, slim light grey aluminium body, basic version | 2537 | 39 | 75 |  | 50000/L80B10 | 3 | 2885 | 27.3 | 106 | 80+ | 3000 | 388.634
| DM1125353 | Decor S LED1x4150 H344 T830 OP LO2 | non-dimmable, I, IP40, IK05, opal polycarbonate diffuser, slim light grey aluminium body, basic version | 2537 | 39 | 75 |  | 50000/L80B10 | 3 | 3932 | 39.9 | 99 | 80+ | 3000 | 374.788
| DM1125354 | Decor S LED1x5700 H345 T830 OP LO3 | non-dimmable, I, IP40, IK05, opal polycarbonate diffuser, slim light grey aluminium body, basic version | 2537 | 39 | 75 |  | 50000/L80B10 | 3 | 5405 | 57.3 | 94 | 80+ | 3000 | 396.374
| DM1125355 | Decor S LED1x8500 H346 T830 OP LO4 | non-dimmable, I, IP40, IK05, opal polycarbonate diffuser, slim light grey aluminium body, basic version | 2537 | 39 | 75 |  | 50000/L80B10 | 3 | 8107 | 83.2 | 97 | 80+ | 3000 | 447.673
| DM1125356 | Decor S LED1x3550 H347 T830 OP LO1 | non-dimmable, I, IP40, IK05, opal polycarbonate diffuser, slim light grey aluminium body, basic version | 2957 | 39 | 75 |  | 50000/L80B10 | 3 | 3366 | 31.9 | 106 | 80+ | 3000 | 410.22
| DM1125357 | Decor S LED1x4850 H348 T830 OP LO2 | non-dimmable, I, IP40, IK05, opal polycarbonate diffuser, slim light grey aluminium body, basic version | 2957 | 39 | 75 |  | 50000/L80B10 | 3 | 4587 | 46 | 100 | 80+ | 3000 | 396.374
| DM1125358 | Decor S LED1x6650 H349 T830 OP LO3 | non-dimmable, I, IP40, IK05, opal polycarbonate diffuser, slim light grey aluminium body, basic version | 2957 | 39 | 75 |  | 50000/L80B10 | 3 | 6305 | 66.9 | 94 | 80+ | 3000 | 419.035
| DM1125359 | Decor S LED1x700 H305 T840 OP LO1 | non-dimmable, I, IP40, IK05, opal polycarbonate diffuser, slim light grey aluminium body, basic version | 577 | 39 | 75 |  | 50000/L80B10 | 3 | 671 | 6.8 | 99 | 80+ | 4000 | 106.726
| DM1125360 | Decor S LED1x950 H306 T840 OP LO2 | non-dimmable, I, IP40, IK05, opal polycarbonate diffuser, slim light grey aluminium body, basic version | 577 | 39 | 75 |  | 50000/L80B10 | 3 | 915 | 9.5 | 96 | 80+ | 4000 | 106.726
| DM1125361 | Decor S LED1x1300 H307 T840 OP LO3 | non-dimmable, I, IP40, IK05, opal polycarbonate diffuser, slim light grey aluminium body, basic version | 577 | 39 | 75 |  | 50000/L80B10 | 3 | 1257 | 13.8 | 91 | 80+ | 4000 | 118.035
| DM1125362 | Decor S LED1x1900 H308 T840 OP LO4 | non-dimmable, I, IP40, IK05, opal polycarbonate diffuser, slim light grey aluminium body, basic version | 577 | 39 | 75 |  | 50000/L80B10 | 3 | 1886 | 20 | 94 | 80+ | 4000 | 119.884
| DM1125363 | Decor S LED1x850 H309 T840 OP LO1 | non-dimmable, I, IP40, IK05, opal polycarbonate diffuser, slim light grey aluminium body, basic version | 717 | 39 | 75 |  | 50000/L80B10 | 3 | 839 | 8.1 | 104 | 80+ | 4000 | 125.818
| DM1125364 | Decor S LED1x1150 H310 T840 OP LO2 | non-dimmable, I, IP40, IK05, opal polycarbonate diffuser, slim light grey aluminium body, basic version | 717 | 39 | 75 |  | 50000/L80B10 | 3 | 1143 | 11.6 | 99 | 80+ | 4000 | 125.818
| DM1125365 | Decor S LED1x1600 H311 T840 OP LO3 | non-dimmable, I, IP40, IK05, opal polycarbonate diffuser, slim light grey aluminium body, basic version | 717 | 39 | 75 |  | 50000/L80B10 | 3 | 1572 | 16.8 | 94 | 80+ | 4000 | 137.127
| DM1125366 | Decor S LED1x2400 H312 T840 OP LO4 | non-dimmable, I, IP40, IK05, opal polycarbonate diffuser, slim light grey aluminium body, basic version | 717 | 39 | 75 |  | 50000/L80B10 | 3 | 2358 | 24.7 | 95 | 80+ | 4000 | 140.567
| DM1125367 | Decor S LED1x1050 H313 T840 OP LO1 | non-dimmable, I, IP40, IK05, opal polycarbonate diffuser, slim light grey aluminium body, basic version | 857 | 39 | 75 |  | 50000/L80B10 | 3 | 1007 | 10 | 101 | 80+ | 4000 | 151.016
| DM1125368 | Decor S LED1x1400 H314 T840 OP LO2 | non-dimmable, I, IP40, IK05, opal polycarbonate diffuser, slim light grey aluminium body, basic version | 857 | 39 | 75 |  | 50000/L80B10 | 3 | 1372 | 14 | 98 | 80+ | 4000 | 151.016
| DM1125369 | Decor S LED1x1900 H315 T840 OP LO3 | non-dimmable, I, IP40, IK05, opal polycarbonate diffuser, slim light grey aluminium body, basic version | 857 | 39 | 75 |  | 50000/L80B10 | 3 | 1886 | 20.2 | 93 | 80+ | 4000 | 156.176
| DM1125370 | Decor S LED1x2850 H316 T840 OP LO4 | non-dimmable, I, IP40, IK05, opal polycarbonate diffuser, slim light grey aluminium body, basic version | 857 | 39 | 75 |  | 50000/L80B10 | 3 | 2829 | 29.7 | 95 | 80+ | 4000 | 159.659
| DM1125371 | Decor S LED1x1200 H317 T840 OP LO1 | non-dimmable, I, IP40, IK05, opal polycarbonate diffuser, slim light grey aluminium body, basic version | 997 | 39 | 75 |  | 50000/L80B10 | 3 | 1175 | 11.5 | 102 | 80+ | 4000 | 170.968
| DM1125372 | Decor S LED1x1650 H318 T840 OP LO2 | non-dimmable, I, IP40, IK05, opal polycarbonate diffuser, slim light grey aluminium body, basic version | 997 | 39 | 75 |  | 50000/L80B10 | 3 | 1601 | 15.9 | 101 | 80+ | 4000 | 170.968
| DM1125373 | Decor S LED1x2200 H319 T840 OP LO3 | non-dimmable, I, IP40, IK05, opal polycarbonate diffuser, slim light grey aluminium body, basic version | 997 | 39 | 75 |  | 50000/L80B10 | 3 | 2200 | 23 | 96 | 80+ | 4000 | 177.074
| DM1125374 | Decor S LED1x1350 H320 T840 OP LO1 | non-dimmable, I, IP40, IK05, opal polycarbonate diffuser, slim light grey aluminium body, basic version | 1137 | 39 | 75 |  | 50000/L80B10 | 3 | 1342 | 13 | 103 | 80+ | 4000 | 174.365
| DM1125375 | Decor S LED1x1850 H321 T840 OP LO2 | non-dimmable, I, IP40, IK05, opal polycarbonate diffuser, slim light grey aluminium body, basic version | 1137 | 39 | 75 |  | 50000/L80B10 | 3 | 1830 | 17.9 | 102 | 80+ | 4000 | 174.365
| DM1125376 | Decor S LED1x2550 H322 T840 OP LO3 | non-dimmable, I, IP40, IK05, opal polycarbonate diffuser, slim light grey aluminium body, basic version | 1137 | 39 | 75 |  | 50000/L80B10 | 3 | 2515 | 26.3 | 96 | 80+ | 4000 | 179.611
| DM1125377 | Decor S LED1x3800 H323 T840 OP LO4 | non-dimmable, I, IP40, IK05, opal polycarbonate diffuser, slim light grey aluminium body, basic version | 1137 | 39 | 75 |  | 50000/L80B10 | 3 | 3773 | 38.2 | 99 | 80+ | 4000 | 202.96
| DM1125378 | Decor S LED1x1550 H324 T840 OP LO1 | non-dimmable, I, IP40, IK05, opal polycarbonate diffuser, slim light grey aluminium body, basic version | 1277 | 39 | 75 |  | 50000/L80B10 | 3 | 1510 | 14.5 | 104 | 80+ | 4000 | 199.606
| DM1125379 | Decor S LED1x2100 H325 T840 OP LO2 | non-dimmable, I, IP40, IK05, opal polycarbonate diffuser, slim light grey aluminium body, basic version | 1277 | 39 | 75 |  | 50000/L80B10 | 3 | 2058 | 20.1 | 102 | 80+ | 4000 | 199.606
| DM1125380 | Decor S LED1x2850 H326 T840 OP LO3 | non-dimmable, I, IP40, IK05, opal polycarbonate diffuser, slim light grey aluminium body, basic version | 1277 | 39 | 75 |  | 50000/L80B10 | 3 | 2829 | 29.6 | 96 | 80+ | 4000 | 204.766
| DM1125381 | Decor S LED1x1700 H327 T840 OP LO1 | non-dimmable, I, IP40, IK05, opal polycarbonate diffuser, slim light grey aluminium body, basic version | 1417 | 39 | 75 |  | 50000/L80B10 | 3 | 1678 | 16.5 | 102 | 80+ | 4000 | 217.752
| DM1125382 | Decor S LED1x2300 H328 T840 OP LO2 | non-dimmable, I, IP40, IK05, opal polycarbonate diffuser, slim light grey aluminium body, basic version | 1417 | 39 | 75 |  | 50000/L80B10 | 3 | 2287 | 22.9 | 100 | 80+ | 4000 | 217.752
| DM1125383 | Decor S LED1x3150 H329 T840 OP LO3 | non-dimmable, I, IP40, IK05, opal polycarbonate diffuser, slim light grey aluminium body, basic version | 1417 | 39 | 75 |  | 50000/L80B10 | 3 | 3143 | 31.7 | 99 | 80+ | 4000 | 236.801
| DM1125384 | Decor S LED1x4750 H330 T840 OP LO4 | non-dimmable, I, IP40, IK05, opal polycarbonate diffuser, slim light grey aluminium body, basic version | 1417 | 39 | 75 |  | 50000/L80B10 | 3 | 4716 | 47.8 | 99 | 80+ | 4000 | 242.907
| DM1125385 | Decor S LED1x2050 H331 T840 OP LO1 | non-dimmable, I, IP40, IK05, opal polycarbonate diffuser, slim light grey aluminium body, basic version | 1697 | 39 | 75 |  | 50000/L80B10 | 3 | 2014 | 19.3 | 104 | 80+ | 4000 | 249.056
| DM1125386 | Decor S LED1x2750 H332 T840 OP LO2 | non-dimmable, I, IP40, IK05, opal polycarbonate diffuser, slim light grey aluminium body, basic version | 1697 | 39 | 75 |  | 50000/L80B10 | 3 | 2744 | 27.3 | 101 | 80+ | 4000 | 249.056
| DM1125387 | Decor S LED1x3800 H333 T840 OP LO3 | non-dimmable, I, IP40, IK05, opal polycarbonate diffuser, slim light grey aluminium body, basic version | 1697 | 39 | 75 |  | 50000/L80B10 | 3 | 3773 | 38.2 | 99 | 80+ | 4000 | 268.105
| DM1125388 | Decor S LED1x5700 H334 T840 OP LO4 | non-dimmable, I, IP40, IK05, opal polycarbonate diffuser, slim light grey aluminium body, basic version | 1697 | 39 | 75 |  | 50000/L80B10 | 3 | 5658 | 57.3 | 99 | 80+ | 4000 | 282.854
| DM1125389 | Decor S LED1x2350 H335 T840 OP LO1 | non-dimmable, I, IP40, IK05, opal polycarbonate diffuser, slim light grey aluminium body, basic version | 1977 | 39 | 75 |  | 50000/L80B10 | 3 | 2350 | 22.2 | 106 | 80+ | 4000 | 260.408
| DM1125390 | Decor S LED1x3250 H336 T840 OP LO2 | non-dimmable, I, IP40, IK05, opal polycarbonate diffuser, slim light grey aluminium body, basic version | 1977 | 39 | 75 |  | 50000/L80B10 | 3 | 3202 | 31.4 | 102 | 80+ | 4000 | 260.408
| DM1125391 | Decor S LED1x4450 H337 T840 OP LO3 | non-dimmable, I, IP40, IK05, opal polycarbonate diffuser, slim light grey aluminium body, basic version | 1977 | 39 | 75 |  | 50000/L80B10 | 3 | 4401 | 44.6 | 99 | 80+ | 4000 | 279.5
| DM1125392 | Decor S LED1x4750 H338 T840 OP LO4 | non-dimmable, I, IP40, IK05, opal polycarbonate diffuser, slim light grey aluminium body, basic version | 2117 | 39 | 75 |  | 50000/L80B10 | 3 | 4716 | 47.8 | 99 | 80+ | 4000 | 335.787
| DM1125393 | Decor S LED1x2700 H339 T840 OP LO1 | non-dimmable, I, IP40, IK05, opal polycarbonate diffuser, slim light grey aluminium body, basic version | 2257 | 39 | 75 |  | 50000/L80B10 | 3 | 2685 | 25.1 | 107 | 80+ | 4000 | 314.889
| DM1125394 | Decor S LED1x3700 H340 T840 OP LO2 | non-dimmable, I, IP40, IK05, opal polycarbonate diffuser, slim light grey aluminium body, basic version | 2257 | 39 | 75 |  | 50000/L80B10 | 3 | 3659 | 35.5 | 103 | 80+ | 4000 | 314.889
| DM1125395 | Decor S LED1x5050 H341 T840 OP LO3 | non-dimmable, I, IP40, IK05, opal polycarbonate diffuser, slim light grey aluminium body, basic version | 2257 | 39 | 75 |  | 50000/L80B10 | 3 | 5030 | 50.9 | 99 | 80+ | 4000 | 333.981
| DM1125396 | Decor S LED1x7550 H342 T840 OP LO4 | non-dimmable, I, IP40, IK05, opal polycarbonate diffuser, slim light grey aluminium body, basic version | 2257 | 39 | 75 |  | 50000/L80B10 | 3 | 7544 | 77.3 | 98 | 80+ | 4000 | 390.44
| DM1125397 | Decor S LED1x3050 H343 T840 OP LO1 | non-dimmable, I, IP40, IK05, opal polycarbonate diffuser, slim light grey aluminium body, basic version | 2537 | 39 | 75 |  | 50000/L80B10 | 3 | 3021 | 27.3 | 111 | 80+ | 4000 | 388.634
| DM1125398 | Decor S LED1x4150 H344 T840 OP LO2 | non-dimmable, I, IP40, IK05, opal polycarbonate diffuser, slim light grey aluminium body, basic version | 2537 | 39 | 75 |  | 50000/L80B10 | 3 | 4116 | 39.9 | 103 | 80+ | 4000 | 374.788
| DM1125399 | Decor S LED1x5700 H345 T840 OP LO3 | non-dimmable, I, IP40, IK05, opal polycarbonate diffuser, slim light grey aluminium body, basic version | 2537 | 39 | 75 |  | 50000/L80B10 | 3 | 5658 | 57.3 | 99 | 80+ | 4000 | 396.374
| DM1125400 | Decor S LED1x8500 H346 T840 OP LO4 | non-dimmable, I, IP40, IK05, opal polycarbonate diffuser, slim light grey aluminium body, basic version | 2537 | 39 | 75 |  | 50000/L80B10 | 3 | 8488 | 83.2 | 102 | 80+ | 4000 | 447.673
| DM1125401 | Decor S LED1x3550 H347 T840 OP LO1 | non-dimmable, I, IP40, IK05, opal polycarbonate diffuser, slim light grey aluminium body, basic version | 2957 | 39 | 75 |  | 50000/L80B10 | 3 | 3524 | 31.9 | 110 | 80+ | 4000 | 410.22
| DM1125402 | Decor S LED1x4850 H348 T840 OP LO2 | non-dimmable, I, IP40, IK05, opal polycarbonate diffuser, slim light grey aluminium body, basic version | 2957 | 39 | 75 |  | 50000/L80B10 | 3 | 4802 | 46 | 104 | 80+ | 4000 | 396.374
| DM1125403 | Decor S LED1x6650 H349 T840 OP LO3 | non-dimmable, I, IP40, IK05, opal polycarbonate diffuser, slim light grey aluminium body, basic version | 2957 | 39 | 75 |  | 50000/L80B10 | 3 | 6601 | 66.9 | 99 | 80+ | 4000 | 419.035
| DM1125404 | Decor S LED1x650 H305 T830 DPRZ LT80 LO1 | non-dimmable, I, IP40, IK05, UGR≤16, matt micro-prismatic polycarbonate diffuser, slim light grey aluminium body, basic version | 577 | 39 | 75 |  | 50000/L80B10 | 3 | 592 | 6.8 | 87 | 80+ | 3000 | 109.478
| DM1125405 | Decor S LED1x850 H306 T830 DPRZ LT80 LO2 | non-dimmable, I, IP40, IK05, UGR≤19, matt micro-prismatic polycarbonate diffuser, slim light grey aluminium body, basic version | 577 | 39 | 75 |  | 50000/L80B10 | 3 | 808 | 9.5 | 85 | 80+ | 3000 | 109.478
| DM1125406 | Decor S LED1x1200 H307 T830 DPRZ LT80 LO3 | non-dimmable, I, IP40, IK05, UGR≤19, matt micro-prismatic polycarbonate diffuser, slim light grey aluminium body, basic version | 577 | 39 | 75 |  | 50000/L80B10 | 3 | 1110 | 13.8 | 80 | 80+ | 3000 | 120.572
| DM1125407 | Decor S LED1x1750 H308 T830 DPRZ LT80 LO4 | non-dimmable, I, IP40, IK05, UGR≤19, matt micro-prismatic polycarbonate diffuser, slim light grey aluminium body, basic version | 577 | 39 | 75 |  | 50000/L80B10 | 3 | 1665 | 20 | 83 | 80+ | 3000 | 122.378
| DM1125408 | Decor S LED1x800 H309 T830 DPRZ LT80 LO1 | non-dimmable, I, IP40, IK05, UGR≤16, matt micro-prismatic polycarbonate diffuser, slim light grey aluminium body, basic version | 717 | 39 | 75 |  | 50000/L80B10 | 3 | 740 | 8.1 | 91 | 80+ | 3000 | 130.333
| DM1125409 | Decor S LED1x1100 H310 T830 DPRZ LT80 LO2 | non-dimmable, I, IP40, IK05, UGR≤19, matt micro-prismatic polycarbonate diffuser, slim light grey aluminium body, basic version | 717 | 39 | 75 |  | 50000/L80B10 | 3 | 1010 | 11.6 | 87 | 80+ | 3000 | 130.333
| DM1125410 | Decor S LED1x1500 H311 T830 DPRZ LT80 LO3 | non-dimmable, I, IP40, IK05, UGR≤19, matt micro-prismatic polycarbonate diffuser, slim light grey aluminium body, basic version | 717 | 39 | 75 |  | 50000/L80B10 | 3 | 1388 | 16.8 | 83 | 80+ | 3000 | 141.47
| DM1125411 | Decor S LED1x2200 H312 T830 DPRZ LT80 LO4 | non-dimmable, I, IP40, IK05, UGR≤19, matt micro-prismatic polycarbonate diffuser, slim light grey aluminium body, basic version | 717 | 39 | 75 |  | 50000/L80B10 | 3 | 2082 | 24.7 | 84 | 80+ | 3000 | 144.867
| DM1125412 | Decor S LED1x950 H313 T830 DPRZ LT80 LO1 | non-dimmable, I, IP40, IK05, UGR≤16, matt micro-prismatic polycarbonate diffuser, slim light grey aluminium body, basic version | 857 | 39 | 75 |  | 50000/L80B10 | 3 | 931 | 10 | 93 | 80+ | 3000 | 155.316
| DM1125413 | Decor S LED1x1300 H314 T830 DPRZ LT80 LO2 | non-dimmable, I, IP40, IK05, UGR≤19, matt micro-prismatic polycarbonate diffuser, slim light grey aluminium body, basic version | 857 | 39 | 75 |  | 50000/L80B10 | 3 | 1268 | 14 | 91 | 80+ | 3000 | 155.316
| DM1125414 | Decor S LED1x1750 H315 T830 DPRZ LT80 LO3 | non-dimmable, I, IP40, IK05, UGR≤19, matt micro-prismatic polycarbonate diffuser, slim light grey aluminium body, basic version | 857 | 39 | 75 |  | 50000/L80B10 | 3 | 1743 | 20.2 | 86 | 80+ | 3000 | 161.465
| DM1125415 | Decor S LED1x2650 H316 T830 DPRZ LT80 LO4 | non-dimmable, I, IP40, IK05, UGR≤19, matt micro-prismatic polycarbonate diffuser, slim light grey aluminium body, basic version | 857 | 39 | 75 |  | 50000/L80B10 | 3 | 2615 | 29.7 | 88 | 80+ | 3000 | 164.819
| DM1125416 | Decor S LED1x1100 H317 T830 DPRZ LT80 LO1 | non-dimmable, I, IP40, IK05, UGR≤16, matt micro-prismatic polycarbonate diffuser, slim light grey aluminium body, basic version | 997 | 39 | 75 |  | 50000/L80B10 | 3 | 1037 | 11.5 | 90 | 80+ | 3000 | 177.977
| DM1125417 | Decor S LED1x1500 H318 T830 DPRZ LT80 LO2 | non-dimmable, I, IP40, IK05, UGR≤19, matt micro-prismatic polycarbonate diffuser, slim light grey aluminium body, basic version | 997 | 39 | 75 |  | 50000/L80B10 | 3 | 1413 | 15.9 | 89 | 80+ | 3000 | 177.977
| DM1125418 | Decor S LED1x2050 H319 T830 DPRZ LT80 LO3 | non-dimmable, I, IP40, IK05, UGR≤19, matt micro-prismatic polycarbonate diffuser, slim light grey aluminium body, basic version | 997 | 39 | 75 |  | 50000/L80B10 | 3 | 1943 | 23 | 84 | 80+ | 3000 | 183.266
| DM1125419 | Decor S LED1x1250 H320 T830 DPRZ LT80 LO1 | non-dimmable, I, IP40, IK05, UGR≤16, matt micro-prismatic polycarbonate diffuser, slim light grey aluminium body, basic version | 1137 | 39 | 75 |  | 50000/L80B10 | 3 | 1185 | 13 | 91 | 80+ | 3000 | 180.514
| DM1125420 | Decor S LED1x1700 H321 T830 DPRZ LT80 LO2 | non-dimmable, I, IP40, IK05, UGR≤19, matt micro-prismatic polycarbonate diffuser, slim light grey aluminium body, basic version | 1137 | 39 | 75 |  | 50000/L80B10 | 3 | 1615 | 17.9 | 90 | 80+ | 3000 | 180.514
| DM1125421 | Decor S LED1x2350 H322 T830 DPRZ LT80 LO3 | non-dimmable, I, IP40, IK05, UGR≤19, matt micro-prismatic polycarbonate diffuser, slim light grey aluminium body, basic version | 1137 | 39 | 75 |  | 50000/L80B10 | 3 | 2220 | 26.3 | 84 | 80+ | 3000 | 185.717
| DM1125422 | Decor S LED1x3500 H323 T830 DPRZ LT80 LO4 | non-dimmable, I, IP40, IK05, UGR≤19, matt micro-prismatic polycarbonate diffuser, slim light grey aluminium body, basic version | 1137 | 39 | 75 |  | 50000/L80B10 | 3 | 3331 | 38.2 | 87 | 80+ | 3000 | 209.109
| DM1125423 | Decor S LED1x1400 H324 T830 DPRZ LT80 LO1 | non-dimmable, I, IP40, IK05, UGR≤16, matt micro-prismatic polycarbonate diffuser, slim light grey aluminium body, basic version | 1277 | 39 | 75 |  | 50000/L80B10 | 3 | 1333 | 14.5 | 92 | 80+ | 3000 | 206.572
| DM1125424 | Decor S LED1x1950 H325 T830 DPRZ LT80 LO2 | non-dimmable, I, IP40, IK05, UGR≤19, matt micro-prismatic polycarbonate diffuser, slim light grey aluminium body, basic version | 1277 | 39 | 75 |  | 50000/L80B10 | 3 | 1817 | 20.1 | 90 | 80+ | 3000 | 206.572
| DM1125425 | Decor S LED1x2650 H326 T830 DPRZ LT80 LO3 | non-dimmable, I, IP40, IK05, UGR≤19, matt micro-prismatic polycarbonate diffuser, slim light grey aluminium body, basic version | 1277 | 39 | 75 |  | 50000/L80B10 | 3 | 2498 | 29.6 | 84 | 80+ | 3000 | 212.463
| DM1125426 | Decor S LED1x1600 H327 T830 DPRZ LT80 LO1 | non-dimmable, I, IP40, IK05, UGR≤16, matt micro-prismatic polycarbonate diffuser, slim light grey aluminium body, basic version | 1417 | 39 | 75 |  | 50000/L80B10 | 3 | 1482 | 16.5 | 90 | 80+ | 3000 | 225.664
| DM1125427 | Decor S LED1x2150 H328 T830 DPRZ LT80 LO2 | non-dimmable, I, IP40, IK05, UGR≤19, matt micro-prismatic polycarbonate diffuser, slim light grey aluminium body, basic version | 1417 | 39 | 75 |  | 50000/L80B10 | 3 | 2018 | 23 | 88 | 80+ | 3000 | 225.664
| DM1125428 | Decor S LED1x2950 H329 T830 DPRZ LT80 LO3 | non-dimmable, I, IP40, IK05, UGR≤19, matt micro-prismatic polycarbonate diffuser, slim light grey aluminium body, basic version | 1417 | 39 | 75 |  | 50000/L80B10 | 3 | 2775 | 31.8 | 87 | 80+ | 3000 | 244.713
| DM1125429 | Decor S LED1x4400 H330 T830 DPRZ LT80 LO4 | non-dimmable, I, IP40, IK05, UGR≤19, matt micro-prismatic polycarbonate diffuser, slim light grey aluminium body, basic version | 1417 | 39 | 75 |  | 50000/L80B10 | 3 | 4163 | 47.8 | 87 | 80+ | 3000 | 250.604
| DM1125430 | Decor S LED1x1900 H331 T830 DPRZ LT80 LO1 | non-dimmable, I, IP40, IK05, UGR≤16, matt micro-prismatic polycarbonate diffuser, slim light grey aluminium body, basic version | 1697 | 39 | 75 |  | 50000/L80B10 | 3 | 1778 | 19.3 | 92 | 80+ | 3000 | 257.699
| DM1125431 | Decor S LED1x2550 H332 T830 DPRZ LT80 LO2 | non-dimmable, I, IP40, IK05, UGR≤19, matt micro-prismatic polycarbonate diffuser, slim light grey aluminium body, basic version | 1697 | 39 | 75 |  | 50000/L80B10 | 3 | 2422 | 27.3 | 89 | 80+ | 3000 | 257.699
| DM1125432 | Decor S LED1x3500 H333 T830 DPRZ LT80 LO3 | non-dimmable, I, IP40, IK05, UGR≤19, matt micro-prismatic polycarbonate diffuser, slim light grey aluminium body, basic version | 1697 | 39 | 75 |  | 50000/L80B10 | 3 | 3330 | 38.2 | 87 | 80+ | 3000 | 276.748
| DM1125433 | Decor S LED1x5250 H334 T830 DPRZ LT80 LO4 | non-dimmable, I, IP40, IK05, UGR≤19, matt micro-prismatic polycarbonate diffuser, slim light grey aluminium body, basic version | 1697 | 39 | 75 |  | 50000/L80B10 | 3 | 4995 | 57.3 | 87 | 80+ | 3000 | 292.4
| DM1125434 | Decor S LED1x2200 H335 T830 DPRZ LT80 LO1 | non-dimmable, I, IP40, IK05, UGR≤16, matt micro-prismatic polycarbonate diffuser, slim light grey aluminium body, basic version | 1977 | 39 | 75 |  | 50000/L80B10 | 3 | 2074 | 22.2 | 93 | 80+ | 3000 | 270.599
| DM1125435 | Decor S LED1x3000 H336 T830 DPRZ LT80 LO2 | non-dimmable, I, IP40, IK05, UGR≤19, matt micro-prismatic polycarbonate diffuser, slim light grey aluminium body, basic version | 1977 | 39 | 75 |  | 50000/L80B10 | 3 | 2826 | 31.4 | 90 | 80+ | 3000 | 270.599
| DM1125436 | Decor S LED1x4100 H337 T830 DPRZ LT80 LO3 | non-dimmable, I, IP40, IK05, UGR≤19, matt micro-prismatic polycarbonate diffuser, slim light grey aluminium body, basic version | 1977 | 39 | 75 |  | 50000/L80B10 | 3 | 3885 | 44.6 | 87 | 80+ | 3000 | 289.691
| DM1125437 | Decor S LED1x4400 H338 T830 DPRZ LT80 LO4 | non-dimmable, I, IP40, IK05, UGR≤19, matt micro-prismatic polycarbonate diffuser, slim light grey aluminium body, basic version | 2117 | 39 | 75 |  | 50000/L80B10 | 3 | 4163 | 47.8 | 87 | 80+ | 3000 | 347.139
| DM1125438 | Decor S LED1x2500 H339 T830 DPRZ LT80 LO1 | non-dimmable, I, IP40, IK05, UGR≤16, matt micro-prismatic polycarbonate diffuser, slim light grey aluminium body, basic version | 2257 | 39 | 75 |  | 50000/L80B10 | 3 | 2370 | 25.1 | 94 | 80+ | 3000 | 327.832
| DM1125439 | Decor S LED1x3400 H340 T830 DPRZ LT80 LO2 | non-dimmable, I, IP40, IK05, UGR≤19, matt micro-prismatic polycarbonate diffuser, slim light grey aluminium body, basic version | 2257 | 39 | 75 |  | 50000/L80B10 | 3 | 3230 | 35.5 | 91 | 80+ | 3000 | 327.832
| DM1125440 | Decor S LED1x4650 H341 T830 DPRZ LT80 LO3 | non-dimmable, I, IP40, IK05, UGR≤19, matt micro-prismatic polycarbonate diffuser, slim light grey aluminium body, basic version | 2257 | 39 | 75 |  | 50000/L80B10 | 3 | 4440 | 50.9 | 87 | 80+ | 3000 | 347.139
| DM1125441 | Decor S LED1x7000 H342 T830 DPRZ LT80 LO4 | non-dimmable, I, IP40, IK05, UGR≤19, matt micro-prismatic polycarbonate diffuser, slim light grey aluminium body, basic version | 2257 | 39 | 75 |  | 50000/L80B10 | 3 | 6660 | 77.3 | 86 | 80+ | 3000 | 402.48
| DM1125442 | Decor S LED1x2800 H343 T830 DPRZ LT80 LO1 | non-dimmable, I, IP40, IK05, UGR≤16, matt micro-prismatic polycarbonate diffuser, slim light grey aluminium body, basic version | 2537 | 39 | 75 |  | 50000/L80B10 | 3 | 2667 | 27.3 | 98 | 80+ | 3000 | 404.286
| DM1125443 | Decor S LED1x3850 H344 T830 DPRZ LT80 LO2 | non-dimmable, I, IP40, IK05, UGR≤19, matt micro-prismatic polycarbonate diffuser, slim light grey aluminium body, basic version | 2537 | 39 | 75 |  | 50000/L80B10 | 3 | 3634 | 39.9 | 91 | 80+ | 3000 | 389.537
| DM1125444 | Decor S LED1x5250 H345 T830 DPRZ LT80 LO3 | non-dimmable, I, IP40, IK05, UGR≤19, matt micro-prismatic polycarbonate diffuser, slim light grey aluminium body, basic version | 2537 | 39 | 75 |  | 50000/L80B10 | 3 | 4995 | 57.3 | 87 | 80+ | 3000 | 412.069
| DM1125445 | Decor S LED1x7850 H346 T830 DPRZ LT80 LO4 | non-dimmable, I, IP40, IK05, UGR≤19, matt micro-prismatic polycarbonate diffuser, slim light grey aluminium body, basic version | 2537 | 39 | 75 |  | 50000/L80B10 | 3 | 7493 | 83.2 | 90 | 80+ | 3000 | 463.067
| DM1125446 | Decor S LED1x3300 H347 T830 DPRZ LT80 LO1 | non-dimmable, I, IP40, IK05, UGR≤16, matt micro-prismatic polycarbonate diffuser, slim light grey aluminium body, basic version | 2957 | 39 | 75 |  | 50000/L80B10 | 3 | 3111 | 31.9 | 98 | 80+ | 3000 | 425.872
| DM1125447 | Decor S LED1x4450 H348 T830 DPRZ LT80 LO2 | non-dimmable, I, IP40, IK05, UGR≤19, matt micro-prismatic polycarbonate diffuser, slim light grey aluminium body, basic version | 2957 | 39 | 75 |  | 50000/L80B10 | 3 | 4239 | 46 | 92 | 80+ | 3000 | 411.123
| DM1125448 | Decor S LED1x6150 H349 T830 DPRZ LT80 LO3 | non-dimmable, I, IP40, IK05, UGR≤19, matt micro-prismatic polycarbonate diffuser, slim light grey aluminium body, basic version | 2957 | 39 | 75 |  | 50000/L80B10 | 3 | 5828 | 66.9 | 87 | 80+ | 3000 | 433.827
| DM1125449 | Decor S LED1x650 H305 T840 DPRZ LT80 LO1 | non-dimmable, I, IP40, IK05, UGR≤16, matt micro-prismatic polycarbonate diffuser, slim light grey aluminium body, basic version | 577 | 39 | 75 |  | 50000/L80B10 | 3 | 620 | 6.8 | 91 | 80+ | 4000 | 109.478
| DM1125450 | Decor S LED1x850 H306 T840 DPRZ LT80 LO2 | non-dimmable, I, IP40, IK05, UGR≤19, matt micro-prismatic polycarbonate diffuser, slim light grey aluminium body, basic version | 577 | 39 | 75 |  | 50000/L80B10 | 3 | 845 | 9.5 | 89 | 80+ | 4000 | 109.478
| DM1125451 | Decor S LED1x1200 H307 T840 DPRZ LT80 LO3 | non-dimmable, I, IP40, IK05, UGR≤19, matt micro-prismatic polycarbonate diffuser, slim light grey aluminium body, basic version | 577 | 39 | 75 |  | 50000/L80B10 | 3 | 1162 | 13.8 | 84 | 80+ | 4000 | 120.572
| DM1125452 | Decor S LED1x1750 H308 T840 DPRZ LT80 LO4 | non-dimmable, I, IP40, IK05, UGR≤19, matt micro-prismatic polycarbonate diffuser, slim light grey aluminium body, basic version | 577 | 39 | 75 |  | 50000/L80B10 | 3 | 1743 | 20 | 87 | 80+ | 4000 | 122.378
| DM1125453 | Decor S LED1x800 H309 T840 DPRZ LT80 LO1 | non-dimmable, I, IP40, IK05, UGR≤16, matt micro-prismatic polycarbonate diffuser, slim light grey aluminium body, basic version | 717 | 39 | 75 |  | 50000/L80B10 | 3 | 775 | 8.1 | 96 | 80+ | 4000 | 130.333
| DM1125454 | Decor S LED1x1100 H310 T840 DPRZ LT80 LO2 | non-dimmable, I, IP40, IK05, UGR≤19, matt micro-prismatic polycarbonate diffuser, slim light grey aluminium body, basic version | 717 | 39 | 75 |  | 50000/L80B10 | 3 | 1057 | 11.6 | 91 | 80+ | 4000 | 130.333
| DM1125455 | Decor S LED1x1500 H311 T840 DPRZ LT80 LO3 | non-dimmable, I, IP40, IK05, UGR≤19, matt micro-prismatic polycarbonate diffuser, slim light grey aluminium body, basic version | 717 | 39 | 75 |  | 50000/L80B10 | 3 | 1453 | 16.8 | 86 | 80+ | 4000 | 141.47
| DM1125456 | Decor S LED1x2200 H312 T840 DPRZ LT80 LO4 | non-dimmable, I, IP40, IK05, UGR≤19, matt micro-prismatic polycarbonate diffuser, slim light grey aluminium body, basic version | 717 | 39 | 75 |  | 50000/L80B10 | 3 | 2179 | 24.7 | 88 | 80+ | 4000 | 144.867
| DM1125457 | Decor S LED1x950 H313 T840 DPRZ LT80 LO1 | non-dimmable, I, IP40, IK05, UGR≤16, matt micro-prismatic polycarbonate diffuser, slim light grey aluminium body, basic version | 857 | 39 | 75 |  | 50000/L80B10 | 3 | 931 | 10 | 93 | 80+ | 4000 | 155.316
| DM1125458 | Decor S LED1x1300 H314 T840 DPRZ LT80 LO2 | non-dimmable, I, IP40, IK05, UGR≤19, matt micro-prismatic polycarbonate diffuser, slim light grey aluminium body, basic version | 857 | 39 | 75 |  | 50000/L80B10 | 3 | 1268 | 14 | 91 | 80+ | 4000 | 155.316
| DM1125459 | Decor S LED1x1750 H315 T840 DPRZ LT80 LO3 | non-dimmable, I, IP40, IK05, UGR≤19, matt micro-prismatic polycarbonate diffuser, slim light grey aluminium body, basic version | 857 | 39 | 75 |  | 50000/L80B10 | 3 | 1743 | 20.2 | 86 | 80+ | 4000 | 161.465
| DM1125460 | Decor S LED1x2650 H316 T840 DPRZ LT80 LO4 | non-dimmable, I, IP40, IK05, UGR≤19, matt micro-prismatic polycarbonate diffuser, slim light grey aluminium body, basic version | 857 | 39 | 75 |  | 50000/L80B10 | 3 | 2615 | 29.7 | 88 | 80+ | 4000 | 164.819
| DM1125461 | Decor S LED1x1100 H317 T840 DPRZ LT80 LO1 | non-dimmable, I, IP40, IK05, UGR≤16, matt micro-prismatic polycarbonate diffuser, slim light grey aluminium body, basic version | 997 | 39 | 75 |  | 50000/L80B10 | 3 | 1086 | 11.5 | 94 | 80+ | 4000 | 177.977
| DM1125462 | Decor S LED1x1500 H318 T840 DPRZ LT80 LO2 | non-dimmable, I, IP40, IK05, UGR≤19, matt micro-prismatic polycarbonate diffuser, slim light grey aluminium body, basic version | 997 | 39 | 75 |  | 50000/L80B10 | 3 | 1480 | 15.9 | 93 | 80+ | 4000 | 177.977
| DM1125463 | Decor S LED1x2050 H319 T840 DPRZ LT80 LO3 | non-dimmable, I, IP40, IK05, UGR≤19, matt micro-prismatic polycarbonate diffuser, slim light grey aluminium body, basic version | 997 | 39 | 75 |  | 50000/L80B10 | 3 | 2034 | 23 | 88 | 80+ | 4000 | 183.266
| DM1125464 | Decor S LED1x1250 H320 T840 DPRZ LT80 LO1 | non-dimmable, I, IP40, IK05, UGR≤16, matt micro-prismatic polycarbonate diffuser, slim light grey aluminium body, basic version | 1137 | 39 | 75 |  | 50000/L80B10 | 3 | 1241 | 13 | 95 | 80+ | 4000 | 180.514
| DM1125465 | Decor S LED1x1700 H321 T840 DPRZ LT80 LO2 | non-dimmable, I, IP40, IK05, UGR≤19, matt micro-prismatic polycarbonate diffuser, slim light grey aluminium body, basic version | 1137 | 39 | 75 |  | 50000/L80B10 | 3 | 1691 | 17.9 | 94 | 80+ | 4000 | 180.514
| DM1125466 | Decor S LED1x2350 H322 T840 DPRZ LT80 LO3 | non-dimmable, I, IP40, IK05, UGR≤19, matt micro-prismatic polycarbonate diffuser, slim light grey aluminium body, basic version | 1137 | 39 | 75 |  | 50000/L80B10 | 3 | 2324 | 26.3 | 88 | 80+ | 4000 | 185.717
| DM1125467 | Decor S LED1x3500 H323 T840 DPRZ LT80 LO4 | non-dimmable, I, IP40, IK05, UGR≤19, matt micro-prismatic polycarbonate diffuser, slim light grey aluminium body, basic version | 1137 | 39 | 75 |  | 50000/L80B10 | 3 | 3487 | 38.2 | 91 | 80+ | 4000 | 209.109
| DM1125468 | Decor S LED1x1400 H324 T840 DPRZ LT80 LO1 | non-dimmable, I, IP40, IK05, UGR≤16, matt micro-prismatic polycarbonate diffuser, slim light grey aluminium body, basic version | 1277 | 39 | 75 |  | 50000/L80B10 | 3 | 1396 | 14.5 | 96 | 80+ | 4000 | 206.572
| DM1125469 | Decor S LED1x1950 H325 T840 DPRZ LT80 LO2 | non-dimmable, I, IP40, IK05, UGR≤19, matt micro-prismatic polycarbonate diffuser, slim light grey aluminium body, basic version | 1277 | 39 | 75 |  | 50000/L80B10 | 3 | 1902 | 20.1 | 95 | 80+ | 4000 | 206.572
| DM1125470 | Decor S LED1x2650 H326 T840 DPRZ LT80 LO3 | non-dimmable, I, IP40, IK05, UGR≤19, matt micro-prismatic polycarbonate diffuser, slim light grey aluminium body, basic version | 1277 | 39 | 75 |  | 50000/L80B10 | 3 | 2615 | 29.6 | 88 | 80+ | 4000 | 212.463
| DM1125471 | Decor S LED1x1600 H327 T840 DPRZ LT80 LO1 | non-dimmable, I, IP40, IK05, UGR≤16, matt micro-prismatic polycarbonate diffuser, slim light grey aluminium body, basic version | 1417 | 39 | 75 |  | 50000/L80B10 | 3 | 1551 | 16.5 | 94 | 80+ | 4000 | 225.664
| DM1125472 | Decor S LED1x2150 H328 T840 DPRZ LT80 LO2 | non-dimmable, I, IP40, IK05, UGR≤19, matt micro-prismatic polycarbonate diffuser, slim light grey aluminium body, basic version | 1417 | 39 | 75 |  | 50000/L80B10 | 3 | 2114 | 22.9 | 92 | 80+ | 4000 | 225.664
| DM1125473 | Decor S LED1x2950 H329 T840 DPRZ LT80 LO3 | non-dimmable, I, IP40, IK05, UGR≤19, matt micro-prismatic polycarbonate diffuser, slim light grey aluminium body, basic version | 1417 | 39 | 75 |  | 50000/L80B10 | 3 | 2905 | 31.7 | 92 | 80+ | 4000 | 244.713
| DM1125474 | Decor S LED1x4400 H330 T840 DPRZ LT80 LO4 | non-dimmable, I, IP40, IK05, UGR≤19, matt micro-prismatic polycarbonate diffuser, slim light grey aluminium body, basic version | 1417 | 39 | 75 |  | 50000/L80B10 | 3 | 4358 | 47.8 | 91 | 80+ | 4000 | 250.604
| DM1125475 | Decor S LED1x1900 H331 T840 DPRZ LT80 LO1 | non-dimmable, I, IP40, IK05, UGR≤16, matt micro-prismatic polycarbonate diffuser, slim light grey aluminium body, basic version | 1697 | 39 | 75 |  | 50000/L80B10 | 3 | 1861 | 19.3 | 96 | 80+ | 4000 | 257.699
| DM1125476 | Decor S LED1x2550 H332 T840 DPRZ LT80 LO2 | non-dimmable, I, IP40, IK05, UGR≤19, matt micro-prismatic polycarbonate diffuser, slim light grey aluminium body, basic version | 1697 | 39 | 75 |  | 50000/L80B10 | 3 | 2536 | 27.3 | 93 | 80+ | 4000 | 257.699
| DM1125477 | Decor S LED1x3500 H333 T840 DPRZ LT80 LO3 | non-dimmable, I, IP40, IK05, UGR≤19, matt micro-prismatic polycarbonate diffuser, slim light grey aluminium body, basic version | 1697 | 39 | 75 |  | 50000/L80B10 | 3 | 3487 | 38.2 | 91 | 80+ | 4000 | 276.748
| DM1125478 | Decor S LED1x5250 H334 T840 DPRZ LT80 LO4 | non-dimmable, I, IP40, IK05, UGR≤19, matt micro-prismatic polycarbonate diffuser, slim light grey aluminium body, basic version | 1697 | 39 | 75 |  | 50000/L80B10 | 3 | 5230 | 57.3 | 91 | 80+ | 4000 | 292.4
| DM1125479 | Decor S LED1x2200 H335 T840 DPRZ LT80 LO1 | non-dimmable, I, IP40, IK05, UGR≤16, matt micro-prismatic polycarbonate diffuser, slim light grey aluminium body, basic version | 1977 | 39 | 75 |  | 50000/L80B10 | 3 | 2172 | 22.2 | 98 | 80+ | 4000 | 270.599
| DM1125480 | Decor S LED1x3000 H336 T840 DPRZ LT80 LO2 | non-dimmable, I, IP40, IK05, UGR≤19, matt micro-prismatic polycarbonate diffuser, slim light grey aluminium body, basic version | 1977 | 39 | 75 |  | 50000/L80B10 | 3 | 2959 | 31.4 | 94 | 80+ | 4000 | 270.599
| DM1125481 | Decor S LED1x4100 H337 T840 DPRZ LT80 LO3 | non-dimmable, I, IP40, IK05, UGR≤19, matt micro-prismatic polycarbonate diffuser, slim light grey aluminium body, basic version | 1977 | 39 | 75 |  | 50000/L80B10 | 3 | 4067 | 44.6 | 91 | 80+ | 4000 | 289.691
| DM1125482 | Decor S LED1x4400 H338 T840 DPRZ LT80 LO4 | non-dimmable, I, IP40, IK05, UGR≤19, matt micro-prismatic polycarbonate diffuser, slim light grey aluminium body, basic version | 2117 | 39 | 75 |  | 50000/L80B10 | 3 | 4358 | 47.8 | 91 | 80+ | 4000 | 347.139
| DM1125483 | Decor S LED1x2500 H339 T840 DPRZ LT80 LO1 | non-dimmable, I, IP40, IK05, UGR≤16, matt micro-prismatic polycarbonate diffuser, slim light grey aluminium body, basic version | 2257 | 39 | 75 |  | 50000/L80B10 | 3 | 2481 | 25.1 | 99 | 80+ | 4000 | 327.832
| DM1125484 | Decor S LED1x3400 H340 T840 DPRZ LT80 LO2 | non-dimmable, I, IP40, IK05, UGR≤19, matt micro-prismatic polycarbonate diffuser, slim light grey aluminium body, basic version | 2257 | 39 | 75 |  | 50000/L80B10 | 3 | 3382 | 35.5 | 95 | 80+ | 4000 | 327.832
| DM1125485 | Decor S LED1x4650 H341 T840 DPRZ LT80 LO3 | non-dimmable, I, IP40, IK05, UGR≤19, matt micro-prismatic polycarbonate diffuser, slim light grey aluminium body, basic version | 2257 | 39 | 75 |  | 50000/L80B10 | 3 | 4649 | 50.9 | 91 | 80+ | 4000 | 347.139
| DM1125486 | Decor S LED1x7000 H342 T840 DPRZ LT80 LO4 | non-dimmable, I, IP40, IK05, UGR≤19, matt micro-prismatic polycarbonate diffuser, slim light grey aluminium body, basic version | 2257 | 39 | 75 |  | 50000/L80B10 | 3 | 6973 | 77.3 | 90 | 80+ | 4000 | 402.48
| DM1125487 | Decor S LED1x2800 H343 T840 DPRZ LT80 LO1 | non-dimmable, I, IP40, IK05, UGR≤16, matt micro-prismatic polycarbonate diffuser, slim light grey aluminium body, basic version | 2537 | 39 | 75 |  | 50000/L80B10 | 3 | 2792 | 27.3 | 102 | 80+ | 4000 | 404.286
| DM1125488 | Decor S LED1x3850 H344 T840 DPRZ LT80 LO2 | non-dimmable, I, IP40, IK05, UGR≤19, matt micro-prismatic polycarbonate diffuser, slim light grey aluminium body, basic version | 2537 | 39 | 75 |  | 50000/L80B10 | 3 | 3805 | 39.9 | 95 | 80+ | 4000 | 389.537
| DM1125489 | Decor S LED1x5250 H345 T840 DPRZ LT80 LO3 | non-dimmable, I, IP40, IK05, UGR≤19, matt micro-prismatic polycarbonate diffuser, slim light grey aluminium body, basic version | 2537 | 39 | 75 |  | 50000/L80B10 | 3 | 5230 | 57.3 | 91 | 80+ | 4000 | 412.069
| DM1125490 | Decor S LED1x7850 H346 T840 DPRZ LT80 LO4 | non-dimmable, I, IP40, IK05, UGR≤19, matt micro-prismatic polycarbonate diffuser, slim light grey aluminium body, basic version | 2537 | 39 | 75 |  | 50000/L80B10 | 3 | 7845 | 83.2 | 94 | 80+ | 4000 | 463.067
| DM1125491 | Decor S LED1x3300 H347 T840 DPRZ LT80 LO1 | non-dimmable, I, IP40, IK05, UGR≤16, matt micro-prismatic polycarbonate diffuser, slim light grey aluminium body, basic version | 2957 | 39 | 75 |  | 50000/L80B10 | 3 | 3257 | 31.9 | 102 | 80+ | 4000 | 425.872
| DM1125492 | Decor S LED1x4450 H348 T840 DPRZ LT80 LO2 | non-dimmable, I, IP40, IK05, UGR≤19, matt micro-prismatic polycarbonate diffuser, slim light grey aluminium body, basic version | 2957 | 39 | 75 |  | 50000/L80B10 | 3 | 4438 | 46 | 96 | 80+ | 4000 | 411.123
| DM1125493 | Decor S LED1x6150 H349 T840 DPRZ LT80 LO3 | non-dimmable, I, IP40, IK05, UGR≤19, matt micro-prismatic polycarbonate diffuser, slim light grey aluminium body, basic version | 2957 | 39 | 75 |  | 50000/L80B10 | 3 | 6101 | 66.9 | 91 | 80+ | 4000 | 433.827
| DM1125494 | Decor S LED1x700 H305 T830 OP LO1 1LIN L | non-dimmable, I, IP40, IK05, opal polycarbonate diffuser, slim light grey aluminium body, for in-line connection, first/end luminaire, basic version | 568 | 39 | 75 |  | 50000/L80B10 | 3 | 641 | 6.8 | 94 | 80+ | 3000 | 115.584
| DM1125495 | Decor S LED1x950 H306 T830 OP LO2 1LIN L | non-dimmable, I, IP40, IK05, opal polycarbonate diffuser, slim light grey aluminium body, for in-line connection, first/end luminaire, basic version | 568 | 39 | 75 |  | 50000/L80B10 | 3 | 874 | 9.5 | 92 | 80+ | 3000 | 115.584
| DM1125496 | Decor S LED1x1300 H307 T830 OP LO3 1LIN L | non-dimmable, I, IP40, IK05, opal polycarbonate diffuser, slim light grey aluminium body, for in-line connection, first/end luminaire, basic version | 568 | 39 | 75 |  | 50000/L80B10 | 3 | 1201 | 13.8 | 87 | 80+ | 3000 | 126.678
| DM1125497 | Decor S LED1x1900 H308 T830 OP LO4 1LIN L | non-dimmable, I, IP40, IK05, opal polycarbonate diffuser, slim light grey aluminium body, for in-line connection, first/end luminaire, basic version | 568 | 39 | 75 |  | 50000/L80B10 | 3 | 1802 | 20 | 90 | 80+ | 3000 | 128.527
| DM1125498 | Decor S LED1x850 H309 T830 OP LO1 1LIN L | non-dimmable, I, IP40, IK05, opal polycarbonate diffuser, slim light grey aluminium body, for in-line connection, first/end luminaire, basic version | 708 | 39 | 75 |  | 50000/L80B10 | 3 | 801 | 8.1 | 99 | 80+ | 3000 | 134.676
| DM1125499 | Decor S LED1x1150 H310 T830 OP LO2 1LIN L | non-dimmable, I, IP40, IK05, opal polycarbonate diffuser, slim light grey aluminium body, for in-line connection, first/end luminaire, basic version | 708 | 39 | 75 |  | 50000/L80B10 | 3 | 1092 | 11.6 | 94 | 80+ | 3000 | 134.676
| DM1125500 | Decor S LED1x1600 H311 T830 OP LO3 1LIN L | non-dimmable, I, IP40, IK05, opal polycarbonate diffuser, slim light grey aluminium body, for in-line connection, first/end luminaire, basic version | 708 | 39 | 75 |  | 50000/L80B10 | 3 | 1502 | 16.8 | 89 | 80+ | 3000 | 146.673
| DM1125501 | Decor S LED1x2400 H312 T830 OP LO4 1LIN L | non-dimmable, I, IP40, IK05, opal polycarbonate diffuser, slim light grey aluminium body, for in-line connection, first/end luminaire, basic version | 708 | 39 | 75 |  | 50000/L80B10 | 3 | 2252 | 24.7 | 91 | 80+ | 3000 | 149.425
| DM1125502 | Decor S LED1x1050 H313 T830 OP LO1 1LIN L | non-dimmable, I, IP40, IK05, opal polycarbonate diffuser, slim light grey aluminium body, for in-line connection, first/end luminaire, basic version | 848 | 39 | 75 |  | 50000/L80B10 | 3 | 1007 | 10 | 101 | 80+ | 3000 | 159.659
| DM1125503 | Decor S LED1x1400 H314 T830 OP LO2 1LIN L | non-dimmable, I, IP40, IK05, opal polycarbonate diffuser, slim light grey aluminium body, for in-line connection, first/end luminaire, basic version | 848 | 39 | 75 |  | 50000/L80B10 | 3 | 1372 | 14 | 98 | 80+ | 3000 | 159.659
| DM1125504 | Decor S LED1x1900 H315 T830 OP LO3 1LIN L | non-dimmable, I, IP40, IK05, opal polycarbonate diffuser, slim light grey aluminium body, for in-line connection, first/end luminaire, basic version | 848 | 39 | 75 |  | 50000/L80B10 | 3 | 1886 | 20.2 | 93 | 80+ | 3000 | 164.819
| DM1125505 | Decor S LED1x2850 H316 T830 OP LO4 1LIN L | non-dimmable, I, IP40, IK05, opal polycarbonate diffuser, slim light grey aluminium body, for in-line connection, first/end luminaire, basic version | 848 | 39 | 75 |  | 50000/L80B10 | 3 | 2829 | 29.7 | 95 | 80+ | 3000 | 168.474
| DM1125506 | Decor S LED1x1200 H317 T830 OP LO1 1LIN L | non-dimmable, I, IP40, IK05, opal polycarbonate diffuser, slim light grey aluminium body, for in-line connection, first/end luminaire, basic version | 988 | 39 | 75 |  | 50000/L80B10 | 3 | 1122 | 11.5 | 98 | 80+ | 3000 | 180.514
| DM1125507 | Decor S LED1x1650 H318 T830 OP LO2 1LIN L | non-dimmable, I, IP40, IK05, opal polycarbonate diffuser, slim light grey aluminium body, for in-line connection, first/end luminaire, basic version | 988 | 39 | 75 |  | 50000/L80B10 | 3 | 1529 | 15.9 | 96 | 80+ | 3000 | 180.514
| DM1125508 | Decor S LED1x2200 H319 T830 OP LO3 1LIN L | non-dimmable, I, IP40, IK05, opal polycarbonate diffuser, slim light grey aluminium body, for in-line connection, first/end luminaire, basic version | 988 | 39 | 75 |  | 50000/L80B10 | 3 | 2102 | 23 | 91 | 80+ | 3000 | 185.717
| DM1125509 | Decor S LED1x1350 H320 T830 OP LO1 1LIN L | non-dimmable, I, IP40, IK05, opal polycarbonate diffuser, slim light grey aluminium body, for in-line connection, first/end luminaire, basic version | 1128 | 39 | 75 |  | 50000/L80B10 | 3 | 1282 | 13 | 99 | 80+ | 3000 | 183.266
| DM1125510 | Decor S LED1x1850 H321 T830 OP LO2 1LIN L | non-dimmable, I, IP40, IK05, opal polycarbonate diffuser, slim light grey aluminium body, for in-line connection, first/end luminaire, basic version | 1128 | 39 | 75 |  | 50000/L80B10 | 3 | 1748 | 17.9 | 98 | 80+ | 3000 | 183.266
| DM1125511 | Decor S LED1x2550 H322 T830 OP LO3 1LIN L | non-dimmable, I, IP40, IK05, opal polycarbonate diffuser, slim light grey aluminium body, for in-line connection, first/end luminaire, basic version | 1128 | 39 | 75 |  | 50000/L80B10 | 3 | 2402 | 26.3 | 91 | 80+ | 3000 | 189.157
| DM1125512 | Decor S LED1x3800 H323 T830 OP LO4 1LIN L | non-dimmable, I, IP40, IK05, opal polycarbonate diffuser, slim light grey aluminium body, for in-line connection, first/end luminaire, basic version | 1128 | 39 | 75 |  | 50000/L80B10 | 3 | 3604 | 38.2 | 94 | 80+ | 3000 | 211.818
| DM1125513 | Decor S LED1x1550 H324 T830 OP LO1 1LIN L | non-dimmable, I, IP40, IK05, opal polycarbonate diffuser, slim light grey aluminium body, for in-line connection, first/end luminaire, basic version | 1268 | 39 | 75 |  | 50000/L80B10 | 3 | 1442 | 14.5 | 99 | 80+ | 3000 | 208.163
| DM1125514 | Decor S LED1x2100 H325 T830 OP LO2 1LIN L | non-dimmable, I, IP40, IK05, opal polycarbonate diffuser, slim light grey aluminium body, for in-line connection, first/end luminaire, basic version | 1268 | 39 | 75 |  | 50000/L80B10 | 3 | 1966 | 20.1 | 98 | 80+ | 3000 | 208.163
| DM1125515 | Decor S LED1x2850 H326 T830 OP LO3 1LIN L | non-dimmable, I, IP40, IK05, opal polycarbonate diffuser, slim light grey aluminium body, for in-line connection, first/end luminaire, basic version | 1268 | 39 | 75 |  | 50000/L80B10 | 3 | 2703 | 29.6 | 91 | 80+ | 3000 | 214.312
| DM1125516 | Decor S LED1x1700 H327 T830 OP LO1 1LIN L | non-dimmable, I, IP40, IK05, opal polycarbonate diffuser, slim light grey aluminium body, for in-line connection, first/end luminaire, basic version | 1408 | 39 | 75 |  | 50000/L80B10 | 3 | 1603 | 16.5 | 97 | 80+ | 3000 | 226.567
| DM1125517 | Decor S LED1x2300 H328 T830 OP LO2 1LIN L | non-dimmable, I, IP40, IK05, opal polycarbonate diffuser, slim light grey aluminium body, for in-line connection, first/end luminaire, basic version | 1408 | 39 | 75 |  | 50000/L80B10 | 3 | 2184 | 23 | 95 | 80+ | 3000 | 226.567
| DM1125518 | Decor S LED1x3150 H329 T830 OP LO3 1LIN L | non-dimmable, I, IP40, IK05, opal polycarbonate diffuser, slim light grey aluminium body, for in-line connection, first/end luminaire, basic version | 1408 | 39 | 75 |  | 50000/L80B10 | 3 | 3002 | 31.8 | 94 | 80+ | 3000 | 245.659
| DM1125519 | Decor S LED1x4750 H330 T830 OP LO4 1LIN L | non-dimmable, I, IP40, IK05, opal polycarbonate diffuser, slim light grey aluminium body, for in-line connection, first/end luminaire, basic version | 1408 | 39 | 75 |  | 50000/L80B10 | 3 | 4504 | 47.8 | 94 | 80+ | 3000 | 251.55
| DM1125520 | Decor S LED1x2050 H331 T830 OP LO1 1LIN L | non-dimmable, I, IP40, IK05, opal polycarbonate diffuser, slim light grey aluminium body, for in-line connection, first/end luminaire, basic version | 1688 | 39 | 75 |  | 50000/L80B10 | 3 | 1923 | 19.3 | 100 | 80+ | 3000 | 257.699
| DM1125521 | Decor S LED1x2750 H332 T830 OP LO2 1LIN L | non-dimmable, I, IP40, IK05, opal polycarbonate diffuser, slim light grey aluminium body, for in-line connection, first/end luminaire, basic version | 1688 | 39 | 75 |  | 50000/L80B10 | 3 | 2621 | 27.3 | 96 | 80+ | 3000 | 257.699
| DM1125522 | Decor S LED1x3800 H333 T830 OP LO3 1LIN L | non-dimmable, I, IP40, IK05, opal polycarbonate diffuser, slim light grey aluminium body, for in-line connection, first/end luminaire, basic version | 1688 | 39 | 75 |  | 50000/L80B10 | 3 | 3603 | 38.2 | 94 | 80+ | 3000 | 276.748
| DM1125523 | Decor S LED1x5700 H334 T830 OP LO4 1LIN L | non-dimmable, I, IP40, IK05, opal polycarbonate diffuser, slim light grey aluminium body, for in-line connection, first/end luminaire, basic version | 1688 | 39 | 75 |  | 50000/L80B10 | 3 | 5405 | 57.3 | 94 | 80+ | 3000 | 292.4
| DM1125524 | Decor S LED1x2350 H335 T830 OP LO1 1LIN L | non-dimmable, I, IP40, IK05, opal polycarbonate diffuser, slim light grey aluminium body, for in-line connection, first/end luminaire, basic version | 1968 | 39 | 75 |  | 50000/L80B10 | 3 | 2244 | 22.2 | 101 | 80+ | 3000 | 272.405
| DM1125525 | Decor S LED1x3250 H336 T830 OP LO2 1LIN L | non-dimmable, I, IP40, IK05, opal polycarbonate diffuser, slim light grey aluminium body, for in-line connection, first/end luminaire, basic version | 1968 | 39 | 75 |  | 50000/L80B10 | 3 | 3058 | 31.4 | 97 | 80+ | 3000 | 272.405
| DM1125526 | Decor S LED1x4450 H337 T830 OP LO3 1LIN L | non-dimmable, I, IP40, IK05, opal polycarbonate diffuser, slim light grey aluminium body, for in-line connection, first/end luminaire, basic version | 1968 | 39 | 75 |  | 50000/L80B10 | 3 | 4204 | 44.6 | 94 | 80+ | 3000 | 291.497
| DM1125527 | Decor S LED1x4750 H338 T830 OP LO4 1LIN L | non-dimmable, I, IP40, IK05, opal polycarbonate diffuser, slim light grey aluminium body, for in-line connection, first/end luminaire, basic version | 2108 | 39 | 75 |  | 50000/L80B10 | 3 | 4504 | 47.8 | 94 | 80+ | 3000 | 348.687
| DM1125528 | Decor S LED1x2700 H339 T830 OP LO1 1LIN L | non-dimmable, I, IP40, IK05, opal polycarbonate diffuser, slim light grey aluminium body, for in-line connection, first/end luminaire, basic version | 2248 | 39 | 75 |  | 50000/L80B10 | 3 | 2565 | 25.1 | 102 | 80+ | 3000 | 327.832
| DM1125529 | Decor S LED1x3700 H340 T830 OP LO2 1LIN L | non-dimmable, I, IP40, IK05, opal polycarbonate diffuser, slim light grey aluminium body, for in-line connection, first/end luminaire, basic version | 2248 | 39 | 75 |  | 50000/L80B10 | 3 | 3495 | 35.5 | 98 | 80+ | 3000 | 327.832
| DM1125530 | Decor S LED1x5050 H341 T830 OP LO3 1LIN L | non-dimmable, I, IP40, IK05, opal polycarbonate diffuser, slim light grey aluminium body, for in-line connection, first/end luminaire, basic version | 2248 | 39 | 75 |  | 50000/L80B10 | 3 | 4804 | 50.9 | 94 | 80+ | 3000 | 347.139
| DM1125531 | Decor S LED1x7550 H342 T830 OP LO4 1LIN L | non-dimmable, I, IP40, IK05, opal polycarbonate diffuser, slim light grey aluminium body, for in-line connection, first/end luminaire, basic version | 2248 | 39 | 75 |  | 50000/L80B10 | 3 | 7206 | 77.3 | 93 | 80+ | 3000 | 403.426
| DM1125532 | Decor S LED1x3050 H343 T830 OP LO1 1LIN L | non-dimmable, I, IP40, IK05, opal polycarbonate diffuser, slim light grey aluminium body, for in-line connection, first/end luminaire, basic version | 2528 | 39 | 75 |  | 50000/L80B10 | 3 | 2885 | 27.3 | 106 | 80+ | 3000 | 400.674
| DM1125533 | Decor S LED1x4150 H344 T830 OP LO2 1LIN L | non-dimmable, I, IP40, IK05, opal polycarbonate diffuser, slim light grey aluminium body, for in-line connection, first/end luminaire, basic version | 2528 | 39 | 75 |  | 50000/L80B10 | 3 | 3932 | 39.9 | 99 | 80+ | 3000 | 386.785
| DM1125534 | Decor S LED1x5700 H345 T830 OP LO3 1LIN L | non-dimmable, I, IP40, IK05, opal polycarbonate diffuser, slim light grey aluminium body, for in-line connection, first/end luminaire, basic version | 2528 | 39 | 75 |  | 50000/L80B10 | 3 | 5405 | 57.3 | 94 | 80+ | 3000 | 409.532
| DM1125535 | Decor S LED1x8500 H346 T830 OP LO4 1LIN L | non-dimmable, I, IP40, IK05, opal polycarbonate diffuser, slim light grey aluminium body, for in-line connection, first/end luminaire, basic version | 2528 | 39 | 75 |  | 50000/L80B10 | 3 | 8107 | 83.2 | 97 | 80+ | 3000 | 460.573
| DM1125536 | Decor S LED1x3550 H347 T830 OP LO1 1LIN L | non-dimmable, I, IP40, IK05, opal polycarbonate diffuser, slim light grey aluminium body, for in-line connection, first/end luminaire, basic version | 2948 | 39 | 75 |  | 50000/L80B10 | 3 | 3366 | 31.9 | 106 | 80+ | 3000 | 422.475
| DM1125537 | Decor S LED1x4850 H348 T830 OP LO2 1LIN L | non-dimmable, I, IP40, IK05, opal polycarbonate diffuser, slim light grey aluminium body, for in-line connection, first/end luminaire, basic version | 2948 | 39 | 75 |  | 50000/L80B10 | 3 | 4587 | 46 | 100 | 80+ | 3000 | 408.586
| DM1125538 | Decor S LED1x6650 H349 T830 OP LO3 1LIN L | non-dimmable, I, IP40, IK05, opal polycarbonate diffuser, slim light grey aluminium body, for in-line connection, first/end luminaire, basic version | 2948 | 39 | 75 |  | 50000/L80B10 | 3 | 6305 | 66.9 | 94 | 80+ | 3000 | 431.075
| DM1125539 | Decor S LED1x700 H305 T840 OP LO1 1LIN L | non-dimmable, I, IP40, IK05, opal polycarbonate diffuser, slim light grey aluminium body, for in-line connection, first/end luminaire, basic version | 568 | 39 | 75 |  | 50000/L80B10 | 3 | 671 | 6.8 | 99 | 80+ | 4000 | 115.584
| DM1125540 | Decor S LED1x950 H306 T840 OP LO2 1LIN L | non-dimmable, I, IP40, IK05, opal polycarbonate diffuser, slim light grey aluminium body, for in-line connection, first/end luminaire, basic version | 568 | 39 | 75 |  | 50000/L80B10 | 3 | 915 | 9.5 | 96 | 80+ | 4000 | 115.584
| DM1125541 | Decor S LED1x1300 H307 T840 OP LO3 1LIN L | non-dimmable, I, IP40, IK05, opal polycarbonate diffuser, slim light grey aluminium body, for in-line connection, first/end luminaire, basic version | 568 | 39 | 75 |  | 50000/L80B10 | 3 | 1257 | 13.8 | 91 | 80+ | 4000 | 126.678
| DM1125542 | Decor S LED1x1900 H308 T840 OP LO4 1LIN L | non-dimmable, I, IP40, IK05, opal polycarbonate diffuser, slim light grey aluminium body, for in-line connection, first/end luminaire, basic version | 568 | 39 | 75 |  | 50000/L80B10 | 3 | 1886 | 20 | 94 | 80+ | 4000 | 128.527
| DM1125543 | Decor S LED1x850 H309 T840 OP LO1 1LIN L | non-dimmable, I, IP40, IK05, opal polycarbonate diffuser, slim light grey aluminium body, for in-line connection, first/end luminaire, basic version | 708 | 39 | 75 |  | 50000/L80B10 | 3 | 839 | 8.1 | 104 | 80+ | 4000 | 134.676
| DM1125544 | Decor S LED1x1150 H310 T840 OP LO2 1LIN L | non-dimmable, I, IP40, IK05, opal polycarbonate diffuser, slim light grey aluminium body, for in-line connection, first/end luminaire, basic version | 708 | 39 | 75 |  | 50000/L80B10 | 3 | 1143 | 11.6 | 99 | 80+ | 4000 | 134.676
| DM1125545 | Decor S LED1x1600 H311 T840 OP LO3 1LIN L | non-dimmable, I, IP40, IK05, opal polycarbonate diffuser, slim light grey aluminium body, for in-line connection, first/end luminaire, basic version | 708 | 39 | 75 |  | 50000/L80B10 | 3 | 1572 | 16.8 | 94 | 80+ | 4000 | 146.673
| DM1125546 | Decor S LED1x2400 H312 T840 OP LO4 1LIN L | non-dimmable, I, IP40, IK05, opal polycarbonate diffuser, slim light grey aluminium body, for in-line connection, first/end luminaire, basic version | 708 | 39 | 75 |  | 50000/L80B10 | 3 | 2358 | 24.7 | 95 | 80+ | 4000 | 149.425
| DM1125547 | Decor S LED1x1050 H313 T840 OP LO1 1LIN L | non-dimmable, I, IP40, IK05, opal polycarbonate diffuser, slim light grey aluminium body, for in-line connection, first/end luminaire, basic version | 848 | 39 | 75 |  | 50000/L80B10 | 3 | 1007 | 10 | 101 | 80+ | 4000 | 159.659
| DM1125548 | Decor S LED1x1400 H314 T840 OP LO2 1LIN L | non-dimmable, I, IP40, IK05, opal polycarbonate diffuser, slim light grey aluminium body, for in-line connection, first/end luminaire, basic version | 848 | 39 | 75 |  | 50000/L80B10 | 3 | 1372 | 14 | 98 | 80+ | 4000 | 159.659
| DM1125549 | Decor S LED1x1900 H315 T840 OP LO3 1LIN L | non-dimmable, I, IP40, IK05, opal polycarbonate diffuser, slim light grey aluminium body, for in-line connection, first/end luminaire, basic version | 848 | 39 | 75 |  | 50000/L80B10 | 3 | 1886 | 20.2 | 93 | 80+ | 4000 | 164.819
| DM1125550 | Decor S LED1x2850 H316 T840 OP LO4 1LIN L | non-dimmable, I, IP40, IK05, opal polycarbonate diffuser, slim light grey aluminium body, for in-line connection, first/end luminaire, basic version | 848 | 39 | 75 |  | 50000/L80B10 | 3 | 2829 | 29.7 | 95 | 80+ | 4000 | 168.474
| DM1125551 | Decor S LED1x1200 H317 T840 OP LO1 1LIN L | non-dimmable, I, IP40, IK05, opal polycarbonate diffuser, slim light grey aluminium body, for in-line connection, first/end luminaire, basic version | 988 | 39 | 75 |  | 50000/L80B10 | 3 | 1175 | 11.5 | 102 | 80+ | 4000 | 180.514
| DM1125552 | Decor S LED1x1650 H318 T840 OP LO2 1LIN L | non-dimmable, I, IP40, IK05, opal polycarbonate diffuser, slim light grey aluminium body, for in-line connection, first/end luminaire, basic version | 988 | 39 | 75 |  | 50000/L80B10 | 3 | 1601 | 15.9 | 101 | 80+ | 4000 | 180.514
| DM1125553 | Decor S LED1x2200 H319 T840 OP LO3 1LIN L | non-dimmable, I, IP40, IK05, opal polycarbonate diffuser, slim light grey aluminium body, for in-line connection, first/end luminaire, basic version | 988 | 39 | 75 |  | 50000/L80B10 | 3 | 2200 | 23 | 96 | 80+ | 4000 | 185.717
| DM1125554 | Decor S LED1x1350 H320 T840 OP LO1 1LIN L | non-dimmable, I, IP40, IK05, opal polycarbonate diffuser, slim light grey aluminium body, for in-line connection, first/end luminaire, basic version | 1128 | 39 | 75 |  | 50000/L80B10 | 3 | 1342 | 13 | 103 | 80+ | 4000 | 183.266
| DM1125555 | Decor S LED1x1850 H321 T840 OP LO2 1LIN L | non-dimmable, I, IP40, IK05, opal polycarbonate diffuser, slim light grey aluminium body, for in-line connection, first/end luminaire, basic version | 1128 | 39 | 75 |  | 50000/L80B10 | 3 | 1830 | 17.9 | 102 | 80+ | 4000 | 183.266
| DM1125556 | Decor S LED1x2550 H322 T840 OP LO3 1LIN L | non-dimmable, I, IP40, IK05, opal polycarbonate diffuser, slim light grey aluminium body, for in-line connection, first/end luminaire, basic version | 1128 | 39 | 75 |  | 50000/L80B10 | 3 | 2515 | 26.3 | 96 | 80+ | 4000 | 189.157
| DM1125557 | Decor S LED1x3800 H323 T840 OP LO4 1LIN L | non-dimmable, I, IP40, IK05, opal polycarbonate diffuser, slim light grey aluminium body, for in-line connection, first/end luminaire, basic version | 1128 | 39 | 75 |  | 50000/L80B10 | 3 | 3773 | 38.2 | 99 | 80+ | 4000 | 211.818
| DM1125558 | Decor S LED1x1550 H324 T840 OP LO1 1LIN L | non-dimmable, I, IP40, IK05, opal polycarbonate diffuser, slim light grey aluminium body, for in-line connection, first/end luminaire, basic version | 1268 | 39 | 75 |  | 50000/L80B10 | 3 | 1510 | 14.5 | 104 | 80+ | 4000 | 208.163
| DM1125559 | Decor S LED1x2100 H325 T840 OP LO2 1LIN L | non-dimmable, I, IP40, IK05, opal polycarbonate diffuser, slim light grey aluminium body, for in-line connection, first/end luminaire, basic version | 1268 | 39 | 75 |  | 50000/L80B10 | 3 | 2058 | 20.1 | 102 | 80+ | 4000 | 208.163
| DM1125560 | Decor S LED1x2850 H326 T840 OP LO3 1LIN L | non-dimmable, I, IP40, IK05, opal polycarbonate diffuser, slim light grey aluminium body, for in-line connection, first/end luminaire, basic version | 1268 | 39 | 75 |  | 50000/L80B10 | 3 | 2829 | 29.6 | 96 | 80+ | 4000 | 214.312
| DM1125561 | Decor S LED1x1700 H327 T840 OP LO1 1LIN L | non-dimmable, I, IP40, IK05, opal polycarbonate diffuser, slim light grey aluminium body, for in-line connection, first/end luminaire, basic version | 1408 | 39 | 75 |  | 50000/L80B10 | 3 | 1678 | 16.5 | 102 | 80+ | 4000 | 226.567
| DM1125562 | Decor S LED1x2300 H328 T840 OP LO2 1LIN L | non-dimmable, I, IP40, IK05, opal polycarbonate diffuser, slim light grey aluminium body, for in-line connection, first/end luminaire, basic version | 1408 | 39 | 75 |  | 50000/L80B10 | 3 | 2287 | 22.9 | 100 | 80+ | 4000 | 226.567
| DM1125563 | Decor S LED1x3150 H329 T840 OP LO3 1LIN L | non-dimmable, I, IP40, IK05, opal polycarbonate diffuser, slim light grey aluminium body, for in-line connection, first/end luminaire, basic version | 1408 | 39 | 75 |  | 50000/L80B10 | 3 | 3143 | 31.7 | 99 | 80+ | 4000 | 245.659
| DM1125564 | Decor S LED1x4750 H330 T840 OP LO4 1LIN L | non-dimmable, I, IP40, IK05, opal polycarbonate diffuser, slim light grey aluminium body, for in-line connection, first/end luminaire, basic version | 1408 | 39 | 75 |  | 50000/L80B10 | 3 | 4716 | 47.8 | 99 | 80+ | 4000 | 251.55
| DM1125565 | Decor S LED1x2050 H331 T840 OP LO1 1LIN L | non-dimmable, I, IP40, IK05, opal polycarbonate diffuser, slim light grey aluminium body, for in-line connection, first/end luminaire, basic version | 1688 | 39 | 75 |  | 50000/L80B10 | 3 | 2014 | 19.3 | 104 | 80+ | 4000 | 257.699
| DM1125566 | Decor S LED1x2750 H332 T840 OP LO2 1LIN L | non-dimmable, I, IP40, IK05, opal polycarbonate diffuser, slim light grey aluminium body, for in-line connection, first/end luminaire, basic version | 1688 | 39 | 75 |  | 50000/L80B10 | 3 | 2744 | 27.3 | 101 | 80+ | 4000 | 257.699
| DM1125567 | Decor S LED1x3800 H333 T840 OP LO3 1LIN L | non-dimmable, I, IP40, IK05, opal polycarbonate diffuser, slim light grey aluminium body, for in-line connection, first/end luminaire, basic version | 1688 | 39 | 75 |  | 50000/L80B10 | 3 | 3773 | 38.2 | 99 | 80+ | 4000 | 276.748
| DM1125568 | Decor S LED1x5700 H334 T840 OP LO4 1LIN L | non-dimmable, I, IP40, IK05, opal polycarbonate diffuser, slim light grey aluminium body, for in-line connection, first/end luminaire, basic version | 1688 | 39 | 75 |  | 50000/L80B10 | 3 | 5658 | 57.3 | 99 | 80+ | 4000 | 292.4
| DM1125569 | Decor S LED1x2350 H335 T840 OP LO1 1LIN L | non-dimmable, I, IP40, IK05, opal polycarbonate diffuser, slim light grey aluminium body, for in-line connection, first/end luminaire, basic version | 1968 | 39 | 75 |  | 50000/L80B10 | 3 | 2350 | 22.2 | 106 | 80+ | 4000 | 272.405
| DM1125570 | Decor S LED1x3250 H336 T840 OP LO2 1LIN L | non-dimmable, I, IP40, IK05, opal polycarbonate diffuser, slim light grey aluminium body, for in-line connection, first/end luminaire, basic version | 1968 | 39 | 75 |  | 50000/L80B10 | 3 | 3202 | 31.4 | 102 | 80+ | 4000 | 272.405
| DM1125571 | Decor S LED1x4450 H337 T840 OP LO3 1LIN L | non-dimmable, I, IP40, IK05, opal polycarbonate diffuser, slim light grey aluminium body, for in-line connection, first/end luminaire, basic version | 1968 | 39 | 75 |  | 50000/L80B10 | 3 | 4401 | 44.6 | 99 | 80+ | 4000 | 291.497
| DM1125572 | Decor S LED1x4750 H338 T840 OP LO4 1LIN L | non-dimmable, I, IP40, IK05, opal polycarbonate diffuser, slim light grey aluminium body, for in-line connection, first/end luminaire, basic version | 2108 | 39 | 75 |  | 50000/L80B10 | 3 | 4716 | 47.8 | 99 | 80+ | 4000 | 348.687
| DM1125573 | Decor S LED1x2700 H339 T840 OP LO1 1LIN L | non-dimmable, I, IP40, IK05, opal polycarbonate diffuser, slim light grey aluminium body, for in-line connection, first/end luminaire, basic version | 2248 | 39 | 75 |  | 50000/L80B10 | 3 | 2685 | 25.1 | 107 | 80+ | 4000 | 327.832
| DM1125574 | Decor S LED1x3700 H340 T840 OP LO2 1LIN L | non-dimmable, I, IP40, IK05, opal polycarbonate diffuser, slim light grey aluminium body, for in-line connection, first/end luminaire, basic version | 2248 | 39 | 75 |  | 50000/L80B10 | 3 | 3659 | 35.5 | 103 | 80+ | 4000 | 327.832
| DM1125575 | Decor S LED1x5050 H341 T840 OP LO3 1LIN L | non-dimmable, I, IP40, IK05, opal polycarbonate diffuser, slim light grey aluminium body, for in-line connection, first/end luminaire, basic version | 2248 | 39 | 75 |  | 50000/L80B10 | 3 | 5030 | 50.9 | 99 | 80+ | 4000 | 347.139
| DM1125576 | Decor S LED1x7550 H342 T840 OP LO4 1LIN L | non-dimmable, I, IP40, IK05, opal polycarbonate diffuser, slim light grey aluminium body, for in-line connection, first/end luminaire, basic version | 2248 | 39 | 75 |  | 50000/L80B10 | 3 | 7544 | 77.3 | 98 | 80+ | 4000 | 403.426
| DM1125577 | Decor S LED1x3050 H343 T840 OP LO1 1LIN L | non-dimmable, I, IP40, IK05, opal polycarbonate diffuser, slim light grey aluminium body, for in-line connection, first/end luminaire, basic version | 2528 | 39 | 75 |  | 50000/L80B10 | 3 | 3021 | 27.3 | 111 | 80+ | 4000 | 400.674
| DM1125578 | Decor S LED1x4150 H344 T840 OP LO2 1LIN L | non-dimmable, I, IP40, IK05, opal polycarbonate diffuser, slim light grey aluminium body, for in-line connection, first/end luminaire, basic version | 2528 | 39 | 75 |  | 50000/L80B10 | 3 | 4116 | 39.9 | 103 | 80+ | 4000 | 386.785
| DM1125579 | Decor S LED1x5700 H345 T840 OP LO3 1LIN L | non-dimmable, I, IP40, IK05, opal polycarbonate diffuser, slim light grey aluminium body, for in-line connection, first/end luminaire, basic version | 2528 | 39 | 75 |  | 50000/L80B10 | 3 | 5658 | 57.3 | 99 | 80+ | 4000 | 409.532
| DM1125580 | Decor S LED1x8500 H346 T840 OP LO4 1LIN L | non-dimmable, I, IP40, IK05, opal polycarbonate diffuser, slim light grey aluminium body, for in-line connection, first/end luminaire, basic version | 2528 | 39 | 75 |  | 50000/L80B10 | 3 | 8488 | 83.2 | 102 | 80+ | 4000 | 460.573
| DM1125581 | Decor S LED1x3550 H347 T840 OP LO1 1LIN L | non-dimmable, I, IP40, IK05, opal polycarbonate diffuser, slim light grey aluminium body, for in-line connection, first/end luminaire, basic version | 2948 | 39 | 75 |  | 50000/L80B10 | 3 | 3524 | 31.9 | 110 | 80+ | 4000 | 422.475
| DM1125582 | Decor S LED1x4850 H348 T840 OP LO2 1LIN L | non-dimmable, I, IP40, IK05, opal polycarbonate diffuser, slim light grey aluminium body, for in-line connection, first/end luminaire, basic version | 2948 | 39 | 75 |  | 50000/L80B10 | 3 | 4802 | 46 | 104 | 80+ | 4000 | 408.586
| DM1125583 | Decor S LED1x6650 H349 T840 OP LO3 1LIN L | non-dimmable, I, IP40, IK05, opal polycarbonate diffuser, slim light grey aluminium body, for in-line connection, first/end luminaire, basic version | 2948 | 39 | 75 |  | 50000/L80B10 | 3 | 6601 | 66.9 | 99 | 80+ | 4000 | 431.075
| DM1125584 | Decor S LED1x650 H305 T830 DPRZ LT80 LO1 1LIN L | non-dimmable, I, IP40, IK05, UGR≤16, matt micro-prismatic polycarbonate diffuser, slim light grey aluminium body, for in-line connection, first/end luminaire, basic version | 568 | 39 | 75 |  | 50000/L80B10 | 3 | 592 | 6.8 | 87 | 80+ | 3000 | 118.035
| DM1125585 | Decor S LED1x850 H306 T830 DPRZ LT80 LO2 1LIN L | non-dimmable, I, IP40, IK05, UGR≤19, matt micro-prismatic polycarbonate diffuser, slim light grey aluminium body, for in-line connection, first/end luminaire, basic version | 568 | 39 | 75 |  | 50000/L80B10 | 3 | 808 | 9.5 | 85 | 80+ | 3000 | 118.035
| DM1125586 | Decor S LED1x1200 H307 T830 DPRZ LT80 LO3 1LIN L | non-dimmable, I, IP40, IK05, UGR≤19, matt micro-prismatic polycarbonate diffuser, slim light grey aluminium body, for in-line connection, first/end luminaire, basic version | 568 | 39 | 75 |  | 50000/L80B10 | 3 | 1110 | 13.8 | 80 | 80+ | 3000 | 130.333
| DM1125587 | Decor S LED1x1750 H308 T830 DPRZ LT80 LO4 1LIN L | non-dimmable, I, IP40, IK05, UGR≤19, matt micro-prismatic polycarbonate diffuser, slim light grey aluminium body, for in-line connection, first/end luminaire, basic version | 568 | 39 | 75 |  | 50000/L80B10 | 3 | 1665 | 20 | 83 | 80+ | 3000 | 131.924
| DM1125588 | Decor S LED1x800 H309 T830 DPRZ LT80 LO1 1LIN L | non-dimmable, I, IP40, IK05, UGR≤16, matt micro-prismatic polycarbonate diffuser, slim light grey aluminium body, for in-line connection, first/end luminaire, basic version | 708 | 39 | 75 |  | 50000/L80B10 | 3 | 740 | 8.1 | 91 | 80+ | 3000 | 138.976
| DM1125589 | Decor S LED1x1100 H310 T830 DPRZ LT80 LO2 1LIN L | non-dimmable, I, IP40, IK05, UGR≤19, matt micro-prismatic polycarbonate diffuser, slim light grey aluminium body, for in-line connection, first/end luminaire, basic version | 708 | 39 | 75 |  | 50000/L80B10 | 3 | 1010 | 11.6 | 87 | 80+ | 3000 | 138.976
| DM1125590 | Decor S LED1x1500 H311 T830 DPRZ LT80 LO3 1LIN L | non-dimmable, I, IP40, IK05, UGR≤19, matt micro-prismatic polycarbonate diffuser, slim light grey aluminium body, for in-line connection, first/end luminaire, basic version | 708 | 39 | 75 |  | 50000/L80B10 | 3 | 1388 | 16.8 | 83 | 80+ | 3000 | 150.07
| DM1125591 | Decor S LED1x2200 H312 T830 DPRZ LT80 LO4 1LIN L | non-dimmable, I, IP40, IK05, UGR≤19, matt micro-prismatic polycarbonate diffuser, slim light grey aluminium body, for in-line connection, first/end luminaire, basic version | 708 | 39 | 75 |  | 50000/L80B10 | 3 | 2082 | 24.7 | 84 | 80+ | 3000 | 153.725
| DM1125592 | Decor S LED1x950 H313 T830 DPRZ LT80 LO1 1LIN L | non-dimmable, I, IP40, IK05, UGR≤16, matt micro-prismatic polycarbonate diffuser, slim light grey aluminium body, for in-line connection, first/end luminaire, basic version | 848 | 39 | 75 |  | 50000/L80B10 | 3 | 931 | 10 | 93 | 80+ | 3000 | 164.819
| DM1125593 | Decor S LED1x1300 H314 T830 DPRZ LT80 LO2 1LIN L | non-dimmable, I, IP40, IK05, UGR≤19, matt micro-prismatic polycarbonate diffuser, slim light grey aluminium body, for in-line connection, first/end luminaire, basic version | 848 | 39 | 75 |  | 50000/L80B10 | 3 | 1268 | 14 | 91 | 80+ | 3000 | 164.819
| DM1125594 | Decor S LED1x1750 H315 T830 DPRZ LT80 LO3 1LIN L | non-dimmable, I, IP40, IK05, UGR≤19, matt micro-prismatic polycarbonate diffuser, slim light grey aluminium body, for in-line connection, first/end luminaire, basic version | 848 | 39 | 75 |  | 50000/L80B10 | 3 | 1743 | 20.2 | 86 | 80+ | 3000 | 170.065
| DM1125595 | Decor S LED1x2650 H316 T830 DPRZ LT80 LO4 1LIN L | non-dimmable, I, IP40, IK05, UGR≤19, matt micro-prismatic polycarbonate diffuser, slim light grey aluminium body, for in-line connection, first/end luminaire, basic version | 848 | 39 | 75 |  | 50000/L80B10 | 3 | 2615 | 29.7 | 88 | 80+ | 3000 | 173.677
| DM1125596 | Decor S LED1x1100 H317 T830 DPRZ LT80 LO1 1LIN L | non-dimmable, I, IP40, IK05, UGR≤16, matt micro-prismatic polycarbonate diffuser, slim light grey aluminium body, for in-line connection, first/end luminaire, basic version | 988 | 39 | 75 |  | 50000/L80B10 | 3 | 1037 | 11.5 | 90 | 80+ | 3000 | 186.62
| DM1125597 | Decor S LED1x1500 H318 T830 DPRZ LT80 LO2 1LIN L | non-dimmable, I, IP40, IK05, UGR≤19, matt micro-prismatic polycarbonate diffuser, slim light grey aluminium body, for in-line connection, first/end luminaire, basic version | 988 | 39 | 75 |  | 50000/L80B10 | 3 | 1413 | 15.9 | 89 | 80+ | 3000 | 186.62
| DM1125598 | Decor S LED1x2050 H319 T830 DPRZ LT80 LO3 1LIN L | non-dimmable, I, IP40, IK05, UGR≤19, matt micro-prismatic polycarbonate diffuser, slim light grey aluminium body, for in-line connection, first/end luminaire, basic version | 988 | 39 | 75 |  | 50000/L80B10 | 3 | 1943 | 23 | 84 | 80+ | 3000 | 191.823
| DM1125599 | Decor S LED1x1250 H320 T830 DPRZ LT80 LO1 1LIN L | non-dimmable, I, IP40, IK05, UGR≤16, matt micro-prismatic polycarbonate diffuser, slim light grey aluminium body, for in-line connection, first/end luminaire, basic version | 1128 | 39 | 75 |  | 50000/L80B10 | 3 | 1185 | 13 | 91 | 80+ | 3000 | 189.157
| DM1125600 | Decor S LED1x1700 H321 T830 DPRZ LT80 LO2 1LIN L | non-dimmable, I, IP40, IK05, UGR≤19, matt micro-prismatic polycarbonate diffuser, slim light grey aluminium body, for in-line connection, first/end luminaire, basic version | 1128 | 39 | 75 |  | 50000/L80B10 | 3 | 1615 | 17.9 | 90 | 80+ | 3000 | 189.157
| DM1125601 | Decor S LED1x2350 H322 T830 DPRZ LT80 LO3 1LIN L | non-dimmable, I, IP40, IK05, UGR≤19, matt micro-prismatic polycarbonate diffuser, slim light grey aluminium body, for in-line connection, first/end luminaire, basic version | 1128 | 39 | 75 |  | 50000/L80B10 | 3 | 2220 | 26.3 | 84 | 80+ | 3000 | 195.263
| DM1125602 | Decor S LED1x3500 H323 T830 DPRZ LT80 LO4 1LIN L | non-dimmable, I, IP40, IK05, UGR≤19, matt micro-prismatic polycarbonate diffuser, slim light grey aluminium body, for in-line connection, first/end luminaire, basic version | 1128 | 39 | 75 |  | 50000/L80B10 | 3 | 3331 | 38.2 | 87 | 80+ | 3000 | 217.752
| DM1125603 | Decor S LED1x1400 H324 T830 DPRZ LT80 LO1 1LIN L | non-dimmable, I, IP40, IK05, UGR≤16, matt micro-prismatic polycarbonate diffuser, slim light grey aluminium body, for in-line connection, first/end luminaire, basic version | 1268 | 39 | 75 |  | 50000/L80B10 | 3 | 1333 | 14.5 | 92 | 80+ | 3000 | 216.118
| DM1125604 | Decor S LED1x1950 H325 T830 DPRZ LT80 LO2 1LIN L | non-dimmable, I, IP40, IK05, UGR≤19, matt micro-prismatic polycarbonate diffuser, slim light grey aluminium body, for in-line connection, first/end luminaire, basic version | 1268 | 39 | 75 |  | 50000/L80B10 | 3 | 1817 | 20.1 | 90 | 80+ | 3000 | 216.118
| DM1125605 | Decor S LED1x2650 H326 T830 DPRZ LT80 LO3 1LIN L | non-dimmable, I, IP40, IK05, UGR≤19, matt micro-prismatic polycarbonate diffuser, slim light grey aluminium body, for in-line connection, first/end luminaire, basic version | 1268 | 39 | 75 |  | 50000/L80B10 | 3 | 2498 | 29.6 | 84 | 80+ | 3000 | 221.364
| DM1125606 | Decor S LED1x1600 H327 T830 DPRZ LT80 LO1 1LIN L | non-dimmable, I, IP40, IK05, UGR≤16, matt micro-prismatic polycarbonate diffuser, slim light grey aluminium body, for in-line connection, first/end luminaire, basic version | 1408 | 39 | 75 |  | 50000/L80B10 | 3 | 1482 | 16.5 | 90 | 80+ | 3000 | 234.264
| DM1125607 | Decor S LED1x2150 H328 T830 DPRZ LT80 LO2 1LIN L | non-dimmable, I, IP40, IK05, UGR≤19, matt micro-prismatic polycarbonate diffuser, slim light grey aluminium body, for in-line connection, first/end luminaire, basic version | 1408 | 39 | 75 |  | 50000/L80B10 | 3 | 2018 | 23 | 88 | 80+ | 3000 | 234.264
| DM1125608 | Decor S LED1x2950 H329 T830 DPRZ LT80 LO3 1LIN L | non-dimmable, I, IP40, IK05, UGR≤19, matt micro-prismatic polycarbonate diffuser, slim light grey aluminium body, for in-line connection, first/end luminaire, basic version | 1408 | 39 | 75 |  | 50000/L80B10 | 3 | 2775 | 31.8 | 87 | 80+ | 3000 | 253.356
| DM1125609 | Decor S LED1x4400 H330 T830 DPRZ LT80 LO4 1LIN L | non-dimmable, I, IP40, IK05, UGR≤19, matt micro-prismatic polycarbonate diffuser, slim light grey aluminium body, for in-line connection, first/end luminaire, basic version | 1408 | 39 | 75 |  | 50000/L80B10 | 3 | 4163 | 47.8 | 87 | 80+ | 3000 | 259.505
| DM1125610 | Decor S LED1x1900 H331 T830 DPRZ LT80 LO1 1LIN L | non-dimmable, I, IP40, IK05, UGR≤16, matt micro-prismatic polycarbonate diffuser, slim light grey aluminium body, for in-line connection, first/end luminaire, basic version | 1688 | 39 | 75 |  | 50000/L80B10 | 3 | 1778 | 19.3 | 92 | 80+ | 3000 | 267.202
| DM1125611 | Decor S LED1x2550 H332 T830 DPRZ LT80 LO2 1LIN L | non-dimmable, I, IP40, IK05, UGR≤19, matt micro-prismatic polycarbonate diffuser, slim light grey aluminium body, for in-line connection, first/end luminaire, basic version | 1688 | 39 | 75 |  | 50000/L80B10 | 3 | 2422 | 27.3 | 89 | 80+ | 3000 | 267.202
| DM1125612 | Decor S LED1x3500 H333 T830 DPRZ LT80 LO3 1LIN L | non-dimmable, I, IP40, IK05, UGR≤19, matt micro-prismatic polycarbonate diffuser, slim light grey aluminium body, for in-line connection, first/end luminaire, basic version | 1688 | 39 | 75 |  | 50000/L80B10 | 3 | 3330 | 38.2 | 87 | 80+ | 3000 | 286.251
| DM1125613 | Decor S LED1x5250 H334 T830 DPRZ LT80 LO4 1LIN L | non-dimmable, I, IP40, IK05, UGR≤19, matt micro-prismatic polycarbonate diffuser, slim light grey aluminium body, for in-line connection, first/end luminaire, basic version | 1688 | 39 | 75 |  | 50000/L80B10 | 3 | 4995 | 57.3 | 87 | 80+ | 3000 | 301
| DM1125614 | Decor S LED1x2200 H335 T830 DPRZ LT80 LO1 1LIN L | non-dimmable, I, IP40, IK05, UGR≤16, matt micro-prismatic polycarbonate diffuser, slim light grey aluminium body, for in-line connection, first/end luminaire, basic version | 1968 | 39 | 75 |  | 50000/L80B10 | 3 | 2074 | 22.2 | 93 | 80+ | 3000 | 282.854
| DM1125615 | Decor S LED1x3000 H336 T830 DPRZ LT80 LO2 1LIN L | non-dimmable, I, IP40, IK05, UGR≤19, matt micro-prismatic polycarbonate diffuser, slim light grey aluminium body, for in-line connection, first/end luminaire, basic version | 1968 | 39 | 75 |  | 50000/L80B10 | 3 | 2826 | 31.4 | 90 | 80+ | 3000 | 282.854
| DM1125616 | Decor S LED1x4100 H337 T830 DPRZ LT80 LO3 1LIN L | non-dimmable, I, IP40, IK05, UGR≤19, matt micro-prismatic polycarbonate diffuser, slim light grey aluminium body, for in-line connection, first/end luminaire, basic version | 1968 | 39 | 75 |  | 50000/L80B10 | 3 | 3885 | 44.6 | 87 | 80+ | 3000 | 301.946
| DM1125617 | Decor S LED1x4400 H338 T830 DPRZ LT80 LO4 1LIN L | non-dimmable, I, IP40, IK05, UGR≤19, matt micro-prismatic polycarbonate diffuser, slim light grey aluminium body, for in-line connection, first/end luminaire, basic version | 2108 | 39 | 75 |  | 50000/L80B10 | 3 | 4163 | 47.8 | 87 | 80+ | 3000 | 360.039
| DM1125618 | Decor S LED1x2500 H339 T830 DPRZ LT80 LO1 1LIN L | non-dimmable, I, IP40, IK05, UGR≤16, matt micro-prismatic polycarbonate diffuser, slim light grey aluminium body, for in-line connection, first/end luminaire, basic version | 2248 | 39 | 75 |  | 50000/L80B10 | 3 | 2370 | 25.1 | 94 | 80+ | 3000 | 340.087
| DM1125619 | Decor S LED1x3400 H340 T830 DPRZ LT80 LO2 1LIN L | non-dimmable, I, IP40, IK05, UGR≤19, matt micro-prismatic polycarbonate diffuser, slim light grey aluminium body, for in-line connection, first/end luminaire, basic version | 2248 | 39 | 75 |  | 50000/L80B10 | 3 | 3230 | 35.5 | 91 | 80+ | 3000 | 340.087
| DM1125620 | Decor S LED1x4650 H341 T830 DPRZ LT80 LO3 1LIN L | non-dimmable, I, IP40, IK05, UGR≤19, matt micro-prismatic polycarbonate diffuser, slim light grey aluminium body, for in-line connection, first/end luminaire, basic version | 2248 | 39 | 75 |  | 50000/L80B10 | 3 | 4440 | 50.9 | 87 | 80+ | 3000 | 359.136
| DM1125621 | Decor S LED1x7000 H342 T830 DPRZ LT80 LO4 1LIN L | non-dimmable, I, IP40, IK05, UGR≤19, matt micro-prismatic polycarbonate diffuser, slim light grey aluminium body, for in-line connection, first/end luminaire, basic version | 2248 | 39 | 75 |  | 50000/L80B10 | 3 | 6660 | 77.3 | 86 | 80+ | 3000 | 415.423
| DM1125622 | Decor S LED1x2800 H343 T830 DPRZ LT80 LO1 1LIN L | non-dimmable, I, IP40, IK05, UGR≤16, matt micro-prismatic polycarbonate diffuser, slim light grey aluminium body, for in-line connection, first/end luminaire, basic version | 2528 | 39 | 75 |  | 50000/L80B10 | 3 | 2667 | 27.3 | 98 | 80+ | 3000 | 416.326
| DM1125623 | Decor S LED1x3850 H344 T830 DPRZ LT80 LO2 1LIN L | non-dimmable, I, IP40, IK05, UGR≤19, matt micro-prismatic polycarbonate diffuser, slim light grey aluminium body, for in-line connection, first/end luminaire, basic version | 2528 | 39 | 75 |  | 50000/L80B10 | 3 | 3634 | 39.9 | 91 | 80+ | 3000 | 402.48
| DM1125624 | Decor S LED1x5250 H345 T830 DPRZ LT80 LO3 1LIN L | non-dimmable, I, IP40, IK05, UGR≤19, matt micro-prismatic polycarbonate diffuser, slim light grey aluminium body, for in-line connection, first/end luminaire, basic version | 2528 | 39 | 75 |  | 50000/L80B10 | 3 | 4995 | 57.3 | 87 | 80+ | 3000 | 424.281
| DM1125625 | Decor S LED1x7850 H346 T830 DPRZ LT80 LO4 1LIN L | non-dimmable, I, IP40, IK05, UGR≤19, matt micro-prismatic polycarbonate diffuser, slim light grey aluminium body, for in-line connection, first/end luminaire, basic version | 2528 | 39 | 75 |  | 50000/L80B10 | 3 | 7493 | 83.2 | 90 | 80+ | 3000 | 475.322
| DM1125626 | Decor S LED1x3300 H347 T830 DPRZ LT80 LO1 1LIN L | non-dimmable, I, IP40, IK05, UGR≤16, matt micro-prismatic polycarbonate diffuser, slim light grey aluminium body, for in-line connection, first/end luminaire, basic version | 2948 | 39 | 75 |  | 50000/L80B10 | 3 | 3111 | 31.9 | 98 | 80+ | 3000 | 438.127
| DM1125627 | Decor S LED1x4450 H348 T830 DPRZ LT80 LO2 1LIN L | non-dimmable, I, IP40, IK05, UGR≤19, matt micro-prismatic polycarbonate diffuser, slim light grey aluminium body, for in-line connection, first/end luminaire, basic version | 2948 | 39 | 75 |  | 50000/L80B10 | 3 | 4239 | 46 | 92 | 80+ | 3000 | 424.281
| DM1125628 | Decor S LED1x6150 H349 T830 DPRZ LT80 LO3 1LIN L | non-dimmable, I, IP40, IK05, UGR≤19, matt micro-prismatic polycarbonate diffuser, slim light grey aluminium body, for in-line connection, first/end luminaire, basic version | 2948 | 39 | 75 |  | 50000/L80B10 | 3 | 5828 | 66.9 | 87 | 80+ | 3000 | 445.824
| DM1125629 | Decor S LED1x650 H305 T840 DPRZ LT80 LO1 1LIN L | non-dimmable, I, IP40, IK05, UGR≤16, matt micro-prismatic polycarbonate diffuser, slim light grey aluminium body, for in-line connection, first/end luminaire, basic version | 568 | 39 | 75 |  | 50000/L80B10 | 3 | 620 | 6.8 | 91 | 80+ | 4000 | 118.035
| DM1125630 | Decor S LED1x850 H306 T840 DPRZ LT80 LO2 1LIN L | non-dimmable, I, IP40, IK05, UGR≤19, matt micro-prismatic polycarbonate diffuser, slim light grey aluminium body, for in-line connection, first/end luminaire, basic version | 568 | 39 | 75 |  | 50000/L80B10 | 3 | 845 | 9.5 | 89 | 80+ | 4000 | 118.035
| DM1125631 | Decor S LED1x1200 H307 T840 DPRZ LT80 LO3 1LIN L | non-dimmable, I, IP40, IK05, UGR≤19, matt micro-prismatic polycarbonate diffuser, slim light grey aluminium body, for in-line connection, first/end luminaire, basic version | 568 | 39 | 75 |  | 50000/L80B10 | 3 | 1162 | 13.8 | 84 | 80+ | 4000 | 130.333
| DM1125632 | Decor S LED1x1750 H308 T840 DPRZ LT80 LO4 1LIN L | non-dimmable, I, IP40, IK05, UGR≤19, matt micro-prismatic polycarbonate diffuser, slim light grey aluminium body, for in-line connection, first/end luminaire, basic version | 568 | 39 | 75 |  | 50000/L80B10 | 3 | 1743 | 20 | 87 | 80+ | 4000 | 131.924
| DM1125633 | Decor S LED1x800 H309 T840 DPRZ LT80 LO1 1LIN L | non-dimmable, I, IP40, IK05, UGR≤16, matt micro-prismatic polycarbonate diffuser, slim light grey aluminium body, for in-line connection, first/end luminaire, basic version | 708 | 39 | 75 |  | 50000/L80B10 | 3 | 775 | 8.1 | 96 | 80+ | 4000 | 138.976
| DM1125634 | Decor S LED1x1100 H310 T840 DPRZ LT80 LO2 1LIN L | non-dimmable, I, IP40, IK05, UGR≤19, matt micro-prismatic polycarbonate diffuser, slim light grey aluminium body, for in-line connection, first/end luminaire, basic version | 708 | 39 | 75 |  | 50000/L80B10 | 3 | 1057 | 11.6 | 91 | 80+ | 4000 | 138.976
| DM1125635 | Decor S LED1x1500 H311 T840 DPRZ LT80 LO3 1LIN L | non-dimmable, I, IP40, IK05, UGR≤19, matt micro-prismatic polycarbonate diffuser, slim light grey aluminium body, for in-line connection, first/end luminaire, basic version | 708 | 39 | 75 |  | 50000/L80B10 | 3 | 1453 | 16.8 | 86 | 80+ | 4000 | 150.07
| DM1125636 | Decor S LED1x2200 H312 T840 DPRZ LT80 LO4 1LIN L | non-dimmable, I, IP40, IK05, UGR≤19, matt micro-prismatic polycarbonate diffuser, slim light grey aluminium body, for in-line connection, first/end luminaire, basic version | 708 | 39 | 75 |  | 50000/L80B10 | 3 | 2179 | 24.7 | 88 | 80+ | 4000 | 153.725
| DM1125637 | Decor S LED1x950 H313 T840 DPRZ LT80 LO1 1LIN L | non-dimmable, I, IP40, IK05, UGR≤16, matt micro-prismatic polycarbonate diffuser, slim light grey aluminium body, for in-line connection, first/end luminaire, basic version | 848 | 39 | 75 |  | 50000/L80B10 | 3 | 931 | 10 | 93 | 80+ | 4000 | 164.819
| DM1125638 | Decor S LED1x1300 H314 T840 DPRZ LT80 LO2 1LIN L | non-dimmable, I, IP40, IK05, UGR≤19, matt micro-prismatic polycarbonate diffuser, slim light grey aluminium body, for in-line connection, first/end luminaire, basic version | 848 | 39 | 75 |  | 50000/L80B10 | 3 | 1268 | 14 | 91 | 80+ | 4000 | 164.819
| DM1125639 | Decor S LED1x1750 H315 T840 DPRZ LT80 LO3 1LIN L | non-dimmable, I, IP40, IK05, UGR≤19, matt micro-prismatic polycarbonate diffuser, slim light grey aluminium body, for in-line connection, first/end luminaire, basic version | 848 | 39 | 75 |  | 50000/L80B10 | 3 | 1743 | 20.2 | 86 | 80+ | 4000 | 170.065
| DM1125640 | Decor S LED1x2650 H316 T840 DPRZ LT80 LO4 1LIN L | non-dimmable, I, IP40, IK05, UGR≤19, matt micro-prismatic polycarbonate diffuser, slim light grey aluminium body, for in-line connection, first/end luminaire, basic version | 848 | 39 | 75 |  | 50000/L80B10 | 3 | 2615 | 29.7 | 88 | 80+ | 4000 | 173.677
| DM1125641 | Decor S LED1x1100 H317 T840 DPRZ LT80 LO1 1LIN L | non-dimmable, I, IP40, IK05, UGR≤16, matt micro-prismatic polycarbonate diffuser, slim light grey aluminium body, for in-line connection, first/end luminaire, basic version | 988 | 39 | 75 |  | 50000/L80B10 | 3 | 1086 | 11.5 | 94 | 80+ | 4000 | 186.62
| DM1125642 | Decor S LED1x1500 H318 T840 DPRZ LT80 LO2 1LIN L | non-dimmable, I, IP40, IK05, UGR≤19, matt micro-prismatic polycarbonate diffuser, slim light grey aluminium body, for in-line connection, first/end luminaire, basic version | 988 | 39 | 75 |  | 50000/L80B10 | 3 | 1480 | 15.9 | 93 | 80+ | 4000 | 186.62
| DM1125643 | Decor S LED1x2050 H319 T840 DPRZ LT80 LO3 1LIN L | non-dimmable, I, IP40, IK05, UGR≤19, matt micro-prismatic polycarbonate diffuser, slim light grey aluminium body, for in-line connection, first/end luminaire, basic version | 988 | 39 | 75 |  | 50000/L80B10 | 3 | 2034 | 23 | 88 | 80+ | 4000 | 191.823
| DM1125644 | Decor S LED1x1250 H320 T840 DPRZ LT80 LO1 1LIN L | non-dimmable, I, IP40, IK05, UGR≤16, matt micro-prismatic polycarbonate diffuser, slim light grey aluminium body, for in-line connection, first/end luminaire, basic version | 1128 | 39 | 75 |  | 50000/L80B10 | 3 | 1241 | 13 | 95 | 80+ | 4000 | 189.157
| DM1125645 | Decor S LED1x1700 H321 T840 DPRZ LT80 LO2 1LIN L | non-dimmable, I, IP40, IK05, UGR≤19, matt micro-prismatic polycarbonate diffuser, slim light grey aluminium body, for in-line connection, first/end luminaire, basic version | 1128 | 39 | 75 |  | 50000/L80B10 | 3 | 1691 | 17.9 | 94 | 80+ | 4000 | 189.157
| DM1125646 | Decor S LED1x2350 H322 T840 DPRZ LT80 LO3 1LIN L | non-dimmable, I, IP40, IK05, UGR≤19, matt micro-prismatic polycarbonate diffuser, slim light grey aluminium body, for in-line connection, first/end luminaire, basic version | 1128 | 39 | 75 |  | 50000/L80B10 | 3 | 2324 | 26.3 | 88 | 80+ | 4000 | 195.263
| DM1125647 | Decor S LED1x3500 H323 T840 DPRZ LT80 LO4 1LIN L | non-dimmable, I, IP40, IK05, UGR≤19, matt micro-prismatic polycarbonate diffuser, slim light grey aluminium body, for in-line connection, first/end luminaire, basic version | 1128 | 39 | 75 |  | 50000/L80B10 | 3 | 3487 | 38.2 | 91 | 80+ | 4000 | 217.752
| DM1125648 | Decor S LED1x1400 H324 T840 DPRZ LT80 LO1 1LIN L | non-dimmable, I, IP40, IK05, UGR≤16, matt micro-prismatic polycarbonate diffuser, slim light grey aluminium body, for in-line connection, first/end luminaire, basic version | 1268 | 39 | 75 |  | 50000/L80B10 | 3 | 1396 | 14.5 | 96 | 80+ | 4000 | 216.118
| DM1125649 | Decor S LED1x1950 H325 T840 DPRZ LT80 LO2 1LIN L | non-dimmable, I, IP40, IK05, UGR≤19, matt micro-prismatic polycarbonate diffuser, slim light grey aluminium body, for in-line connection, first/end luminaire, basic version | 1268 | 39 | 75 |  | 50000/L80B10 | 3 | 1902 | 20.1 | 95 | 80+ | 4000 | 216.118
| DM1125650 | Decor S LED1x2650 H326 T840 DPRZ LT80 LO3 1LIN L | non-dimmable, I, IP40, IK05, UGR≤19, matt micro-prismatic polycarbonate diffuser, slim light grey aluminium body, for in-line connection, first/end luminaire, basic version | 1268 | 39 | 75 |  | 50000/L80B10 | 3 | 2615 | 29.6 | 88 | 80+ | 4000 | 221.364
| DM1125651 | Decor S LED1x1600 H327 T840 DPRZ LT80 LO1 1LIN L | non-dimmable, I, IP40, IK05, UGR≤16, matt micro-prismatic polycarbonate diffuser, slim light grey aluminium body, for in-line connection, first/end luminaire, basic version | 1408 | 39 | 75 |  | 50000/L80B10 | 3 | 1551 | 16.5 | 94 | 80+ | 4000 | 234.264
| DM1125652 | Decor S LED1x2150 H328 T840 DPRZ LT80 LO2 1LIN L | non-dimmable, I, IP40, IK05, UGR≤19, matt micro-prismatic polycarbonate diffuser, slim light grey aluminium body, for in-line connection, first/end luminaire, basic version | 1408 | 39 | 75 |  | 50000/L80B10 | 3 | 2114 | 22.9 | 92 | 80+ | 4000 | 234.264
| DM1125653 | Decor S LED1x2950 H329 T840 DPRZ LT80 LO3 1LIN L | non-dimmable, I, IP40, IK05, UGR≤19, matt micro-prismatic polycarbonate diffuser, slim light grey aluminium body, for in-line connection, first/end luminaire, basic version | 1408 | 39 | 75 |  | 50000/L80B10 | 3 | 2905 | 31.7 | 92 | 80+ | 4000 | 253.356
| DM1125654 | Decor S LED1x4400 H330 T840 DPRZ LT80 LO4 1LIN L | non-dimmable, I, IP40, IK05, UGR≤19, matt micro-prismatic polycarbonate diffuser, slim light grey aluminium body, for in-line connection, first/end luminaire, basic version | 1408 | 39 | 75 |  | 50000/L80B10 | 3 | 4358 | 47.8 | 91 | 80+ | 4000 | 259.505
| DM1125655 | Decor S LED1x1900 H331 T840 DPRZ LT80 LO1 1LIN L | non-dimmable, I, IP40, IK05, UGR≤16, matt micro-prismatic polycarbonate diffuser, slim light grey aluminium body, for in-line connection, first/end luminaire, basic version | 1688 | 39 | 75 |  | 50000/L80B10 | 3 | 1861 | 19.3 | 96 | 80+ | 4000 | 267.202
| DM1125656 | Decor S LED1x2550 H332 T840 DPRZ LT80 LO2 1LIN L | non-dimmable, I, IP40, IK05, UGR≤19, matt micro-prismatic polycarbonate diffuser, slim light grey aluminium body, for in-line connection, first/end luminaire, basic version | 1688 | 39 | 75 |  | 50000/L80B10 | 3 | 2536 | 27.3 | 93 | 80+ | 4000 | 267.202
| DM1125657 | Decor S LED1x3500 H333 T840 DPRZ LT80 LO3 1LIN L | non-dimmable, I, IP40, IK05, UGR≤19, matt micro-prismatic polycarbonate diffuser, slim light grey aluminium body, for in-line connection, first/end luminaire, basic version | 1688 | 39 | 75 |  | 50000/L80B10 | 3 | 3487 | 38.2 | 91 | 80+ | 4000 | 286.251
| DM1125658 | Decor S LED1x5250 H334 T840 DPRZ LT80 LO4 1LIN L | non-dimmable, I, IP40, IK05, UGR≤19, matt micro-prismatic polycarbonate diffuser, slim light grey aluminium body, for in-line connection, first/end luminaire, basic version | 1688 | 39 | 75 |  | 50000/L80B10 | 3 | 5230 | 57.3 | 91 | 80+ | 4000 | 301
| DM1125659 | Decor S LED1x2200 H335 T840 DPRZ LT80 LO1 1LIN L | non-dimmable, I, IP40, IK05, UGR≤16, matt micro-prismatic polycarbonate diffuser, slim light grey aluminium body, for in-line connection, first/end luminaire, basic version | 1968 | 39 | 75 |  | 50000/L80B10 | 3 | 2172 | 22.2 | 98 | 80+ | 4000 | 282.854
| DM1125660 | Decor S LED1x3000 H336 T840 DPRZ LT80 LO2 1LIN L | non-dimmable, I, IP40, IK05, UGR≤19, matt micro-prismatic polycarbonate diffuser, slim light grey aluminium body, for in-line connection, first/end luminaire, basic version | 1968 | 39 | 75 |  | 50000/L80B10 | 3 | 2959 | 31.4 | 94 | 80+ | 4000 | 282.854
| DM1125661 | Decor S LED1x4100 H337 T840 DPRZ LT80 LO3 1LIN L | non-dimmable, I, IP40, IK05, UGR≤19, matt micro-prismatic polycarbonate diffuser, slim light grey aluminium body, for in-line connection, first/end luminaire, basic version | 1968 | 39 | 75 |  | 50000/L80B10 | 3 | 4067 | 44.6 | 91 | 80+ | 4000 | 301.946
| DM1125662 | Decor S LED1x4400 H338 T840 DPRZ LT80 LO4 1LIN L | non-dimmable, I, IP40, IK05, UGR≤19, matt micro-prismatic polycarbonate diffuser, slim light grey aluminium body, for in-line connection, first/end luminaire, basic version | 2108 | 39 | 75 |  | 50000/L80B10 | 3 | 4358 | 47.8 | 91 | 80+ | 4000 | 360.039
| DM1125663 | Decor S LED1x2500 H339 T840 DPRZ LT80 LO1 1LIN L | non-dimmable, I, IP40, IK05, UGR≤16, matt micro-prismatic polycarbonate diffuser, slim light grey aluminium body, for in-line connection, first/end luminaire, basic version | 2248 | 39 | 75 |  | 50000/L80B10 | 3 | 2481 | 25.1 | 99 | 80+ | 4000 | 340.087
| DM1125664 | Decor S LED1x3400 H340 T840 DPRZ LT80 LO2 1LIN L | non-dimmable, I, IP40, IK05, UGR≤19, matt micro-prismatic polycarbonate diffuser, slim light grey aluminium body, for in-line connection, first/end luminaire, basic version | 2248 | 39 | 75 |  | 50000/L80B10 | 3 | 3382 | 35.5 | 95 | 80+ | 4000 | 340.087
| DM1125665 | Decor S LED1x4650 H341 T840 DPRZ LT80 LO3 1LIN L | non-dimmable, I, IP40, IK05, UGR≤19, matt micro-prismatic polycarbonate diffuser, slim light grey aluminium body, for in-line connection, first/end luminaire, basic version | 2248 | 39 | 75 |  | 50000/L80B10 | 3 | 4649 | 50.9 | 91 | 80+ | 4000 | 359.136
| DM1125666 | Decor S LED1x7000 H342 T840 DPRZ LT80 LO4 1LIN L | non-dimmable, I, IP40, IK05, UGR≤19, matt micro-prismatic polycarbonate diffuser, slim light grey aluminium body, for in-line connection, first/end luminaire, basic version | 2248 | 39 | 75 |  | 50000/L80B10 | 3 | 6973 | 77.3 | 90 | 80+ | 4000 | 415.423
| DM1125667 | Decor S LED1x2800 H343 T840 DPRZ LT80 LO1 1LIN L | non-dimmable, I, IP40, IK05, UGR≤16, matt micro-prismatic polycarbonate diffuser, slim light grey aluminium body, for in-line connection, first/end luminaire, basic version | 2528 | 39 | 75 |  | 50000/L80B10 | 3 | 2792 | 27.3 | 102 | 80+ | 4000 | 416.326
| DM1125668 | Decor S LED1x3850 H344 T840 DPRZ LT80 LO2 1LIN L | non-dimmable, I, IP40, IK05, UGR≤19, matt micro-prismatic polycarbonate diffuser, slim light grey aluminium body, for in-line connection, first/end luminaire, basic version | 2528 | 39 | 75 |  | 50000/L80B10 | 3 | 3805 | 39.9 | 95 | 80+ | 4000 | 402.48
| DM1125669 | Decor S LED1x5250 H345 T840 DPRZ LT80 LO3 1LIN L | non-dimmable, I, IP40, IK05, UGR≤19, matt micro-prismatic polycarbonate diffuser, slim light grey aluminium body, for in-line connection, first/end luminaire, basic version | 2528 | 39 | 75 |  | 50000/L80B10 | 3 | 5230 | 57.3 | 91 | 80+ | 4000 | 424.281
| DM1125670 | Decor S LED1x7850 H346 T840 DPRZ LT80 LO4 1LIN L | non-dimmable, I, IP40, IK05, UGR≤19, matt micro-prismatic polycarbonate diffuser, slim light grey aluminium body, for in-line connection, first/end luminaire, basic version | 2528 | 39 | 75 |  | 50000/L80B10 | 3 | 7845 | 83.2 | 94 | 80+ | 4000 | 475.322
| DM1125671 | Decor S LED1x3300 H347 T840 DPRZ LT80 LO1 1LIN L | non-dimmable, I, IP40, IK05, UGR≤16, matt micro-prismatic polycarbonate diffuser, slim light grey aluminium body, for in-line connection, first/end luminaire, basic version | 2948 | 39 | 75 |  | 50000/L80B10 | 3 | 3257 | 31.9 | 102 | 80+ | 4000 | 438.127
| DM1125672 | Decor S LED1x4450 H348 T840 DPRZ LT80 LO2 1LIN L | non-dimmable, I, IP40, IK05, UGR≤19, matt micro-prismatic polycarbonate diffuser, slim light grey aluminium body, for in-line connection, first/end luminaire, basic version | 2948 | 39 | 75 |  | 50000/L80B10 | 3 | 4438 | 46 | 96 | 80+ | 4000 | 424.281
| DM1125673 | Decor S LED1x6150 H349 T840 DPRZ LT80 LO3 1LIN L | non-dimmable, I, IP40, IK05, UGR≤19, matt micro-prismatic polycarbonate diffuser, slim light grey aluminium body, for in-line connection, first/end luminaire, basic version | 2948 | 39 | 75 |  | 50000/L80B10 | 3 | 6101 | 66.9 | 91 | 80+ | 4000 | 445.824
| DM1125674 | Decor S LED1x700 H305 T830 OP LO1 1LIN LL | non-dimmable, I, IP40, IK05, opal polycarbonate diffuser, slim light grey aluminium body, for in-line connection, basic version | 563 | 39 | 75 |  | 50000/L80B10 | 3 | 641 | 6.8 | 94 | 80+ | 3000 | 115.584
| DM1125675 | Decor S LED1x950 H306 T830 OP LO2 1LIN LL | non-dimmable, I, IP40, IK05, opal polycarbonate diffuser, slim light grey aluminium body, for in-line connection, basic version | 563 | 39 | 75 |  | 50000/L80B10 | 3 | 874 | 9.5 | 92 | 80+ | 3000 | 115.584
| DM1125676 | Decor S LED1x1300 H307 T830 OP LO3 1LIN LL | non-dimmable, I, IP40, IK05, opal polycarbonate diffuser, slim light grey aluminium body, for in-line connection, basic version | 563 | 39 | 75 |  | 50000/L80B10 | 3 | 1201 | 13.8 | 87 | 80+ | 3000 | 126.678
| DM1125677 | Decor S LED1x1900 H308 T830 OP LO4 1LIN LL | non-dimmable, I, IP40, IK05, opal polycarbonate diffuser, slim light grey aluminium body, for in-line connection, basic version | 563 | 39 | 75 |  | 50000/L80B10 | 3 | 1802 | 20 | 90 | 80+ | 3000 | 128.527
| DM1125678 | Decor S LED1x850 H309 T830 OP LO1 1LIN LL | non-dimmable, I, IP40, IK05, opal polycarbonate diffuser, slim light grey aluminium body, for in-line connection, basic version | 703 | 39 | 75 |  | 50000/L80B10 | 3 | 801 | 8.1 | 99 | 80+ | 3000 | 134.676
| DM1125679 | Decor S LED1x1150 H310 T830 OP LO2 1LIN LL | non-dimmable, I, IP40, IK05, opal polycarbonate diffuser, slim light grey aluminium body, for in-line connection, basic version | 703 | 39 | 75 |  | 50000/L80B10 | 3 | 1092 | 11.6 | 94 | 80+ | 3000 | 134.676
| DM1125680 | Decor S LED1x1600 H311 T830 OP LO3 1LIN LL | non-dimmable, I, IP40, IK05, opal polycarbonate diffuser, slim light grey aluminium body, for in-line connection, basic version | 703 | 39 | 75 |  | 50000/L80B10 | 3 | 1502 | 16.8 | 89 | 80+ | 3000 | 146.673
| DM1125681 | Decor S LED1x2400 H312 T830 OP LO4 1LIN LL | non-dimmable, I, IP40, IK05, opal polycarbonate diffuser, slim light grey aluminium body, for in-line connection, basic version | 703 | 39 | 75 |  | 50000/L80B10 | 3 | 2252 | 24.7 | 91 | 80+ | 3000 | 149.425
| DM1125682 | Decor S LED1x1050 H313 T830 OP LO1 1LIN LL | non-dimmable, I, IP40, IK05, opal polycarbonate diffuser, slim light grey aluminium body, for in-line connection, basic version | 843 | 39 | 75 |  | 50000/L80B10 | 3 | 1007 | 10 | 101 | 80+ | 3000 | 159.659
| DM1125683 | Decor S LED1x1400 H314 T830 OP LO2 1LIN LL | non-dimmable, I, IP40, IK05, opal polycarbonate diffuser, slim light grey aluminium body, for in-line connection, basic version | 843 | 39 | 75 |  | 50000/L80B10 | 3 | 1372 | 14 | 98 | 80+ | 3000 | 159.659
| DM1125684 | Decor S LED1x1900 H315 T830 OP LO3 1LIN LL | non-dimmable, I, IP40, IK05, opal polycarbonate diffuser, slim light grey aluminium body, for in-line connection, basic version | 843 | 39 | 75 |  | 50000/L80B10 | 3 | 1886 | 20.2 | 93 | 80+ | 3000 | 164.819
| DM1125685 | Decor S LED1x2850 H316 T830 OP LO4 1LIN LL | non-dimmable, I, IP40, IK05, opal polycarbonate diffuser, slim light grey aluminium body, for in-line connection, basic version | 843 | 39 | 75 |  | 50000/L80B10 | 3 | 2829 | 29.7 | 95 | 80+ | 3000 | 168.474
| DM1125686 | Decor S LED1x1200 H317 T830 OP LO1 1LIN LL | non-dimmable, I, IP40, IK05, opal polycarbonate diffuser, slim light grey aluminium body, for in-line connection, basic version | 983 | 39 | 75 |  | 50000/L80B10 | 3 | 1122 | 11.5 | 98 | 80+ | 3000 | 180.514
| DM1125687 | Decor S LED1x1650 H318 T830 OP LO2 1LIN LL | non-dimmable, I, IP40, IK05, opal polycarbonate diffuser, slim light grey aluminium body, for in-line connection, basic version | 983 | 39 | 75 |  | 50000/L80B10 | 3 | 1529 | 15.9 | 96 | 80+ | 3000 | 180.514
| DM1125688 | Decor S LED1x2200 H319 T830 OP LO3 1LIN LL | non-dimmable, I, IP40, IK05, opal polycarbonate diffuser, slim light grey aluminium body, for in-line connection, basic version | 983 | 39 | 75 |  | 50000/L80B10 | 3 | 2102 | 23 | 91 | 80+ | 3000 | 185.717
| DM1125689 | Decor S LED1x1350 H320 T830 OP LO1 1LIN LL | non-dimmable, I, IP40, IK05, opal polycarbonate diffuser, slim light grey aluminium body, for in-line connection, basic version | 1123 | 39 | 75 |  | 50000/L80B10 | 3 | 1282 | 13 | 99 | 80+ | 3000 | 183.266
| DM1125690 | Decor S LED1x1850 H321 T830 OP LO2 1LIN LL | non-dimmable, I, IP40, IK05, opal polycarbonate diffuser, slim light grey aluminium body, for in-line connection, basic version | 1123 | 39 | 75 |  | 50000/L80B10 | 3 | 1748 | 17.9 | 98 | 80+ | 3000 | 183.266
| DM1125691 | Decor S LED1x2550 H322 T830 OP LO3 1LIN LL | non-dimmable, I, IP40, IK05, opal polycarbonate diffuser, slim light grey aluminium body, for in-line connection, basic version | 1123 | 39 | 75 |  | 50000/L80B10 | 3 | 2402 | 26.3 | 91 | 80+ | 3000 | 189.157
| DM1125692 | Decor S LED1x3800 H323 T830 OP LO4 1LIN LL | non-dimmable, I, IP40, IK05, opal polycarbonate diffuser, slim light grey aluminium body, for in-line connection, basic version | 1123 | 39 | 75 |  | 50000/L80B10 | 3 | 3604 | 38.2 | 94 | 80+ | 3000 | 211.818
| DM1125693 | Decor S LED1x1550 H324 T830 OP LO1 1LIN LL | non-dimmable, I, IP40, IK05, opal polycarbonate diffuser, slim light grey aluminium body, for in-line connection, basic version | 1263 | 39 | 75 |  | 50000/L80B10 | 3 | 1442 | 14.5 | 99 | 80+ | 3000 | 208.163
| DM1125694 | Decor S LED1x2100 H325 T830 OP LO2 1LIN LL | non-dimmable, I, IP40, IK05, opal polycarbonate diffuser, slim light grey aluminium body, for in-line connection, basic version | 1263 | 39 | 75 |  | 50000/L80B10 | 3 | 1966 | 20.1 | 98 | 80+ | 3000 | 208.163
| DM1125695 | Decor S LED1x2850 H326 T830 OP LO3 1LIN LL | non-dimmable, I, IP40, IK05, opal polycarbonate diffuser, slim light grey aluminium body, for in-line connection, basic version | 1263 | 39 | 75 |  | 50000/L80B10 | 3 | 2703 | 29.6 | 91 | 80+ | 3000 | 214.312
| DM1125696 | Decor S LED1x1700 H327 T830 OP LO1 1LIN LL | non-dimmable, I, IP40, IK05, opal polycarbonate diffuser, slim light grey aluminium body, for in-line connection, basic version | 1403 | 39 | 75 |  | 50000/L80B10 | 3 | 1603 | 16.5 | 97 | 80+ | 3000 | 226.567
| DM1125697 | Decor S LED1x2300 H328 T830 OP LO2 1LIN LL | non-dimmable, I, IP40, IK05, opal polycarbonate diffuser, slim light grey aluminium body, for in-line connection, basic version | 1403 | 39 | 75 |  | 50000/L80B10 | 3 | 2184 | 23 | 95 | 80+ | 3000 | 226.567
| DM1125698 | Decor S LED1x3150 H329 T830 OP LO3 1LIN LL | non-dimmable, I, IP40, IK05, opal polycarbonate diffuser, slim light grey aluminium body, for in-line connection, basic version | 1403 | 39 | 75 |  | 50000/L80B10 | 3 | 3002 | 31.8 | 94 | 80+ | 3000 | 245.659
| DM1125699 | Decor S LED1x4750 H330 T830 OP LO4 1LIN LL | non-dimmable, I, IP40, IK05, opal polycarbonate diffuser, slim light grey aluminium body, for in-line connection, basic version | 1403 | 39 | 75 |  | 50000/L80B10 | 3 | 4504 | 47.8 | 94 | 80+ | 3000 | 251.55
| DM1125700 | Decor S LED1x2050 H331 T830 OP LO1 1LIN LL | non-dimmable, I, IP40, IK05, opal polycarbonate diffuser, slim light grey aluminium body, for in-line connection, basic version | 1683 | 39 | 75 |  | 50000/L80B10 | 3 | 1923 | 19.3 | 100 | 80+ | 3000 | 257.699
| DM1125701 | Decor S LED1x2750 H332 T830 OP LO2 1LIN LL | non-dimmable, I, IP40, IK05, opal polycarbonate diffuser, slim light grey aluminium body, for in-line connection, basic version | 1683 | 39 | 75 |  | 50000/L80B10 | 3 | 2621 | 27.3 | 96 | 80+ | 3000 | 257.699
| DM1125702 | Decor S LED1x3800 H333 T830 OP LO3 1LIN LL | non-dimmable, I, IP40, IK05, opal polycarbonate diffuser, slim light grey aluminium body, for in-line connection, basic version | 1683 | 39 | 75 |  | 50000/L80B10 | 3 | 3603 | 38.2 | 94 | 80+ | 3000 | 276.748
| DM1125703 | Decor S LED1x5700 H334 T830 OP LO4 1LIN LL | non-dimmable, I, IP40, IK05, opal polycarbonate diffuser, slim light grey aluminium body, for in-line connection, basic version | 1683 | 39 | 75 |  | 50000/L80B10 | 3 | 5405 | 57.3 | 94 | 80+ | 3000 | 292.4
| DM1125704 | Decor S LED1x2350 H335 T830 OP LO1 1LIN LL | non-dimmable, I, IP40, IK05, opal polycarbonate diffuser, slim light grey aluminium body, for in-line connection, basic version | 1963 | 39 | 75 |  | 50000/L80B10 | 3 | 2244 | 22.2 | 101 | 80+ | 3000 | 272.405
| DM1125705 | Decor S LED1x3250 H336 T830 OP LO2 1LIN LL | non-dimmable, I, IP40, IK05, opal polycarbonate diffuser, slim light grey aluminium body, for in-line connection, basic version | 1963 | 39 | 75 |  | 50000/L80B10 | 3 | 3058 | 31.4 | 97 | 80+ | 3000 | 272.405
| DM1125706 | Decor S LED1x4450 H337 T830 OP LO3 1LIN LL | non-dimmable, I, IP40, IK05, opal polycarbonate diffuser, slim light grey aluminium body, for in-line connection, basic version | 1963 | 39 | 75 |  | 50000/L80B10 | 3 | 4204 | 44.6 | 94 | 80+ | 3000 | 291.497
| DM1125707 | Decor S LED1x4750 H338 T830 OP LO4 1LIN LL | non-dimmable, I, IP40, IK05, opal polycarbonate diffuser, slim light grey aluminium body, for in-line connection, basic version | 2103 | 39 | 75 |  | 50000/L80B10 | 3 | 4504 | 47.8 | 94 | 80+ | 3000 | 348.687
| DM1125708 | Decor S LED1x2700 H339 T830 OP LO1 1LIN LL | non-dimmable, I, IP40, IK05, opal polycarbonate diffuser, slim light grey aluminium body, for in-line connection, basic version | 2243 | 39 | 75 |  | 50000/L80B10 | 3 | 2565 | 25.1 | 102 | 80+ | 3000 | 327.832
| DM1125709 | Decor S LED1x3700 H340 T830 OP LO2 1LIN LL | non-dimmable, I, IP40, IK05, opal polycarbonate diffuser, slim light grey aluminium body, for in-line connection, basic version | 2243 | 39 | 75 |  | 50000/L80B10 | 3 | 3495 | 35.5 | 98 | 80+ | 3000 | 327.832
| DM1125710 | Decor S LED1x5050 H341 T830 OP LO3 1LIN LL | non-dimmable, I, IP40, IK05, opal polycarbonate diffuser, slim light grey aluminium body, for in-line connection, basic version | 2243 | 39 | 75 |  | 50000/L80B10 | 3 | 4804 | 50.9 | 94 | 80+ | 3000 | 347.139
| DM1125711 | Decor S LED1x7550 H342 T830 OP LO4 1LIN LL | non-dimmable, I, IP40, IK05, opal polycarbonate diffuser, slim light grey aluminium body, for in-line connection, basic version | 2243 | 39 | 75 |  | 50000/L80B10 | 3 | 7206 | 77.3 | 93 | 80+ | 3000 | 403.426
| DM1125712 | Decor S LED1x3050 H343 T830 OP LO1 1LIN LL | non-dimmable, I, IP40, IK05, opal polycarbonate diffuser, slim light grey aluminium body, for in-line connection, basic version | 2523 | 39 | 75 |  | 50000/L80B10 | 3 | 2885 | 27.3 | 106 | 80+ | 3000 | 400.674
| DM1125713 | Decor S LED1x4150 H344 T830 OP LO2 1LIN LL | non-dimmable, I, IP40, IK05, opal polycarbonate diffuser, slim light grey aluminium body, for in-line connection, basic version | 2523 | 39 | 75 |  | 50000/L80B10 | 3 | 3932 | 39.9 | 99 | 80+ | 3000 | 386.785
| DM1125714 | Decor S LED1x5700 H345 T830 OP LO3 1LIN LL | non-dimmable, I, IP40, IK05, opal polycarbonate diffuser, slim light grey aluminium body, for in-line connection, basic version | 2523 | 39 | 75 |  | 50000/L80B10 | 3 | 5405 | 57.3 | 94 | 80+ | 3000 | 409.532
| DM1125715 | Decor S LED1x8500 H346 T830 OP LO4 1LIN LL | non-dimmable, I, IP40, IK05, opal polycarbonate diffuser, slim light grey aluminium body, for in-line connection, basic version | 2523 | 39 | 75 |  | 50000/L80B10 | 3 | 8107 | 83.2 | 97 | 80+ | 3000 | 460.573
| DM1125716 | Decor S LED1x3550 H347 T830 OP LO1 1LIN LL | non-dimmable, I, IP40, IK05, opal polycarbonate diffuser, slim light grey aluminium body, for in-line connection, basic version | 2943 | 39 | 75 |  | 50000/L80B10 | 3 | 3366 | 31.9 | 106 | 80+ | 3000 | 422.475
| DM1125717 | Decor S LED1x4850 H348 T830 OP LO2 1LIN LL | non-dimmable, I, IP40, IK05, opal polycarbonate diffuser, slim light grey aluminium body, for in-line connection, basic version | 2943 | 39 | 75 |  | 50000/L80B10 | 3 | 4587 | 46 | 100 | 80+ | 3000 | 408.586
| DM1125718 | Decor S LED1x6650 H349 T830 OP LO3 1LIN LL | non-dimmable, I, IP40, IK05, opal polycarbonate diffuser, slim light grey aluminium body, for in-line connection, basic version | 2943 | 39 | 75 |  | 50000/L80B10 | 3 | 6305 | 66.9 | 94 | 80+ | 3000 | 431.075
| DM1125719 | Decor S LED1x700 H305 T840 OP LO1 1LIN LL | non-dimmable, I, IP40, IK05, opal polycarbonate diffuser, slim light grey aluminium body, for in-line connection, basic version | 563 | 39 | 75 |  | 50000/L80B10 | 3 | 671 | 6.8 | 99 | 80+ | 4000 | 115.584
| DM1125720 | Decor S LED1x950 H306 T840 OP LO2 1LIN LL | non-dimmable, I, IP40, IK05, opal polycarbonate diffuser, slim light grey aluminium body, for in-line connection, basic version | 563 | 39 | 75 |  | 50000/L80B10 | 3 | 915 | 9.5 | 96 | 80+ | 4000 | 115.584
| DM1125721 | Decor S LED1x1300 H307 T840 OP LO3 1LIN LL | non-dimmable, I, IP40, IK05, opal polycarbonate diffuser, slim light grey aluminium body, for in-line connection, basic version | 563 | 39 | 75 |  | 50000/L80B10 | 3 | 1257 | 13.8 | 91 | 80+ | 4000 | 126.678
| DM1125722 | Decor S LED1x1900 H308 T840 OP LO4 1LIN LL | non-dimmable, I, IP40, IK05, opal polycarbonate diffuser, slim light grey aluminium body, for in-line connection, basic version | 563 | 39 | 75 |  | 50000/L80B10 | 3 | 1886 | 20 | 94 | 80+ | 4000 | 128.527
| DM1125723 | Decor S LED1x850 H309 T840 OP LO1 1LIN LL | non-dimmable, I, IP40, IK05, opal polycarbonate diffuser, slim light grey aluminium body, for in-line connection, basic version | 703 | 39 | 75 |  | 50000/L80B10 | 3 | 839 | 8.1 | 104 | 80+ | 4000 | 134.676
| DM1125724 | Decor S LED1x1150 H310 T840 OP LO2 1LIN LL | non-dimmable, I, IP40, IK05, opal polycarbonate diffuser, slim light grey aluminium body, for in-line connection, basic version | 703 | 39 | 75 |  | 50000/L80B10 | 3 | 1143 | 11.6 | 99 | 80+ | 4000 | 134.676
| DM1125725 | Decor S LED1x1600 H311 T840 OP LO3 1LIN LL | non-dimmable, I, IP40, IK05, opal polycarbonate diffuser, slim light grey aluminium body, for in-line connection, basic version | 703 | 39 | 75 |  | 50000/L80B10 | 3 | 1572 | 16.8 | 94 | 80+ | 4000 | 146.673
| DM1125726 | Decor S LED1x2400 H312 T840 OP LO4 1LIN LL | non-dimmable, I, IP40, IK05, opal polycarbonate diffuser, slim light grey aluminium body, for in-line connection, basic version | 703 | 39 | 75 |  | 50000/L80B10 | 3 | 2358 | 24.7 | 95 | 80+ | 4000 | 149.425
| DM1125727 | Decor S LED1x1050 H313 T840 OP LO1 1LIN LL | non-dimmable, I, IP40, IK05, opal polycarbonate diffuser, slim light grey aluminium body, for in-line connection, basic version | 843 | 39 | 75 |  | 50000/L80B10 | 3 | 1007 | 10 | 101 | 80+ | 4000 | 159.659
| DM1125728 | Decor S LED1x1400 H314 T840 OP LO2 1LIN LL | non-dimmable, I, IP40, IK05, opal polycarbonate diffuser, slim light grey aluminium body, for in-line connection, basic version | 843 | 39 | 75 |  | 50000/L80B10 | 3 | 1372 | 14 | 98 | 80+ | 4000 | 159.659
| DM1125729 | Decor S LED1x1900 H315 T840 OP LO3 1LIN LL | non-dimmable, I, IP40, IK05, opal polycarbonate diffuser, slim light grey aluminium body, for in-line connection, basic version | 843 | 39 | 75 |  | 50000/L80B10 | 3 | 1886 | 20.2 | 93 | 80+ | 4000 | 164.819
| DM1125730 | Decor S LED1x2850 H316 T840 OP LO4 1LIN LL | non-dimmable, I, IP40, IK05, opal polycarbonate diffuser, slim light grey aluminium body, for in-line connection, basic version | 843 | 39 | 75 |  | 50000/L80B10 | 3 | 2829 | 29.7 | 95 | 80+ | 4000 | 168.474
| DM1125731 | Decor S LED1x1200 H317 T840 OP LO1 1LIN LL | non-dimmable, I, IP40, IK05, opal polycarbonate diffuser, slim light grey aluminium body, for in-line connection, basic version | 983 | 39 | 75 |  | 50000/L80B10 | 3 | 1175 | 11.5 | 102 | 80+ | 4000 | 180.514
| DM1125732 | Decor S LED1x1650 H318 T840 OP LO2 1LIN LL | non-dimmable, I, IP40, IK05, opal polycarbonate diffuser, slim light grey aluminium body, for in-line connection, basic version | 983 | 39 | 75 |  | 50000/L80B10 | 3 | 1601 | 15.9 | 101 | 80+ | 4000 | 180.514
| DM1125733 | Decor S LED1x2200 H319 T840 OP LO3 1LIN LL | non-dimmable, I, IP40, IK05, opal polycarbonate diffuser, slim light grey aluminium body, for in-line connection, basic version | 983 | 39 | 75 |  | 50000/L80B10 | 3 | 2200 | 23 | 96 | 80+ | 4000 | 185.717
| DM1125734 | Decor S LED1x1350 H320 T840 OP LO1 1LIN LL | non-dimmable, I, IP40, IK05, opal polycarbonate diffuser, slim light grey aluminium body, for in-line connection, basic version | 1123 | 39 | 75 |  | 50000/L80B10 | 3 | 1342 | 13 | 103 | 80+ | 4000 | 183.266
| DM1125735 | Decor S LED1x1850 H321 T840 OP LO2 1LIN LL | non-dimmable, I, IP40, IK05, opal polycarbonate diffuser, slim light grey aluminium body, for in-line connection, basic version | 1123 | 39 | 75 |  | 50000/L80B10 | 3 | 1830 | 17.9 | 102 | 80+ | 4000 | 183.266
| DM1125736 | Decor S LED1x2550 H322 T840 OP LO3 1LIN LL | non-dimmable, I, IP40, IK05, opal polycarbonate diffuser, slim light grey aluminium body, for in-line connection, basic version | 1123 | 39 | 75 |  | 50000/L80B10 | 3 | 2515 | 26.3 | 96 | 80+ | 4000 | 189.157
| DM1125737 | Decor S LED1x3800 H323 T840 OP LO4 1LIN LL | non-dimmable, I, IP40, IK05, opal polycarbonate diffuser, slim light grey aluminium body, for in-line connection, basic version | 1123 | 39 | 75 |  | 50000/L80B10 | 3 | 3773 | 38.2 | 99 | 80+ | 4000 | 211.818
| DM1125738 | Decor S LED1x1550 H324 T840 OP LO1 1LIN LL | non-dimmable, I, IP40, IK05, opal polycarbonate diffuser, slim light grey aluminium body, for in-line connection, basic version | 1263 | 39 | 75 |  | 50000/L80B10 | 3 | 1510 | 14.5 | 104 | 80+ | 4000 | 208.163
| DM1125739 | Decor S LED1x2100 H325 T840 OP LO2 1LIN LL | non-dimmable, I, IP40, IK05, opal polycarbonate diffuser, slim light grey aluminium body, for in-line connection, basic version | 1263 | 39 | 75 |  | 50000/L80B10 | 3 | 2058 | 20.1 | 102 | 80+ | 4000 | 208.163
| DM1125740 | Decor S LED1x2850 H326 T840 OP LO3 1LIN LL | non-dimmable, I, IP40, IK05, opal polycarbonate diffuser, slim light grey aluminium body, for in-line connection, basic version | 1263 | 39 | 75 |  | 50000/L80B10 | 3 | 2829 | 29.6 | 96 | 80+ | 4000 | 214.312
| DM1125741 | Decor S LED1x1700 H327 T840 OP LO1 1LIN LL | non-dimmable, I, IP40, IK05, opal polycarbonate diffuser, slim light grey aluminium body, for in-line connection, basic version | 1403 | 39 | 75 |  | 50000/L80B10 | 3 | 1678 | 16.5 | 102 | 80+ | 4000 | 226.567
| DM1125742 | Decor S LED1x2300 H328 T840 OP LO2 1LIN LL | non-dimmable, I, IP40, IK05, opal polycarbonate diffuser, slim light grey aluminium body, for in-line connection, basic version | 1403 | 39 | 75 |  | 50000/L80B10 | 3 | 2287 | 22.9 | 100 | 80+ | 4000 | 226.567
| DM1125743 | Decor S LED1x3150 H329 T840 OP LO3 1LIN LL | non-dimmable, I, IP40, IK05, opal polycarbonate diffuser, slim light grey aluminium body, for in-line connection, basic version | 1403 | 39 | 75 |  | 50000/L80B10 | 3 | 3143 | 31.7 | 99 | 80+ | 4000 | 245.659
| DM1125744 | Decor S LED1x4750 H330 T840 OP LO4 1LIN LL | non-dimmable, I, IP40, IK05, opal polycarbonate diffuser, slim light grey aluminium body, for in-line connection, basic version | 1403 | 39 | 75 |  | 50000/L80B10 | 3 | 4716 | 47.8 | 99 | 80+ | 4000 | 251.55
| DM1125745 | Decor S LED1x2050 H331 T840 OP LO1 1LIN LL | non-dimmable, I, IP40, IK05, opal polycarbonate diffuser, slim light grey aluminium body, for in-line connection, basic version | 1683 | 39 | 75 |  | 50000/L80B10 | 3 | 2014 | 19.3 | 104 | 80+ | 4000 | 257.699
| DM1125746 | Decor S LED1x2750 H332 T840 OP LO2 1LIN LL | non-dimmable, I, IP40, IK05, opal polycarbonate diffuser, slim light grey aluminium body, for in-line connection, basic version | 1683 | 39 | 75 |  | 50000/L80B10 | 3 | 2744 | 27.3 | 101 | 80+ | 4000 | 257.699
| DM1125747 | Decor S LED1x3800 H333 T840 OP LO3 1LIN LL | non-dimmable, I, IP40, IK05, opal polycarbonate diffuser, slim light grey aluminium body, for in-line connection, basic version | 1683 | 39 | 75 |  | 50000/L80B10 | 3 | 3773 | 38.2 | 99 | 80+ | 4000 | 276.748
| DM1125748 | Decor S LED1x5700 H334 T840 OP LO4 1LIN LL | non-dimmable, I, IP40, IK05, opal polycarbonate diffuser, slim light grey aluminium body, for in-line connection, basic version | 1683 | 39 | 75 |  | 50000/L80B10 | 3 | 5658 | 57.3 | 99 | 80+ | 4000 | 292.4
| DM1125749 | Decor S LED1x2350 H335 T840 OP LO1 1LIN LL | non-dimmable, I, IP40, IK05, opal polycarbonate diffuser, slim light grey aluminium body, for in-line connection, basic version | 1963 | 39 | 75 |  | 50000/L80B10 | 3 | 2350 | 22.2 | 106 | 80+ | 4000 | 272.405
| DM1125750 | Decor S LED1x3250 H336 T840 OP LO2 1LIN LL | non-dimmable, I, IP40, IK05, opal polycarbonate diffuser, slim light grey aluminium body, for in-line connection, basic version | 1963 | 39 | 75 |  | 50000/L80B10 | 3 | 3202 | 31.4 | 102 | 80+ | 4000 | 272.405
| DM1125751 | Decor S LED1x4450 H337 T840 OP LO3 1LIN LL | non-dimmable, I, IP40, IK05, opal polycarbonate diffuser, slim light grey aluminium body, for in-line connection, basic version | 1963 | 39 | 75 |  | 50000/L80B10 | 3 | 4401 | 44.6 | 99 | 80+ | 4000 | 291.497
| DM1125752 | Decor S LED1x4750 H338 T840 OP LO4 1LIN LL | non-dimmable, I, IP40, IK05, opal polycarbonate diffuser, slim light grey aluminium body, for in-line connection, basic version | 2103 | 39 | 75 |  | 50000/L80B10 | 3 | 4716 | 47.8 | 99 | 80+ | 4000 | 348.687
| DM1125753 | Decor S LED1x2700 H339 T840 OP LO1 1LIN LL | non-dimmable, I, IP40, IK05, opal polycarbonate diffuser, slim light grey aluminium body, for in-line connection, basic version | 2243 | 39 | 75 |  | 50000/L80B10 | 3 | 2685 | 25.1 | 107 | 80+ | 4000 | 327.832
| DM1125754 | Decor S LED1x3700 H340 T840 OP LO2 1LIN LL | non-dimmable, I, IP40, IK05, opal polycarbonate diffuser, slim light grey aluminium body, for in-line connection, basic version | 2243 | 39 | 75 |  | 50000/L80B10 | 3 | 3659 | 35.5 | 103 | 80+ | 4000 | 327.832
| DM1125755 | Decor S LED1x5050 H341 T840 OP LO3 1LIN LL | non-dimmable, I, IP40, IK05, opal polycarbonate diffuser, slim light grey aluminium body, for in-line connection, basic version | 2243 | 39 | 75 |  | 50000/L80B10 | 3 | 5030 | 50.9 | 99 | 80+ | 4000 | 347.139
| DM1125756 | Decor S LED1x7550 H342 T840 OP LO4 1LIN LL | non-dimmable, I, IP40, IK05, opal polycarbonate diffuser, slim light grey aluminium body, for in-line connection, basic version | 2243 | 39 | 75 |  | 50000/L80B10 | 3 | 7544 | 77.3 | 98 | 80+ | 4000 | 403.426
| DM1125757 | Decor S LED1x3050 H343 T840 OP LO1 1LIN LL | non-dimmable, I, IP40, IK05, opal polycarbonate diffuser, slim light grey aluminium body, for in-line connection, basic version | 2523 | 39 | 75 |  | 50000/L80B10 | 3 | 3021 | 27.3 | 111 | 80+ | 4000 | 400.674
| DM1125758 | Decor S LED1x4150 H344 T840 OP LO2 1LIN LL | non-dimmable, I, IP40, IK05, opal polycarbonate diffuser, slim light grey aluminium body, for in-line connection, basic version | 2523 | 39 | 75 |  | 50000/L80B10 | 3 | 4116 | 39.9 | 103 | 80+ | 4000 | 386.785
| DM1125759 | Decor S LED1x5700 H345 T840 OP LO3 1LIN LL | non-dimmable, I, IP40, IK05, opal polycarbonate diffuser, slim light grey aluminium body, for in-line connection, basic version | 2523 | 39 | 75 |  | 50000/L80B10 | 3 | 5658 | 57.3 | 99 | 80+ | 4000 | 409.532
| DM1125760 | Decor S LED1x8500 H346 T840 OP LO4 1LIN LL | non-dimmable, I, IP40, IK05, opal polycarbonate diffuser, slim light grey aluminium body, for in-line connection, basic version | 2523 | 39 | 75 |  | 50000/L80B10 | 3 | 8488 | 83.2 | 102 | 80+ | 4000 | 460.573
| DM1125761 | Decor S LED1x3550 H347 T840 OP LO1 1LIN LL | non-dimmable, I, IP40, IK05, opal polycarbonate diffuser, slim light grey aluminium body, for in-line connection, basic version | 2943 | 39 | 75 |  | 50000/L80B10 | 3 | 3524 | 31.9 | 110 | 80+ | 4000 | 422.475
| DM1125762 | Decor S LED1x4850 H348 T840 OP LO2 1LIN LL | non-dimmable, I, IP40, IK05, opal polycarbonate diffuser, slim light grey aluminium body, for in-line connection, basic version | 2943 | 39 | 75 |  | 50000/L80B10 | 3 | 4802 | 46 | 104 | 80+ | 4000 | 408.586
| DM1125763 | Decor S LED1x6650 H349 T840 OP LO3 1LIN LL | non-dimmable, I, IP40, IK05, opal polycarbonate diffuser, slim light grey aluminium body, for in-line connection, basic version | 2943 | 39 | 75 |  | 50000/L80B10 | 3 | 6601 | 66.9 | 99 | 80+ | 4000 | 431.075
| DM1125764 | Decor S LED1x650 H305 T830 DPRZ LT80 LO1 1LIN LL | non-dimmable, I, IP40, IK05, UGR≤16, matt micro-prismatic polycarbonate diffuser, slim light grey aluminium body, for in-line connection, basic version | 563 | 39 | 75 |  | 50000/L80B10 | 3 | 592 | 6.8 | 87 | 80+ | 3000 | 118.035
| DM1125765 | Decor S LED1x850 H306 T830 DPRZ LT80 LO2 1LIN LL | non-dimmable, I, IP40, IK05, UGR≤19, matt micro-prismatic polycarbonate diffuser, slim light grey aluminium body, for in-line connection, basic version | 563 | 39 | 75 |  | 50000/L80B10 | 3 | 808 | 9.5 | 85 | 80+ | 3000 | 118.035
| DM1125766 | Decor S LED1x1200 H307 T830 DPRZ LT80 LO3 1LIN LL | non-dimmable, I, IP40, IK05, UGR≤19, matt micro-prismatic polycarbonate diffuser, slim light grey aluminium body, for in-line connection, basic version | 563 | 39 | 75 |  | 50000/L80B10 | 3 | 1110 | 13.8 | 80 | 80+ | 3000 | 130.333
| DM1125767 | Decor S LED1x1750 H308 T830 DPRZ LT80 LO4 1LIN LL | non-dimmable, I, IP40, IK05, UGR≤19, matt micro-prismatic polycarbonate diffuser, slim light grey aluminium body, for in-line connection, basic version | 563 | 39 | 75 |  | 50000/L80B10 | 3 | 1665 | 20 | 83 | 80+ | 3000 | 131.924
| DM1125768 | Decor S LED1x800 H309 T830 DPRZ LT80 LO1 1LIN LL | non-dimmable, I, IP40, IK05, UGR≤16, matt micro-prismatic polycarbonate diffuser, slim light grey aluminium body, for in-line connection, basic version | 703 | 39 | 75 |  | 50000/L80B10 | 3 | 740 | 8.1 | 91 | 80+ | 3000 | 138.976
| DM1125769 | Decor S LED1x1100 H310 T830 DPRZ LT80 LO2 1LIN LL | non-dimmable, I, IP40, IK05, UGR≤19, matt micro-prismatic polycarbonate diffuser, slim light grey aluminium body, for in-line connection, basic version | 703 | 39 | 75 |  | 50000/L80B10 | 3 | 1010 | 11.6 | 87 | 80+ | 3000 | 138.976
| DM1125770 | Decor S LED1x1500 H311 T830 DPRZ LT80 LO3 1LIN LL | non-dimmable, I, IP40, IK05, UGR≤19, matt micro-prismatic polycarbonate diffuser, slim light grey aluminium body, for in-line connection, basic version | 703 | 39 | 75 |  | 50000/L80B10 | 3 | 1388 | 16.8 | 83 | 80+ | 3000 | 150.07
| DM1125771 | Decor S LED1x2200 H312 T830 DPRZ LT80 LO4 1LIN LL | non-dimmable, I, IP40, IK05, UGR≤19, matt micro-prismatic polycarbonate diffuser, slim light grey aluminium body, for in-line connection, basic version | 703 | 39 | 75 |  | 50000/L80B10 | 3 | 2082 | 24.7 | 84 | 80+ | 3000 | 153.725
| DM1125772 | Decor S LED1x950 H313 T830 DPRZ LT80 LO1 1LIN LL | non-dimmable, I, IP40, IK05, UGR≤16, matt micro-prismatic polycarbonate diffuser, slim light grey aluminium body, for in-line connection, basic version | 843 | 39 | 75 |  | 50000/L80B10 | 3 | 931 | 10 | 93 | 80+ | 3000 | 164.819
| DM1125773 | Decor S LED1x1300 H314 T830 DPRZ LT80 LO2 1LIN LL | non-dimmable, I, IP40, IK05, UGR≤19, matt micro-prismatic polycarbonate diffuser, slim light grey aluminium body, for in-line connection, basic version | 843 | 39 | 75 |  | 50000/L80B10 | 3 | 1268 | 14 | 91 | 80+ | 3000 | 164.819
| DM1125774 | Decor S LED1x1750 H315 T830 DPRZ LT80 LO3 1LIN LL | non-dimmable, I, IP40, IK05, UGR≤19, matt micro-prismatic polycarbonate diffuser, slim light grey aluminium body, for in-line connection, basic version | 843 | 39 | 75 |  | 50000/L80B10 | 3 | 1743 | 20.2 | 86 | 80+ | 3000 | 170.065
| DM1125775 | Decor S LED1x2650 H316 T830 DPRZ LT80 LO4 1LIN LL | non-dimmable, I, IP40, IK05, UGR≤19, matt micro-prismatic polycarbonate diffuser, slim light grey aluminium body, for in-line connection, basic version | 843 | 39 | 75 |  | 50000/L80B10 | 3 | 2615 | 29.7 | 88 | 80+ | 3000 | 173.677
| DM1125776 | Decor S LED1x1100 H317 T830 DPRZ LT80 LO1 1LIN LL | non-dimmable, I, IP40, IK05, UGR≤16, matt micro-prismatic polycarbonate diffuser, slim light grey aluminium body, for in-line connection, basic version | 983 | 39 | 75 |  | 50000/L80B10 | 3 | 1037 | 11.5 | 90 | 80+ | 3000 | 186.62
| DM1125777 | Decor S LED1x1500 H318 T830 DPRZ LT80 LO2 1LIN LL | non-dimmable, I, IP40, IK05, UGR≤19, matt micro-prismatic polycarbonate diffuser, slim light grey aluminium body, for in-line connection, basic version | 983 | 39 | 75 |  | 50000/L80B10 | 3 | 1413 | 15.9 | 89 | 80+ | 3000 | 186.62
| DM1125778 | Decor S LED1x2050 H319 T830 DPRZ LT80 LO3 1LIN LL | non-dimmable, I, IP40, IK05, UGR≤19, matt micro-prismatic polycarbonate diffuser, slim light grey aluminium body, for in-line connection, basic version | 983 | 39 | 75 |  | 50000/L80B10 | 3 | 1943 | 23 | 84 | 80+ | 3000 | 191.823
| DM1125779 | Decor S LED1x1250 H320 T830 DPRZ LT80 LO1 1LIN LL | non-dimmable, I, IP40, IK05, UGR≤16, matt micro-prismatic polycarbonate diffuser, slim light grey aluminium body, for in-line connection, basic version | 1123 | 39 | 75 |  | 50000/L80B10 | 3 | 1185 | 13 | 91 | 80+ | 3000 | 189.157
| DM1125780 | Decor S LED1x1700 H321 T830 DPRZ LT80 LO2 1LIN LL | non-dimmable, I, IP40, IK05, UGR≤19, matt micro-prismatic polycarbonate diffuser, slim light grey aluminium body, for in-line connection, basic version | 1123 | 39 | 75 |  | 50000/L80B10 | 3 | 1615 | 17.9 | 90 | 80+ | 3000 | 189.157
| DM1125781 | Decor S LED1x2350 H322 T830 DPRZ LT80 LO3 1LIN LL | non-dimmable, I, IP40, IK05, UGR≤19, matt micro-prismatic polycarbonate diffuser, slim light grey aluminium body, for in-line connection, basic version | 1123 | 39 | 75 |  | 50000/L80B10 | 3 | 2220 | 26.3 | 84 | 80+ | 3000 | 195.263
| DM1125782 | Decor S LED1x3500 H323 T830 DPRZ LT80 LO4 1LIN LL | non-dimmable, I, IP40, IK05, UGR≤19, matt micro-prismatic polycarbonate diffuser, slim light grey aluminium body, for in-line connection, basic version | 1123 | 39 | 75 |  | 50000/L80B10 | 3 | 3331 | 38.2 | 87 | 80+ | 3000 | 217.752
| DM1125783 | Decor S LED1x1400 H324 T830 DPRZ LT80 LO1 1LIN LL | non-dimmable, I, IP40, IK05, UGR≤16, matt micro-prismatic polycarbonate diffuser, slim light grey aluminium body, for in-line connection, basic version | 1263 | 39 | 75 |  | 50000/L80B10 | 3 | 1333 | 14.5 | 92 | 80+ | 3000 | 216.118
| DM1125784 | Decor S LED1x1950 H325 T830 DPRZ LT80 LO2 1LIN LL | non-dimmable, I, IP40, IK05, UGR≤19, matt micro-prismatic polycarbonate diffuser, slim light grey aluminium body, for in-line connection, basic version | 1263 | 39 | 75 |  | 50000/L80B10 | 3 | 1817 | 20.1 | 90 | 80+ | 3000 | 216.118
| DM1125785 | Decor S LED1x2650 H326 T830 DPRZ LT80 LO3 1LIN LL | non-dimmable, I, IP40, IK05, UGR≤19, matt micro-prismatic polycarbonate diffuser, slim light grey aluminium body, for in-line connection, basic version | 1263 | 39 | 75 |  | 50000/L80B10 | 3 | 2498 | 29.6 | 84 | 80+ | 3000 | 221.364
| DM1125786 | Decor S LED1x1600 H327 T830 DPRZ LT80 LO1 1LIN LL | non-dimmable, I, IP40, IK05, UGR≤16, matt micro-prismatic polycarbonate diffuser, slim light grey aluminium body, for in-line connection, basic version | 1403 | 39 | 75 |  | 50000/L80B10 | 3 | 1482 | 16.5 | 90 | 80+ | 3000 | 234.264
| DM1125787 | Decor S LED1x2150 H328 T830 DPRZ LT80 LO2 1LIN LL | non-dimmable, I, IP40, IK05, UGR≤19, matt micro-prismatic polycarbonate diffuser, slim light grey aluminium body, for in-line connection, basic version | 1403 | 39 | 75 |  | 50000/L80B10 | 3 | 2018 | 23 | 88 | 80+ | 3000 | 234.264
| DM1125788 | Decor S LED1x2950 H329 T830 DPRZ LT80 LO3 1LIN LL | non-dimmable, I, IP40, IK05, UGR≤19, matt micro-prismatic polycarbonate diffuser, slim light grey aluminium body, for in-line connection, basic version | 1403 | 39 | 75 |  | 50000/L80B10 | 3 | 2775 | 31.8 | 87 | 80+ | 3000 | 253.356
| DM1125789 | Decor S LED1x4400 H330 T830 DPRZ LT80 LO4 1LIN LL | non-dimmable, I, IP40, IK05, UGR≤19, matt micro-prismatic polycarbonate diffuser, slim light grey aluminium body, for in-line connection, basic version | 1403 | 39 | 75 |  | 50000/L80B10 | 3 | 4163 | 47.8 | 87 | 80+ | 3000 | 259.505
| DM1125790 | Decor S LED1x1900 H331 T830 DPRZ LT80 LO1 1LIN LL | non-dimmable, I, IP40, IK05, UGR≤16, matt micro-prismatic polycarbonate diffuser, slim light grey aluminium body, for in-line connection, basic version | 1683 | 39 | 75 |  | 50000/L80B10 | 3 | 1778 | 19.3 | 92 | 80+ | 3000 | 267.202
| DM1125791 | Decor S LED1x2550 H332 T830 DPRZ LT80 LO2 1LIN LL | non-dimmable, I, IP40, IK05, UGR≤19, matt micro-prismatic polycarbonate diffuser, slim light grey aluminium body, for in-line connection, basic version | 1683 | 39 | 75 |  | 50000/L80B10 | 3 | 2422 | 27.3 | 89 | 80+ | 3000 | 267.202
| DM1125792 | Decor S LED1x3500 H333 T830 DPRZ LT80 LO3 1LIN LL | non-dimmable, I, IP40, IK05, UGR≤19, matt micro-prismatic polycarbonate diffuser, slim light grey aluminium body, for in-line connection, basic version | 1683 | 39 | 75 |  | 50000/L80B10 | 3 | 3330 | 38.2 | 87 | 80+ | 3000 | 286.251
| DM1125793 | Decor S LED1x5250 H334 T830 DPRZ LT80 LO4 1LIN LL | non-dimmable, I, IP40, IK05, UGR≤19, matt micro-prismatic polycarbonate diffuser, slim light grey aluminium body, for in-line connection, basic version | 1683 | 39 | 75 |  | 50000/L80B10 | 3 | 4995 | 57.3 | 87 | 80+ | 3000 | 301
| DM1125794 | Decor S LED1x2200 H335 T830 DPRZ LT80 LO1 1LIN LL | non-dimmable, I, IP40, IK05, UGR≤16, matt micro-prismatic polycarbonate diffuser, slim light grey aluminium body, for in-line connection, basic version | 1963 | 39 | 75 |  | 50000/L80B10 | 3 | 2074 | 22.2 | 93 | 80+ | 3000 | 282.854
| DM1125795 | Decor S LED1x3000 H336 T830 DPRZ LT80 LO2 1LIN LL | non-dimmable, I, IP40, IK05, UGR≤19, matt micro-prismatic polycarbonate diffuser, slim light grey aluminium body, for in-line connection, basic version | 1963 | 39 | 75 |  | 50000/L80B10 | 3 | 2826 | 31.4 | 90 | 80+ | 3000 | 282.854
| DM1125796 | Decor S LED1x4100 H337 T830 DPRZ LT80 LO3 1LIN LL | non-dimmable, I, IP40, IK05, UGR≤19, matt micro-prismatic polycarbonate diffuser, slim light grey aluminium body, for in-line connection, basic version | 1963 | 39 | 75 |  | 50000/L80B10 | 3 | 3885 | 44.6 | 87 | 80+ | 3000 | 301.946
| DM1125797 | Decor S LED1x4400 H338 T830 DPRZ LT80 LO4 1LIN LL | non-dimmable, I, IP40, IK05, UGR≤19, matt micro-prismatic polycarbonate diffuser, slim light grey aluminium body, for in-line connection, basic version | 2103 | 39 | 75 |  | 50000/L80B10 | 3 | 4163 | 47.8 | 87 | 80+ | 3000 | 360.039
| DM1125798 | Decor S LED1x2500 H339 T830 DPRZ LT80 LO1 1LIN LL | non-dimmable, I, IP40, IK05, UGR≤16, matt micro-prismatic polycarbonate diffuser, slim light grey aluminium body, for in-line connection, basic version | 2243 | 39 | 75 |  | 50000/L80B10 | 3 | 2370 | 25.1 | 94 | 80+ | 3000 | 340.087
| DM1125799 | Decor S LED1x3400 H340 T830 DPRZ LT80 LO2 1LIN LL | non-dimmable, I, IP40, IK05, UGR≤19, matt micro-prismatic polycarbonate diffuser, slim light grey aluminium body, for in-line connection, basic version | 2243 | 39 | 75 |  | 50000/L80B10 | 3 | 3230 | 35.5 | 91 | 80+ | 3000 | 340.087
| DM1125800 | Decor S LED1x4650 H341 T830 DPRZ LT80 LO3 1LIN LL | non-dimmable, I, IP40, IK05, UGR≤19, matt micro-prismatic polycarbonate diffuser, slim light grey aluminium body, for in-line connection, basic version | 2243 | 39 | 75 |  | 50000/L80B10 | 3 | 4440 | 50.9 | 87 | 80+ | 3000 | 359.136
| DM1125801 | Decor S LED1x7000 H342 T830 DPRZ LT80 LO4 1LIN LL | non-dimmable, I, IP40, IK05, UGR≤19, matt micro-prismatic polycarbonate diffuser, slim light grey aluminium body, for in-line connection, basic version | 2243 | 39 | 75 |  | 50000/L80B10 | 3 | 6660 | 77.3 | 86 | 80+ | 3000 | 415.423
| DM1125802 | Decor S LED1x2800 H343 T830 DPRZ LT80 LO1 1LIN LL | non-dimmable, I, IP40, IK05, UGR≤16, matt micro-prismatic polycarbonate diffuser, slim light grey aluminium body, for in-line connection, basic version | 2523 | 39 | 75 |  | 50000/L80B10 | 3 | 2667 | 27.3 | 98 | 80+ | 3000 | 416.326
| DM1125803 | Decor S LED1x3850 H344 T830 DPRZ LT80 LO2 1LIN LL | non-dimmable, I, IP40, IK05, UGR≤19, matt micro-prismatic polycarbonate diffuser, slim light grey aluminium body, for in-line connection, basic version | 2523 | 39 | 75 |  | 50000/L80B10 | 3 | 3634 | 39.9 | 91 | 80+ | 3000 | 402.48
| DM1125804 | Decor S LED1x5250 H345 T830 DPRZ LT80 LO3 1LIN LL | non-dimmable, I, IP40, IK05, UGR≤19, matt micro-prismatic polycarbonate diffuser, slim light grey aluminium body, for in-line connection, basic version | 2523 | 39 | 75 |  | 50000/L80B10 | 3 | 4995 | 57.3 | 87 | 80+ | 3000 | 424.281
| DM1125805 | Decor S LED1x7850 H346 T830 DPRZ LT80 LO4 1LIN LL | non-dimmable, I, IP40, IK05, UGR≤19, matt micro-prismatic polycarbonate diffuser, slim light grey aluminium body, for in-line connection, basic version | 2523 | 39 | 75 |  | 50000/L80B10 | 3 | 7493 | 83.2 | 90 | 80+ | 3000 | 475.322
| DM1125806 | Decor S LED1x3300 H347 T830 DPRZ LT80 LO1 1LIN LL | non-dimmable, I, IP40, IK05, UGR≤16, matt micro-prismatic polycarbonate diffuser, slim light grey aluminium body, for in-line connection, basic version | 2943 | 39 | 75 |  | 50000/L80B10 | 3 | 3111 | 31.9 | 98 | 80+ | 3000 | 438.127
| DM1125807 | Decor S LED1x4450 H348 T830 DPRZ LT80 LO2 1LIN LL | non-dimmable, I, IP40, IK05, UGR≤19, matt micro-prismatic polycarbonate diffuser, slim light grey aluminium body, for in-line connection, basic version | 2943 | 39 | 75 |  | 50000/L80B10 | 3 | 4239 | 46 | 92 | 80+ | 3000 | 424.281
| DM1125808 | Decor S LED1x6150 H349 T830 DPRZ LT80 LO3 1LIN LL | non-dimmable, I, IP40, IK05, UGR≤19, matt micro-prismatic polycarbonate diffuser, slim light grey aluminium body, for in-line connection, basic version | 2943 | 39 | 75 |  | 50000/L80B10 | 3 | 5828 | 66.9 | 87 | 80+ | 3000 | 445.824
| DM1125809 | Decor S LED1x650 H305 T840 DPRZ LT80 LO1 1LIN LL | non-dimmable, I, IP40, IK05, UGR≤16, matt micro-prismatic polycarbonate diffuser, slim light grey aluminium body, for in-line connection, basic version | 563 | 39 | 75 |  | 50000/L80B10 | 3 | 620 | 6.8 | 91 | 80+ | 4000 | 118.035
| DM1125810 | Decor S LED1x850 H306 T840 DPRZ LT80 LO2 1LIN LL | non-dimmable, I, IP40, IK05, UGR≤19, matt micro-prismatic polycarbonate diffuser, slim light grey aluminium body, for in-line connection, basic version | 563 | 39 | 75 |  | 50000/L80B10 | 3 | 845 | 9.5 | 89 | 80+ | 4000 | 118.035
| DM1125811 | Decor S LED1x1200 H307 T840 DPRZ LT80 LO3 1LIN LL | non-dimmable, I, IP40, IK05, UGR≤19, matt micro-prismatic polycarbonate diffuser, slim light grey aluminium body, for in-line connection, basic version | 563 | 39 | 75 |  | 50000/L80B10 | 3 | 1162 | 13.8 | 84 | 80+ | 4000 | 130.333
| DM1125812 | Decor S LED1x1750 H308 T840 DPRZ LT80 LO4 1LIN LL | non-dimmable, I, IP40, IK05, UGR≤19, matt micro-prismatic polycarbonate diffuser, slim light grey aluminium body, for in-line connection, basic version | 563 | 39 | 75 |  | 50000/L80B10 | 3 | 1743 | 20 | 87 | 80+ | 4000 | 131.924
| DM1125813 | Decor S LED1x800 H309 T840 DPRZ LT80 LO1 1LIN LL | non-dimmable, I, IP40, IK05, UGR≤16, matt micro-prismatic polycarbonate diffuser, slim light grey aluminium body, for in-line connection, basic version | 703 | 39 | 75 |  | 50000/L80B10 | 3 | 775 | 8.1 | 96 | 80+ | 4000 | 138.976
| DM1125814 | Decor S LED1x1100 H310 T840 DPRZ LT80 LO2 1LIN LL | non-dimmable, I, IP40, IK05, UGR≤19, matt micro-prismatic polycarbonate diffuser, slim light grey aluminium body, for in-line connection, basic version | 703 | 39 | 75 |  | 50000/L80B10 | 3 | 1057 | 11.6 | 91 | 80+ | 4000 | 138.976
| DM1125815 | Decor S LED1x1500 H311 T840 DPRZ LT80 LO3 1LIN LL | non-dimmable, I, IP40, IK05, UGR≤19, matt micro-prismatic polycarbonate diffuser, slim light grey aluminium body, for in-line connection, basic version | 703 | 39 | 75 |  | 50000/L80B10 | 3 | 1453 | 16.8 | 86 | 80+ | 4000 | 150.07
| DM1125816 | Decor S LED1x2200 H312 T840 DPRZ LT80 LO4 1LIN LL | non-dimmable, I, IP40, IK05, UGR≤19, matt micro-prismatic polycarbonate diffuser, slim light grey aluminium body, for in-line connection, basic version | 703 | 39 | 75 |  | 50000/L80B10 | 3 | 2179 | 24.7 | 88 | 80+ | 4000 | 153.725
| DM1125817 | Decor S LED1x950 H313 T840 DPRZ LT80 LO1 1LIN LL | non-dimmable, I, IP40, IK05, UGR≤16, matt micro-prismatic polycarbonate diffuser, slim light grey aluminium body, for in-line connection, basic version | 843 | 39 | 75 |  | 50000/L80B10 | 3 | 931 | 10 | 93 | 80+ | 4000 | 164.819
| DM1125818 | Decor S LED1x1300 H314 T840 DPRZ LT80 LO2 1LIN LL | non-dimmable, I, IP40, IK05, UGR≤19, matt micro-prismatic polycarbonate diffuser, slim light grey aluminium body, for in-line connection, basic version | 843 | 39 | 75 |  | 50000/L80B10 | 3 | 1268 | 14 | 91 | 80+ | 4000 | 164.819
| DM1125819 | Decor S LED1x1750 H315 T840 DPRZ LT80 LO3 1LIN LL | non-dimmable, I, IP40, IK05, UGR≤19, matt micro-prismatic polycarbonate diffuser, slim light grey aluminium body, for in-line connection, basic version | 843 | 39 | 75 |  | 50000/L80B10 | 3 | 1743 | 20.2 | 86 | 80+ | 4000 | 170.065
| DM1125820 | Decor S LED1x2650 H316 T840 DPRZ LT80 LO4 1LIN LL | non-dimmable, I, IP40, IK05, UGR≤19, matt micro-prismatic polycarbonate diffuser, slim light grey aluminium body, for in-line connection, basic version | 843 | 39 | 75 |  | 50000/L80B10 | 3 | 2615 | 29.7 | 88 | 80+ | 4000 | 173.677
| DM1125821 | Decor S LED1x1100 H317 T840 DPRZ LT80 LO1 1LIN LL | non-dimmable, I, IP40, IK05, UGR≤16, matt micro-prismatic polycarbonate diffuser, slim light grey aluminium body, for in-line connection, basic version | 983 | 39 | 75 |  | 50000/L80B10 | 3 | 1086 | 11.5 | 94 | 80+ | 4000 | 186.62
| DM1125822 | Decor S LED1x1500 H318 T840 DPRZ LT80 LO2 1LIN LL | non-dimmable, I, IP40, IK05, UGR≤19, matt micro-prismatic polycarbonate diffuser, slim light grey aluminium body, for in-line connection, basic version | 983 | 39 | 75 |  | 50000/L80B10 | 3 | 1480 | 15.9 | 93 | 80+ | 4000 | 186.62
| DM1125823 | Decor S LED1x2050 H319 T840 DPRZ LT80 LO3 1LIN LL | non-dimmable, I, IP40, IK05, UGR≤19, matt micro-prismatic polycarbonate diffuser, slim light grey aluminium body, for in-line connection, basic version | 983 | 39 | 75 |  | 50000/L80B10 | 3 | 2034 | 23 | 88 | 80+ | 4000 | 191.823
| DM1125824 | Decor S LED1x1250 H320 T840 DPRZ LT80 LO1 1LIN LL | non-dimmable, I, IP40, IK05, UGR≤16, matt micro-prismatic polycarbonate diffuser, slim light grey aluminium body, for in-line connection, basic version | 1123 | 39 | 75 |  | 50000/L80B10 | 3 | 1241 | 13 | 95 | 80+ | 4000 | 189.157
| DM1125825 | Decor S LED1x1700 H321 T840 DPRZ LT80 LO2 1LIN LL | non-dimmable, I, IP40, IK05, UGR≤19, matt micro-prismatic polycarbonate diffuser, slim light grey aluminium body, for in-line connection, basic version | 1123 | 39 | 75 |  | 50000/L80B10 | 3 | 1691 | 17.9 | 94 | 80+ | 4000 | 189.157
| DM1125826 | Decor S LED1x2350 H322 T840 DPRZ LT80 LO3 1LIN LL | non-dimmable, I, IP40, IK05, UGR≤19, matt micro-prismatic polycarbonate diffuser, slim light grey aluminium body, for in-line connection, basic version | 1123 | 39 | 75 |  | 50000/L80B10 | 3 | 2324 | 26.3 | 88 | 80+ | 4000 | 195.263
| DM1125827 | Decor S LED1x3500 H323 T840 DPRZ LT80 LO4 1LIN LL | non-dimmable, I, IP40, IK05, UGR≤19, matt micro-prismatic polycarbonate diffuser, slim light grey aluminium body, for in-line connection, basic version | 1123 | 39 | 75 |  | 50000/L80B10 | 3 | 3487 | 38.2 | 91 | 80+ | 4000 | 217.752
| DM1125828 | Decor S LED1x1400 H324 T840 DPRZ LT80 LO1 1LIN LL | non-dimmable, I, IP40, IK05, UGR≤16, matt micro-prismatic polycarbonate diffuser, slim light grey aluminium body, for in-line connection, basic version | 1263 | 39 | 75 |  | 50000/L80B10 | 3 | 1396 | 14.5 | 96 | 80+ | 4000 | 216.118
| DM1125829 | Decor S LED1x1950 H325 T840 DPRZ LT80 LO2 1LIN LL | non-dimmable, I, IP40, IK05, UGR≤19, matt micro-prismatic polycarbonate diffuser, slim light grey aluminium body, for in-line connection, basic version | 1263 | 39 | 75 |  | 50000/L80B10 | 3 | 1902 | 20.1 | 95 | 80+ | 4000 | 216.118
| DM1125830 | Decor S LED1x2650 H326 T840 DPRZ LT80 LO3 1LIN LL | non-dimmable, I, IP40, IK05, UGR≤19, matt micro-prismatic polycarbonate diffuser, slim light grey aluminium body, for in-line connection, basic version | 1263 | 39 | 75 |  | 50000/L80B10 | 3 | 2615 | 29.6 | 88 | 80+ | 4000 | 221.364
| DM1125831 | Decor S LED1x1600 H327 T840 DPRZ LT80 LO1 1LIN LL | non-dimmable, I, IP40, IK05, UGR≤16, matt micro-prismatic polycarbonate diffuser, slim light grey aluminium body, for in-line connection, basic version | 1403 | 39 | 75 |  | 50000/L80B10 | 3 | 1551 | 16.5 | 94 | 80+ | 4000 | 234.264
| DM1125832 | Decor S LED1x2150 H328 T840 DPRZ LT80 LO2 1LIN LL | non-dimmable, I, IP40, IK05, UGR≤19, matt micro-prismatic polycarbonate diffuser, slim light grey aluminium body, for in-line connection, basic version | 1403 | 39 | 75 |  | 50000/L80B10 | 3 | 2114 | 22.9 | 92 | 80+ | 4000 | 234.264
| DM1125833 | Decor S LED1x2950 H329 T840 DPRZ LT80 LO3 1LIN LL | non-dimmable, I, IP40, IK05, UGR≤19, matt micro-prismatic polycarbonate diffuser, slim light grey aluminium body, for in-line connection, basic version | 1403 | 39 | 75 |  | 50000/L80B10 | 3 | 2905 | 31.7 | 92 | 80+ | 4000 | 253.356
| DM1125834 | Decor S LED1x4400 H330 T840 DPRZ LT80 LO4 1LIN LL | non-dimmable, I, IP40, IK05, UGR≤19, matt micro-prismatic polycarbonate diffuser, slim light grey aluminium body, for in-line connection, basic version | 1403 | 39 | 75 |  | 50000/L80B10 | 3 | 4358 | 47.8 | 91 | 80+ | 4000 | 259.505
| DM1125835 | Decor S LED1x1900 H331 T840 DPRZ LT80 LO1 1LIN LL | non-dimmable, I, IP40, IK05, UGR≤16, matt micro-prismatic polycarbonate diffuser, slim light grey aluminium body, for in-line connection, basic version | 1683 | 39 | 75 |  | 50000/L80B10 | 3 | 1861 | 19.3 | 96 | 80+ | 4000 | 267.202
| DM1125836 | Decor S LED1x2550 H332 T840 DPRZ LT80 LO2 1LIN LL | non-dimmable, I, IP40, IK05, UGR≤19, matt micro-prismatic polycarbonate diffuser, slim light grey aluminium body, for in-line connection, basic version | 1683 | 39 | 75 |  | 50000/L80B10 | 3 | 2536 | 27.3 | 93 | 80+ | 4000 | 267.202
| DM1125837 | Decor S LED1x3500 H333 T840 DPRZ LT80 LO3 1LIN LL | non-dimmable, I, IP40, IK05, UGR≤19, matt micro-prismatic polycarbonate diffuser, slim light grey aluminium body, for in-line connection, basic version | 1683 | 39 | 75 |  | 50000/L80B10 | 3 | 3487 | 38.2 | 91 | 80+ | 4000 | 286.251
| DM1125838 | Decor S LED1x5250 H334 T840 DPRZ LT80 LO4 1LIN LL | non-dimmable, I, IP40, IK05, UGR≤19, matt micro-prismatic polycarbonate diffuser, slim light grey aluminium body, for in-line connection, basic version | 1683 | 39 | 75 |  | 50000/L80B10 | 3 | 5230 | 57.3 | 91 | 80+ | 4000 | 301
| DM1125839 | Decor S LED1x2200 H335 T840 DPRZ LT80 LO1 1LIN LL | non-dimmable, I, IP40, IK05, UGR≤16, matt micro-prismatic polycarbonate diffuser, slim light grey aluminium body, for in-line connection, basic version | 1963 | 39 | 75 |  | 50000/L80B10 | 3 | 2172 | 22.2 | 98 | 80+ | 4000 | 282.854
| DM1125840 | Decor S LED1x3000 H336 T840 DPRZ LT80 LO2 1LIN LL | non-dimmable, I, IP40, IK05, UGR≤19, matt micro-prismatic polycarbonate diffuser, slim light grey aluminium body, for in-line connection, basic version | 1963 | 39 | 75 |  | 50000/L80B10 | 3 | 2959 | 31.4 | 94 | 80+ | 4000 | 282.854
| DM1125841 | Decor S LED1x4100 H337 T840 DPRZ LT80 LO3 1LIN LL | non-dimmable, I, IP40, IK05, UGR≤19, matt micro-prismatic polycarbonate diffuser, slim light grey aluminium body, for in-line connection, basic version | 1963 | 39 | 75 |  | 50000/L80B10 | 3 | 4067 | 44.6 | 91 | 80+ | 4000 | 301.946
| DM1125842 | Decor S LED1x4400 H338 T840 DPRZ LT80 LO4 1LIN LL | non-dimmable, I, IP40, IK05, UGR≤19, matt micro-prismatic polycarbonate diffuser, slim light grey aluminium body, for in-line connection, basic version | 2103 | 39 | 75 |  | 50000/L80B10 | 3 | 4358 | 47.8 | 91 | 80+ | 4000 | 360.039
| DM1125843 | Decor S LED1x2500 H339 T840 DPRZ LT80 LO1 1LIN LL | non-dimmable, I, IP40, IK05, UGR≤16, matt micro-prismatic polycarbonate diffuser, slim light grey aluminium body, for in-line connection, basic version | 2243 | 39 | 75 |  | 50000/L80B10 | 3 | 2481 | 25.1 | 99 | 80+ | 4000 | 340.087
| DM1125844 | Decor S LED1x3400 H340 T840 DPRZ LT80 LO2 1LIN LL | non-dimmable, I, IP40, IK05, UGR≤19, matt micro-prismatic polycarbonate diffuser, slim light grey aluminium body, for in-line connection, basic version | 2243 | 39 | 75 |  | 50000/L80B10 | 3 | 3382 | 35.5 | 95 | 80+ | 4000 | 340.087
| DM1125845 | Decor S LED1x4650 H341 T840 DPRZ LT80 LO3 1LIN LL | non-dimmable, I, IP40, IK05, UGR≤19, matt micro-prismatic polycarbonate diffuser, slim light grey aluminium body, for in-line connection, basic version | 2243 | 39 | 75 |  | 50000/L80B10 | 3 | 4649 | 50.9 | 91 | 80+ | 4000 | 359.136
| DM1125846 | Decor S LED1x7000 H342 T840 DPRZ LT80 LO4 1LIN LL | non-dimmable, I, IP40, IK05, UGR≤19, matt micro-prismatic polycarbonate diffuser, slim light grey aluminium body, for in-line connection, basic version | 2243 | 39 | 75 |  | 50000/L80B10 | 3 | 6973 | 77.3 | 90 | 80+ | 4000 | 415.423
| DM1125847 | Decor S LED1x2800 H343 T840 DPRZ LT80 LO1 1LIN LL | non-dimmable, I, IP40, IK05, UGR≤16, matt micro-prismatic polycarbonate diffuser, slim light grey aluminium body, for in-line connection, basic version | 2523 | 39 | 75 |  | 50000/L80B10 | 3 | 2792 | 27.3 | 102 | 80+ | 4000 | 416.326
| DM1125848 | Decor S LED1x3850 H344 T840 DPRZ LT80 LO2 1LIN LL | non-dimmable, I, IP40, IK05, UGR≤19, matt micro-prismatic polycarbonate diffuser, slim light grey aluminium body, for in-line connection, basic version | 2523 | 39 | 75 |  | 50000/L80B10 | 3 | 3805 | 39.9 | 95 | 80+ | 4000 | 402.48
| DM1125849 | Decor S LED1x5250 H345 T840 DPRZ LT80 LO3 1LIN LL | non-dimmable, I, IP40, IK05, UGR≤19, matt micro-prismatic polycarbonate diffuser, slim light grey aluminium body, for in-line connection, basic version | 2523 | 39 | 75 |  | 50000/L80B10 | 3 | 5230 | 57.3 | 91 | 80+ | 4000 | 424.281
| DM1125850 | Decor S LED1x7850 H346 T840 DPRZ LT80 LO4 1LIN LL | non-dimmable, I, IP40, IK05, UGR≤19, matt micro-prismatic polycarbonate diffuser, slim light grey aluminium body, for in-line connection, basic version | 2523 | 39 | 75 |  | 50000/L80B10 | 3 | 7845 | 83.2 | 94 | 80+ | 4000 | 475.322
| DM1125851 | Decor S LED1x3300 H347 T840 DPRZ LT80 LO1 1LIN LL | non-dimmable, I, IP40, IK05, UGR≤16, matt micro-prismatic polycarbonate diffuser, slim light grey aluminium body, for in-line connection, basic version | 2943 | 39 | 75 |  | 50000/L80B10 | 3 | 3257 | 31.9 | 102 | 80+ | 4000 | 438.127
| DM1125852 | Decor S LED1x4450 H348 T840 DPRZ LT80 LO2 1LIN LL | non-dimmable, I, IP40, IK05, UGR≤19, matt micro-prismatic polycarbonate diffuser, slim light grey aluminium body, for in-line connection, basic version | 2943 | 39 | 75 |  | 50000/L80B10 | 3 | 4438 | 46 | 96 | 80+ | 4000 | 424.281
| DM1125853 | Decor S LED1x6150 H349 T840 DPRZ LT80 LO3 1LIN LL | non-dimmable, I, IP40, IK05, UGR≤19, matt micro-prismatic polycarbonate diffuser, slim light grey aluminium body, for in-line connection, basic version | 2943 | 39 | 75 |  | 50000/L80B10 | 3 | 6101 | 66.9 | 91 | 80+ | 4000 | 445.824
| DM1125854 | Decor S LED1x700 H305 T830 OP LO1 DALI | DALI-dimmable, I, IP40, IK05, opal polycarbonate diffuser, slim light grey aluminium body, basic version | 577 | 39 | 75 |  | 50000/L80B10 | 3 | 641 | 6.1 | 105 | 80+ | 3000 | 166.625
| DM1125855 | Decor S LED1x950 H306 T830 OP LO2 DALI | DALI-dimmable, I, IP40, IK05, opal polycarbonate diffuser, slim light grey aluminium body, basic version | 577 | 39 | 75 |  | 50000/L80B10 | 3 | 874 | 8.7 | 100 | 80+ | 3000 | 166.625
| DM1125856 | Decor S LED1x1300 H307 T830 OP LO3 DALI | DALI-dimmable, I, IP40, IK05, opal polycarbonate diffuser, slim light grey aluminium body, basic version | 577 | 39 | 75 |  | 50000/L80B10 | 3 | 1201 | 12.7 | 95 | 80+ | 3000 | 166.625
| DM1125857 | Decor S LED1x1900 H308 T830 OP LO4 DALI | DALI-dimmable, I, IP40, IK05, opal polycarbonate diffuser, slim light grey aluminium body, basic version | 577 | 39 | 75 |  | 50000/L80B10 | 3 | 1802 | 19.1 | 94 | 80+ | 3000 | 168.474
| DM1125858 | Decor S LED1x850 H309 T830 OP LO1 DALI | DALI-dimmable, I, IP40, IK05, opal polycarbonate diffuser, slim light grey aluminium body, basic version | 717 | 39 | 75 |  | 50000/L80B10 | 3 | 801 | 7.6 | 105 | 80+ | 3000 | 185.717
| DM1125859 | Decor S LED1x1150 H310 T830 OP LO2 DALI | DALI-dimmable, I, IP40, IK05, opal polycarbonate diffuser, slim light grey aluminium body, basic version | 717 | 39 | 75 |  | 50000/L80B10 | 3 | 1092 | 10.8 | 101 | 80+ | 3000 | 185.717
| DM1125860 | Decor S LED1x1600 H311 T830 OP LO3 DALI | DALI-dimmable, I, IP40, IK05, opal polycarbonate diffuser, slim light grey aluminium body, basic version | 717 | 39 | 75 |  | 50000/L80B10 | 3 | 1502 | 15.9 | 94 | 80+ | 3000 | 185.717
| DM1125861 | Decor S LED1x2400 H312 T830 OP LO4 DALI | DALI-dimmable, I, IP40, IK05, opal polycarbonate diffuser, slim light grey aluminium body, basic version | 717 | 39 | 75 |  | 50000/L80B10 | 3 | 2252 | 23.9 | 94 | 80+ | 3000 | 189.157
| DM1125862 | Decor S LED1x1050 H313 T830 OP LO1 DALI | DALI-dimmable, I, IP40, IK05, opal polycarbonate diffuser, slim light grey aluminium body, basic version | 857 | 39 | 75 |  | 50000/L80B10 | 3 | 1007 | 9.1 | 111 | 80+ | 3000 | 204.766
| DM1125863 | Decor S LED1x1400 H314 T830 OP LO2 DALI | DALI-dimmable, I, IP40, IK05, opal polycarbonate diffuser, slim light grey aluminium body, basic version | 857 | 39 | 75 |  | 50000/L80B10 | 3 | 1372 | 13 | 106 | 80+ | 3000 | 204.766
| DM1125864 | Decor S LED1x1900 H315 T830 OP LO3 DALI | DALI-dimmable, I, IP40, IK05, opal polycarbonate diffuser, slim light grey aluminium body, basic version | 857 | 39 | 75 |  | 50000/L80B10 | 3 | 1886 | 19.1 | 99 | 80+ | 3000 | 204.766
| DM1125865 | Decor S LED1x2850 H316 T830 OP LO4 DALI | DALI-dimmable, I, IP40, IK05, opal polycarbonate diffuser, slim light grey aluminium body, basic version | 857 | 39 | 75 |  | 50000/L80B10 | 3 | 2829 | 28.7 | 99 | 80+ | 3000 | 208.163
| DM1125866 | Decor S LED1x1200 H317 T830 OP LO1 DALI | DALI-dimmable, I, IP40, IK05, opal polycarbonate diffuser, slim light grey aluminium body, basic version | 997 | 39 | 75 |  | 50000/L80B10 | 3 | 1122 | 10.6 | 106 | 80+ | 3000 | 224.761
| DM1125867 | Decor S LED1x1650 H318 T830 OP LO2 DALI | DALI-dimmable, I, IP40, IK05, opal polycarbonate diffuser, slim light grey aluminium body, basic version | 997 | 39 | 75 |  | 50000/L80B10 | 3 | 1529 | 15.1 | 101 | 80+ | 3000 | 224.761
| DM1125868 | Decor S LED1x2200 H319 T830 OP LO3 DALI | DALI-dimmable, I, IP40, IK05, opal polycarbonate diffuser, slim light grey aluminium body, basic version | 997 | 39 | 75 |  | 50000/L80B10 | 3 | 2102 | 22.2 | 95 | 80+ | 3000 | 225.664
| DM1125869 | Decor S LED1x1350 H320 T830 OP LO1 DALI | DALI-dimmable, I, IP40, IK05, opal polycarbonate diffuser, slim light grey aluminium body, basic version | 1137 | 39 | 75 |  | 50000/L80B10 | 3 | 1282 | 12.1 | 106 | 80+ | 3000 | 228.158
| DM1125870 | Decor S LED1x1850 H321 T830 OP LO2 DALI | DALI-dimmable, I, IP40, IK05, opal polycarbonate diffuser, slim light grey aluminium body, basic version | 1137 | 39 | 75 |  | 50000/L80B10 | 3 | 1748 | 17.3 | 101 | 80+ | 3000 | 228.158
| DM1125871 | Decor S LED1x2550 H322 T830 OP LO3 DALI | DALI-dimmable, I, IP40, IK05, opal polycarbonate diffuser, slim light grey aluminium body, basic version | 1137 | 39 | 75 |  | 50000/L80B10 | 3 | 2402 | 25.4 | 95 | 80+ | 3000 | 228.158
| DM1125872 | Decor S LED1x3800 H323 T830 OP LO4 DALI | DALI-dimmable, I, IP40, IK05, opal polycarbonate diffuser, slim light grey aluminium body, basic version | 1137 | 39 | 75 |  | 50000/L80B10 | 3 | 3604 | 38.2 | 94 | 80+ | 3000 | 242.004
| DM1125873 | Decor S LED1x1550 H324 T830 OP LO1 DALI | DALI-dimmable, I, IP40, IK05, opal polycarbonate diffuser, slim light grey aluminium body, basic version | 1277 | 39 | 75 |  | 50000/L80B10 | 3 | 1442 | 13.7 | 105 | 80+ | 3000 | 253.356
| DM1125874 | Decor S LED1x2100 H325 T830 OP LO2 DALI | DALI-dimmable, I, IP40, IK05, opal polycarbonate diffuser, slim light grey aluminium body, basic version | 1277 | 39 | 75 |  | 50000/L80B10 | 3 | 1966 | 19.5 | 101 | 80+ | 3000 | 253.356
| DM1125875 | Decor S LED1x2850 H326 T830 OP LO3 DALI | DALI-dimmable, I, IP40, IK05, opal polycarbonate diffuser, slim light grey aluminium body, basic version | 1277 | 39 | 75 |  | 50000/L80B10 | 3 | 2703 | 28.6 | 95 | 80+ | 3000 | 253.356
| DM1125876 | Decor S LED1x1700 H327 T830 OP LO1 DALI | DALI-dimmable, I, IP40, IK05, opal polycarbonate diffuser, slim light grey aluminium body, basic version | 1417 | 39 | 75 |  | 50000/L80B10 | 3 | 1603 | 15.2 | 105 | 80+ | 3000 | 266.299
| DM1125877 | Decor S LED1x2300 H328 T830 OP LO2 DALI | DALI-dimmable, I, IP40, IK05, opal polycarbonate diffuser, slim light grey aluminium body, basic version | 1417 | 39 | 75 |  | 50000/L80B10 | 3 | 2184 | 21.7 | 101 | 80+ | 3000 | 266.299
| DM1125878 | Decor S LED1x3150 H329 T830 OP LO3 DALI | DALI-dimmable, I, IP40, IK05, opal polycarbonate diffuser, slim light grey aluminium body, basic version | 1417 | 39 | 75 |  | 50000/L80B10 | 3 | 3002 | 31.8 | 94 | 80+ | 3000 | 270.599
| DM1125879 | Decor S LED1x4750 H330 T830 OP LO4 DALI | DALI-dimmable, I, IP40, IK05, opal polycarbonate diffuser, slim light grey aluminium body, basic version | 1417 | 39 | 75 |  | 50000/L80B10 | 3 | 4504 | 47.8 | 94 | 80+ | 3000 | 276.748
| DM1125880 | Decor S LED1x2050 H331 T830 OP LO1 DALI | DALI-dimmable, I, IP40, IK05, opal polycarbonate diffuser, slim light grey aluminium body, basic version | 1697 | 39 | 75 |  | 50000/L80B10 | 3 | 1923 | 18.2 | 106 | 80+ | 3000 | 297.646
| DM1125881 | Decor S LED1x2750 H332 T830 OP LO2 DALI | DALI-dimmable, I, IP40, IK05, opal polycarbonate diffuser, slim light grey aluminium body, basic version | 1697 | 39 | 75 |  | 50000/L80B10 | 3 | 2621 | 26.1 | 100 | 80+ | 3000 | 297.646
| DM1125882 | Decor S LED1x3800 H333 T830 OP LO3 DALI | DALI-dimmable, I, IP40, IK05, opal polycarbonate diffuser, slim light grey aluminium body, basic version | 1697 | 39 | 75 |  | 50000/L80B10 | 3 | 3603 | 38.2 | 94 | 80+ | 3000 | 301.946
| DM1125883 | Decor S LED1x5700 H334 T830 OP LO4 DALI | DALI-dimmable, I, IP40, IK05, opal polycarbonate diffuser, slim light grey aluminium body, basic version | 1697 | 39 | 75 |  | 50000/L80B10 | 3 | 5405 | 57.3 | 94 | 80+ | 3000 | 313.986
| DM1125884 | Decor S LED1x2350 H335 T830 OP LO1 DALI | DALI-dimmable, I, IP40, IK05, opal polycarbonate diffuser, slim light grey aluminium body, basic version | 1977 | 39 | 75 |  | 50000/L80B10 | 3 | 2244 | 21.2 | 106 | 80+ | 3000 | 308.74
| DM1125885 | Decor S LED1x3250 H336 T830 OP LO2 DALI | DALI-dimmable, I, IP40, IK05, opal polycarbonate diffuser, slim light grey aluminium body, basic version | 1977 | 39 | 75 |  | 50000/L80B10 | 3 | 3058 | 30.3 | 101 | 80+ | 3000 | 308.74
| DM1125886 | Decor S LED1x4450 H337 T830 OP LO3 DALI | DALI-dimmable, I, IP40, IK05, opal polycarbonate diffuser, slim light grey aluminium body, basic version | 1977 | 39 | 75 |  | 50000/L80B10 | 3 | 4204 | 44.6 | 94 | 80+ | 3000 | 313.298
| DM1125887 | Decor S LED1x4750 H338 T830 OP LO4 DALI | DALI-dimmable, I, IP40, IK05, opal polycarbonate diffuser, slim light grey aluminium body, basic version | 2117 | 39 | 75 |  | 50000/L80B10 | 3 | 4504 | 47.8 | 94 | 80+ | 3000 | 366.833
| DM1125888 | Decor S LED1x2700 H339 T830 OP LO1 DALI | DALI-dimmable, I, IP40, IK05, opal polycarbonate diffuser, slim light grey aluminium body, basic version | 2257 | 39 | 75 |  | 50000/L80B10 | 3 | 2565 | 24.3 | 106 | 80+ | 3000 | 363.479
| DM1125889 | Decor S LED1x3700 H340 T830 OP LO2 DALI | DALI-dimmable, I, IP40, IK05, opal polycarbonate diffuser, slim light grey aluminium body, basic version | 2257 | 39 | 75 |  | 50000/L80B10 | 3 | 3495 | 34.7 | 101 | 80+ | 3000 | 363.479
| DM1125890 | Decor S LED1x5050 H341 T830 OP LO3 DALI | DALI-dimmable, I, IP40, IK05, opal polycarbonate diffuser, slim light grey aluminium body, basic version | 2257 | 39 | 75 |  | 50000/L80B10 | 3 | 4804 | 50.9 | 94 | 80+ | 3000 | 367.779
| DM1125891 | Decor S LED1x3050 H343 T830 OP LO1 DALI | DALI-dimmable, I, IP40, IK05, opal polycarbonate diffuser, slim light grey aluminium body, basic version | 2537 | 39 | 75 |  | 50000/L80B10 | 3 | 2885 | 27.3 | 106 | 80+ | 3000 | 422.475
| DM1125892 | Decor S LED1x4150 H344 T830 OP LO2 DALI | DALI-dimmable, I, IP40, IK05, opal polycarbonate diffuser, slim light grey aluminium body, basic version | 2537 | 39 | 75 |  | 50000/L80B10 | 3 | 3932 | 39 | 101 | 80+ | 3000 | 422.475
| DM1125893 | Decor S LED1x5700 H345 T830 OP LO3 DALI | DALI-dimmable, I, IP40, IK05, opal polycarbonate diffuser, slim light grey aluminium body, basic version | 2537 | 39 | 75 |  | 50000/L80B10 | 3 | 5405 | 57.3 | 94 | 80+ | 3000 | 427.678
| DM1125894 | Decor S LED1x3550 H347 T830 OP LO1 DALI | DALI-dimmable, I, IP40, IK05, opal polycarbonate diffuser, slim light grey aluminium body, basic version | 2957 | 39 | 75 |  | 50000/L80B10 | 3 | 3366 | 31.9 | 106 | 80+ | 3000 | 444.018
| DM1125895 | Decor S LED1x4850 H348 T830 OP LO2 DALI | DALI-dimmable, I, IP40, IK05, opal polycarbonate diffuser, slim light grey aluminium body, basic version | 2957 | 39 | 75 |  | 50000/L80B10 | 3 | 4587 | 45.5 | 101 | 80+ | 3000 | 444.018
| DM1125896 | Decor S LED1x6650 H349 T830 OP LO3 DALI | DALI-dimmable, I, IP40, IK05, opal polycarbonate diffuser, slim light grey aluminium body, basic version | 2957 | 39 | 75 |  | 50000/L80B10 | 3 | 6305 | 66.9 | 94 | 80+ | 3000 | 450.167
| DM1125897 | Decor S LED1x700 H305 T840 OP LO1 DALI | DALI-dimmable, I, IP40, IK05, opal polycarbonate diffuser, slim light grey aluminium body, basic version | 577 | 39 | 75 |  | 50000/L80B10 | 3 | 671 | 6.1 | 110 | 80+ | 4000 | 166.625
| DM1125898 | Decor S LED1x950 H306 T840 OP LO2 DALI | DALI-dimmable, I, IP40, IK05, opal polycarbonate diffuser, slim light grey aluminium body, basic version | 577 | 39 | 75 |  | 50000/L80B10 | 3 | 915 | 8.7 | 105 | 80+ | 4000 | 166.625
| DM1125899 | Decor S LED1x1300 H307 T840 OP LO3 DALI | DALI-dimmable, I, IP40, IK05, opal polycarbonate diffuser, slim light grey aluminium body, basic version | 577 | 39 | 75 |  | 50000/L80B10 | 3 | 1257 | 12.7 | 99 | 80+ | 4000 | 166.625
| DM1125900 | Decor S LED1x1900 H308 T840 OP LO4 DALI | DALI-dimmable, I, IP40, IK05, opal polycarbonate diffuser, slim light grey aluminium body, basic version | 577 | 39 | 75 |  | 50000/L80B10 | 3 | 1886 | 19.1 | 99 | 80+ | 4000 | 168.474
| DM1125901 | Decor S LED1x850 H309 T840 OP LO1 DALI | DALI-dimmable, I, IP40, IK05, opal polycarbonate diffuser, slim light grey aluminium body, basic version | 717 | 39 | 75 |  | 50000/L80B10 | 3 | 839 | 7.6 | 110 | 80+ | 4000 | 185.717
| DM1125902 | Decor S LED1x1150 H310 T840 OP LO2 DALI | DALI-dimmable, I, IP40, IK05, opal polycarbonate diffuser, slim light grey aluminium body, basic version | 717 | 39 | 75 |  | 50000/L80B10 | 3 | 1143 | 10.8 | 106 | 80+ | 4000 | 185.717
| DM1125903 | Decor S LED1x1600 H311 T840 OP LO3 DALI | DALI-dimmable, I, IP40, IK05, opal polycarbonate diffuser, slim light grey aluminium body, basic version | 717 | 39 | 75 |  | 50000/L80B10 | 3 | 1572 | 15.9 | 99 | 80+ | 4000 | 185.717
| DM1125904 | Decor S LED1x2400 H312 T840 OP LO4 DALI | DALI-dimmable, I, IP40, IK05, opal polycarbonate diffuser, slim light grey aluminium body, basic version | 717 | 39 | 75 |  | 50000/L80B10 | 3 | 2358 | 23.9 | 99 | 80+ | 4000 | 189.157
| DM1125905 | Decor S LED1x1050 H313 T840 OP LO1 DALI | DALI-dimmable, I, IP40, IK05, opal polycarbonate diffuser, slim light grey aluminium body, basic version | 857 | 39 | 75 |  | 50000/L80B10 | 3 | 1007 | 9.1 | 111 | 80+ | 4000 | 204.766
| DM1125906 | Decor S LED1x1400 H314 T840 OP LO2 DALI | DALI-dimmable, I, IP40, IK05, opal polycarbonate diffuser, slim light grey aluminium body, basic version | 857 | 39 | 75 |  | 50000/L80B10 | 3 | 1372 | 13 | 106 | 80+ | 4000 | 204.766
| DM1125907 | Decor S LED1x1900 H315 T840 OP LO3 DALI | DALI-dimmable, I, IP40, IK05, opal polycarbonate diffuser, slim light grey aluminium body, basic version | 857 | 39 | 75 |  | 50000/L80B10 | 3 | 1886 | 19.1 | 99 | 80+ | 4000 | 204.766
| DM1125908 | Decor S LED1x2850 H316 T840 OP LO4 DALI | DALI-dimmable, I, IP40, IK05, opal polycarbonate diffuser, slim light grey aluminium body, basic version | 857 | 39 | 75 |  | 50000/L80B10 | 3 | 2829 | 28.7 | 99 | 80+ | 4000 | 208.163
| DM1125909 | Decor S LED1x1200 H317 T840 OP LO1 DALI | DALI-dimmable, I, IP40, IK05, opal polycarbonate diffuser, slim light grey aluminium body, basic version | 997 | 39 | 75 |  | 50000/L80B10 | 3 | 1175 | 10.6 | 111 | 80+ | 4000 | 224.761
| DM1125910 | Decor S LED1x1650 H318 T840 OP LO2 DALI | DALI-dimmable, I, IP40, IK05, opal polycarbonate diffuser, slim light grey aluminium body, basic version | 997 | 39 | 75 |  | 50000/L80B10 | 3 | 1601 | 15.1 | 106 | 80+ | 4000 | 224.761
| DM1125911 | Decor S LED1x2200 H319 T840 OP LO3 DALI | DALI-dimmable, I, IP40, IK05, opal polycarbonate diffuser, slim light grey aluminium body, basic version | 997 | 39 | 75 |  | 50000/L80B10 | 3 | 2200 | 22.2 | 99 | 80+ | 4000 | 225.664
| DM1125912 | Decor S LED1x1350 H320 T840 OP LO1 DALI | DALI-dimmable, I, IP40, IK05, opal polycarbonate diffuser, slim light grey aluminium body, basic version | 1137 | 39 | 75 |  | 50000/L80B10 | 3 | 1342 | 12.1 | 111 | 80+ | 4000 | 228.158
| DM1125913 | Decor S LED1x1850 H321 T840 OP LO2 DALI | DALI-dimmable, I, IP40, IK05, opal polycarbonate diffuser, slim light grey aluminium body, basic version | 1137 | 39 | 75 |  | 50000/L80B10 | 3 | 1830 | 17.3 | 106 | 80+ | 4000 | 228.158
| DM1125914 | Decor S LED1x2550 H322 T840 OP LO3 DALI | DALI-dimmable, I, IP40, IK05, opal polycarbonate diffuser, slim light grey aluminium body, basic version | 1137 | 39 | 75 |  | 50000/L80B10 | 3 | 2515 | 25.4 | 99 | 80+ | 4000 | 228.158
| DM1125915 | Decor S LED1x3800 H323 T840 OP LO4 DALI | DALI-dimmable, I, IP40, IK05, opal polycarbonate diffuser, slim light grey aluminium body, basic version | 1137 | 39 | 75 |  | 50000/L80B10 | 3 | 3773 | 38.2 | 99 | 80+ | 4000 | 242.004
| DM1125916 | Decor S LED1x1550 H324 T840 OP LO1 DALI | DALI-dimmable, I, IP40, IK05, opal polycarbonate diffuser, slim light grey aluminium body, basic version | 1277 | 39 | 75 |  | 50000/L80B10 | 3 | 1510 | 13.7 | 110 | 80+ | 4000 | 253.356
| DM1125917 | Decor S LED1x2100 H325 T840 OP LO2 DALI | DALI-dimmable, I, IP40, IK05, opal polycarbonate diffuser, slim light grey aluminium body, basic version | 1277 | 39 | 75 |  | 50000/L80B10 | 3 | 2058 | 19.5 | 106 | 80+ | 4000 | 253.356
| DM1125918 | Decor S LED1x2850 H326 T840 OP LO3 DALI | DALI-dimmable, I, IP40, IK05, opal polycarbonate diffuser, slim light grey aluminium body, basic version | 1277 | 39 | 75 |  | 50000/L80B10 | 3 | 2829 | 28.6 | 99 | 80+ | 4000 | 253.356
| DM1125919 | Decor S LED1x1700 H327 T840 OP LO1 DALI | DALI-dimmable, I, IP40, IK05, opal polycarbonate diffuser, slim light grey aluminium body, basic version | 1417 | 39 | 75 |  | 50000/L80B10 | 3 | 1678 | 15.2 | 110 | 80+ | 4000 | 266.299
| DM1125920 | Decor S LED1x2300 H328 T840 OP LO2 DALI | DALI-dimmable, I, IP40, IK05, opal polycarbonate diffuser, slim light grey aluminium body, basic version | 1417 | 39 | 75 |  | 50000/L80B10 | 3 | 2287 | 21.6 | 106 | 80+ | 4000 | 266.299
| DM1125921 | Decor S LED1x3150 H329 T840 OP LO3 DALI | DALI-dimmable, I, IP40, IK05, opal polycarbonate diffuser, slim light grey aluminium body, basic version | 1417 | 39 | 75 |  | 50000/L80B10 | 3 | 3143 | 31.7 | 99 | 80+ | 4000 | 270.599
| DM1125922 | Decor S LED1x4750 H330 T840 OP LO4 DALI | DALI-dimmable, I, IP40, IK05, opal polycarbonate diffuser, slim light grey aluminium body, basic version | 1417 | 39 | 75 |  | 50000/L80B10 | 3 | 4716 | 47.8 | 99 | 80+ | 4000 | 276.748
| DM1125923 | Decor S LED1x2050 H331 T840 OP LO1 DALI | DALI-dimmable, I, IP40, IK05, opal polycarbonate diffuser, slim light grey aluminium body, basic version | 1697 | 39 | 75 |  | 50000/L80B10 | 3 | 2014 | 18.2 | 111 | 80+ | 4000 | 297.646
| DM1125924 | Decor S LED1x2750 H332 T840 OP LO2 DALI | DALI-dimmable, I, IP40, IK05, opal polycarbonate diffuser, slim light grey aluminium body, basic version | 1697 | 39 | 75 |  | 50000/L80B10 | 3 | 2744 | 26.1 | 105 | 80+ | 4000 | 297.646
| DM1125925 | Decor S LED1x3800 H333 T840 OP LO3 DALI | DALI-dimmable, I, IP40, IK05, opal polycarbonate diffuser, slim light grey aluminium body, basic version | 1697 | 39 | 75 |  | 50000/L80B10 | 3 | 3773 | 38.2 | 99 | 80+ | 4000 | 301.946
| DM1125926 | Decor S LED1x5700 H334 T840 OP LO4 DALI | DALI-dimmable, I, IP40, IK05, opal polycarbonate diffuser, slim light grey aluminium body, basic version | 1697 | 39 | 75 |  | 50000/L80B10 | 3 | 5658 | 57.3 | 99 | 80+ | 4000 | 313.986
| DM1125927 | Decor S LED1x2350 H335 T840 OP LO1 DALI | DALI-dimmable, I, IP40, IK05, opal polycarbonate diffuser, slim light grey aluminium body, basic version | 1977 | 39 | 75 |  | 50000/L80B10 | 3 | 2350 | 21.2 | 111 | 80+ | 4000 | 308.74
| DM1125928 | Decor S LED1x3250 H336 T840 OP LO2 DALI | DALI-dimmable, I, IP40, IK05, opal polycarbonate diffuser, slim light grey aluminium body, basic version | 1977 | 39 | 75 |  | 50000/L80B10 | 3 | 3202 | 30.3 | 106 | 80+ | 4000 | 308.74
| DM1125929 | Decor S LED1x4450 H337 T840 OP LO3 DALI | DALI-dimmable, I, IP40, IK05, opal polycarbonate diffuser, slim light grey aluminium body, basic version | 1977 | 39 | 75 |  | 50000/L80B10 | 3 | 4401 | 44.6 | 99 | 80+ | 4000 | 313.298
| DM1125930 | Decor S LED1x4750 H338 T840 OP LO4 DALI | DALI-dimmable, I, IP40, IK05, opal polycarbonate diffuser, slim light grey aluminium body, basic version | 2117 | 39 | 75 |  | 50000/L80B10 | 3 | 4716 | 47.8 | 99 | 80+ | 4000 | 366.833
| DM1125931 | Decor S LED1x2700 H339 T840 OP LO1 DALI | DALI-dimmable, I, IP40, IK05, opal polycarbonate diffuser, slim light grey aluminium body, basic version | 2257 | 39 | 75 |  | 50000/L80B10 | 3 | 2685 | 24.3 | 110 | 80+ | 4000 | 363.479
| DM1125932 | Decor S LED1x3700 H340 T840 OP LO2 DALI | DALI-dimmable, I, IP40, IK05, opal polycarbonate diffuser, slim light grey aluminium body, basic version | 2257 | 39 | 75 |  | 50000/L80B10 | 3 | 3659 | 34.7 | 105 | 80+ | 4000 | 363.479
| DM1125933 | Decor S LED1x5050 H341 T840 OP LO3 DALI | DALI-dimmable, I, IP40, IK05, opal polycarbonate diffuser, slim light grey aluminium body, basic version | 2257 | 39 | 75 |  | 50000/L80B10 | 3 | 5030 | 50.9 | 99 | 80+ | 4000 | 367.779
| DM1125934 | Decor S LED1x3050 H343 T840 OP LO1 DALI | DALI-dimmable, I, IP40, IK05, opal polycarbonate diffuser, slim light grey aluminium body, basic version | 2537 | 39 | 75 |  | 50000/L80B10 | 3 | 3021 | 27.3 | 111 | 80+ | 4000 | 422.475
| DM1125935 | Decor S LED1x4150 H344 T840 OP LO2 DALI | DALI-dimmable, I, IP40, IK05, opal polycarbonate diffuser, slim light grey aluminium body, basic version | 2537 | 39 | 75 |  | 50000/L80B10 | 3 | 4116 | 39 | 106 | 80+ | 4000 | 422.475
| DM1125936 | Decor S LED1x5700 H345 T840 OP LO3 DALI | DALI-dimmable, I, IP40, IK05, opal polycarbonate diffuser, slim light grey aluminium body, basic version | 2537 | 39 | 75 |  | 50000/L80B10 | 3 | 5658 | 57.3 | 99 | 80+ | 4000 | 427.678
| DM1125937 | Decor S LED1x3550 H347 T840 OP LO1 DALI | DALI-dimmable, I, IP40, IK05, opal polycarbonate diffuser, slim light grey aluminium body, basic version | 2957 | 39 | 75 |  | 50000/L80B10 | 3 | 3524 | 31.9 | 110 | 80+ | 4000 | 444.018
| DM1125938 | Decor S LED1x4850 H348 T840 OP LO2 DALI | DALI-dimmable, I, IP40, IK05, opal polycarbonate diffuser, slim light grey aluminium body, basic version | 2957 | 39 | 75 |  | 50000/L80B10 | 3 | 4802 | 45.5 | 106 | 80+ | 4000 | 444.018
| DM1125939 | Decor S LED1x6650 H349 T840 OP LO3 DALI | DALI-dimmable, I, IP40, IK05, opal polycarbonate diffuser, slim light grey aluminium body, basic version | 2957 | 39 | 75 |  | 50000/L80B10 | 3 | 6601 | 66.9 | 99 | 80+ | 4000 | 450.167
| DM1125940 | Decor S LED1x650 H305 T830 DPRZ LT80 LO1 DALI | DALI-dimmable, I, IP40, IK05, UGR≤16, matt micro-prismatic polycarbonate diffuser, slim light grey aluminium body, basic version | 577 | 39 | 75 |  | 50000/L80B10 | 3 | 592 | 6.1 | 97 | 80+ | 3000 | 169.162
| DM1125941 | Decor S LED1x850 H306 T830 DPRZ LT80 LO2 DALI | DALI-dimmable, I, IP40, IK05, UGR≤19, matt micro-prismatic polycarbonate diffuser, slim light grey aluminium body, basic version | 577 | 39 | 75 |  | 50000/L80B10 | 3 | 808 | 8.7 | 93 | 80+ | 3000 | 169.162
| DM1125942 | Decor S LED1x1200 H307 T830 DPRZ LT80 LO3 DALI | DALI-dimmable, I, IP40, IK05, UGR≤19, matt micro-prismatic polycarbonate diffuser, slim light grey aluminium body, basic version | 577 | 39 | 75 |  | 50000/L80B10 | 3 | 1110 | 12.7 | 87 | 80+ | 3000 | 169.162
| DM1125943 | Decor S LED1x1750 H308 T830 DPRZ LT80 LO4 DALI | DALI-dimmable, I, IP40, IK05, UGR≤19, matt micro-prismatic polycarbonate diffuser, slim light grey aluminium body, basic version | 577 | 39 | 75 |  | 50000/L80B10 | 3 | 1665 | 19.1 | 87 | 80+ | 3000 | 170.968
| DM1125944 | Decor S LED1x800 H309 T830 DPRZ LT80 LO1 DALI | DALI-dimmable, I, IP40, IK05, UGR≤16, matt micro-prismatic polycarbonate diffuser, slim light grey aluminium body, basic version | 717 | 39 | 75 |  | 50000/L80B10 | 3 | 740 | 7.6 | 97 | 80+ | 3000 | 190.017
| DM1125945 | Decor S LED1x1100 H310 T830 DPRZ LT80 LO2 DALI | DALI-dimmable, I, IP40, IK05, UGR≤19, matt micro-prismatic polycarbonate diffuser, slim light grey aluminium body, basic version | 717 | 39 | 75 |  | 50000/L80B10 | 3 | 1010 | 10.8 | 94 | 80+ | 3000 | 190.017
| DM1125946 | Decor S LED1x1500 H311 T830 DPRZ LT80 LO3 DALI | DALI-dimmable, I, IP40, IK05, UGR≤19, matt micro-prismatic polycarbonate diffuser, slim light grey aluminium body, basic version | 717 | 39 | 75 |  | 50000/L80B10 | 3 | 1388 | 15.9 | 87 | 80+ | 3000 | 190.017
| DM1125947 | Decor S LED1x2200 H312 T830 DPRZ LT80 LO4 DALI | DALI-dimmable, I, IP40, IK05, UGR≤19, matt micro-prismatic polycarbonate diffuser, slim light grey aluminium body, basic version | 717 | 39 | 75 |  | 50000/L80B10 | 3 | 2082 | 23.9 | 87 | 80+ | 3000 | 193.457
| DM1125948 | Decor S LED1x950 H313 T830 DPRZ LT80 LO1 DALI | DALI-dimmable, I, IP40, IK05, UGR≤16, matt micro-prismatic polycarbonate diffuser, slim light grey aluminium body, basic version | 857 | 39 | 75 |  | 50000/L80B10 | 3 | 931 | 9.1 | 102 | 80+ | 3000 | 209.109
| DM1125949 | Decor S LED1x1300 H314 T830 DPRZ LT80 LO2 DALI | DALI-dimmable, I, IP40, IK05, UGR≤19, matt micro-prismatic polycarbonate diffuser, slim light grey aluminium body, basic version | 857 | 39 | 75 |  | 50000/L80B10 | 3 | 1268 | 13 | 98 | 80+ | 3000 | 209.109
| DM1125950 | Decor S LED1x1750 H315 T830 DPRZ LT80 LO3 DALI | DALI-dimmable, I, IP40, IK05, UGR≤19, matt micro-prismatic polycarbonate diffuser, slim light grey aluminium body, basic version | 857 | 39 | 75 |  | 50000/L80B10 | 3 | 1743 | 19.1 | 91 | 80+ | 3000 | 210.012
| DM1125951 | Decor S LED1x2650 H316 T830 DPRZ LT80 LO4 DALI | DALI-dimmable, I, IP40, IK05, UGR≤19, matt micro-prismatic polycarbonate diffuser, slim light grey aluminium body, basic version | 857 | 39 | 75 |  | 50000/L80B10 | 3 | 2615 | 28.7 | 91 | 80+ | 3000 | 213.409
| DM1125952 | Decor S LED1x1100 H317 T830 DPRZ LT80 LO1 DALI | DALI-dimmable, I, IP40, IK05, UGR≤16, matt micro-prismatic polycarbonate diffuser, slim light grey aluminium body, basic version | 997 | 39 | 75 |  | 50000/L80B10 | 3 | 1037 | 10.6 | 98 | 80+ | 3000 | 231.555
| DM1125953 | Decor S LED1x1500 H318 T830 DPRZ LT80 LO2 DALI | DALI-dimmable, I, IP40, IK05, UGR≤19, matt micro-prismatic polycarbonate diffuser, slim light grey aluminium body, basic version | 997 | 39 | 75 |  | 50000/L80B10 | 3 | 1413 | 15.1 | 94 | 80+ | 3000 | 231.555
| DM1125954 | Decor S LED1x2050 H319 T830 DPRZ LT80 LO3 DALI | DALI-dimmable, I, IP40, IK05, UGR≤19, matt micro-prismatic polycarbonate diffuser, slim light grey aluminium body, basic version | 997 | 39 | 75 |  | 50000/L80B10 | 3 | 1943 | 22.2 | 88 | 80+ | 3000 | 231.555
| DM1125955 | Decor S LED1x1250 H320 T830 DPRZ LT80 LO1 DALI | DALI-dimmable, I, IP40, IK05, UGR≤16, matt micro-prismatic polycarbonate diffuser, slim light grey aluminium body, basic version | 1137 | 39 | 75 |  | 50000/L80B10 | 3 | 1185 | 12.1 | 98 | 80+ | 3000 | 234.264
| DM1125956 | Decor S LED1x1700 H321 T830 DPRZ LT80 LO2 DALI | DALI-dimmable, I, IP40, IK05, UGR≤19, matt micro-prismatic polycarbonate diffuser, slim light grey aluminium body, basic version | 1137 | 39 | 75 |  | 50000/L80B10 | 3 | 1615 | 17.3 | 93 | 80+ | 3000 | 234.264
| DM1125957 | Decor S LED1x2350 H322 T830 DPRZ LT80 LO3 DALI | DALI-dimmable, I, IP40, IK05, UGR≤19, matt micro-prismatic polycarbonate diffuser, slim light grey aluminium body, basic version | 1137 | 39 | 75 |  | 50000/L80B10 | 3 | 2220 | 25.4 | 87 | 80+ | 3000 | 234.264
| DM1125958 | Decor S LED1x3500 H323 T830 DPRZ LT80 LO4 DALI | DALI-dimmable, I, IP40, IK05, UGR≤19, matt micro-prismatic polycarbonate diffuser, slim light grey aluminium body, basic version | 1137 | 39 | 75 |  | 50000/L80B10 | 3 | 3331 | 38.2 | 87 | 80+ | 3000 | 248.153
| DM1125959 | Decor S LED1x1400 H324 T830 DPRZ LT80 LO1 DALI | DALI-dimmable, I, IP40, IK05, UGR≤16, matt micro-prismatic polycarbonate diffuser, slim light grey aluminium body, basic version | 1277 | 39 | 75 |  | 50000/L80B10 | 3 | 1333 | 13.7 | 97 | 80+ | 3000 | 260.408
| DM1125960 | Decor S LED1x1950 H325 T830 DPRZ LT80 LO2 DALI | DALI-dimmable, I, IP40, IK05, UGR≤19, matt micro-prismatic polycarbonate diffuser, slim light grey aluminium body, basic version | 1277 | 39 | 75 |  | 50000/L80B10 | 3 | 1817 | 19.5 | 93 | 80+ | 3000 | 260.408
| DM1125961 | Decor S LED1x2650 H326 T830 DPRZ LT80 LO3 DALI | DALI-dimmable, I, IP40, IK05, UGR≤19, matt micro-prismatic polycarbonate diffuser, slim light grey aluminium body, basic version | 1277 | 39 | 75 |  | 50000/L80B10 | 3 | 2498 | 28.6 | 87 | 80+ | 3000 | 261.053
| DM1125962 | Decor S LED1x1600 H327 T830 DPRZ LT80 LO1 DALI | DALI-dimmable, I, IP40, IK05, UGR≤16, matt micro-prismatic polycarbonate diffuser, slim light grey aluminium body, basic version | 1417 | 39 | 75 |  | 50000/L80B10 | 3 | 1482 | 15.2 | 98 | 80+ | 3000 | 274.211
| DM1125963 | Decor S LED1x2150 H328 T830 DPRZ LT80 LO2 DALI | DALI-dimmable, I, IP40, IK05, UGR≤19, matt micro-prismatic polycarbonate diffuser, slim light grey aluminium body, basic version | 1417 | 39 | 75 |  | 50000/L80B10 | 3 | 2018 | 21.7 | 93 | 80+ | 3000 | 274.211
| DM1125964 | Decor S LED1x2950 H329 T830 DPRZ LT80 LO3 DALI | DALI-dimmable, I, IP40, IK05, UGR≤19, matt micro-prismatic polycarbonate diffuser, slim light grey aluminium body, basic version | 1417 | 39 | 75 |  | 50000/L80B10 | 3 | 2775 | 31.8 | 87 | 80+ | 3000 | 278.554
| DM1125965 | Decor S LED1x4400 H330 T830 DPRZ LT80 LO4 DALI | DALI-dimmable, I, IP40, IK05, UGR≤19, matt micro-prismatic polycarbonate diffuser, slim light grey aluminium body, basic version | 1417 | 39 | 75 |  | 50000/L80B10 | 3 | 4163 | 47.8 | 87 | 80+ | 3000 | 284.445
| DM1125966 | Decor S LED1x1900 H331 T830 DPRZ LT80 LO1 DALI | DALI-dimmable, I, IP40, IK05, UGR≤16, matt micro-prismatic polycarbonate diffuser, slim light grey aluminium body, basic version | 1697 | 39 | 75 |  | 50000/L80B10 | 3 | 1778 | 18.2 | 98 | 80+ | 3000 | 306.246
| DM1125967 | Decor S LED1x2550 H332 T830 DPRZ LT80 LO2 DALI | DALI-dimmable, I, IP40, IK05, UGR≤19, matt micro-prismatic polycarbonate diffuser, slim light grey aluminium body, basic version | 1697 | 39 | 75 |  | 50000/L80B10 | 3 | 2422 | 26.1 | 93 | 80+ | 3000 | 306.246
| DM1125968 | Decor S LED1x3500 H333 T830 DPRZ LT80 LO3 DALI | DALI-dimmable, I, IP40, IK05, UGR≤19, matt micro-prismatic polycarbonate diffuser, slim light grey aluminium body, basic version | 1697 | 39 | 75 |  | 50000/L80B10 | 3 | 3330 | 38.2 | 87 | 80+ | 3000 | 310.546
| DM1125969 | Decor S LED1x5250 H334 T830 DPRZ LT80 LO4 DALI | DALI-dimmable, I, IP40, IK05, UGR≤19, matt micro-prismatic polycarbonate diffuser, slim light grey aluminium body, basic version | 1697 | 39 | 75 |  | 50000/L80B10 | 3 | 4995 | 57.3 | 87 | 80+ | 3000 | 323.532
| DM1125970 | Decor S LED1x2200 H335 T830 DPRZ LT80 LO1 DALI | DALI-dimmable, I, IP40, IK05, UGR≤16, matt micro-prismatic polycarbonate diffuser, slim light grey aluminium body, basic version | 1977 | 39 | 75 |  | 50000/L80B10 | 3 | 2074 | 21.2 | 98 | 80+ | 3000 | 319.189
| DM1125971 | Decor S LED1x3000 H336 T830 DPRZ LT80 LO2 DALI | DALI-dimmable, I, IP40, IK05, UGR≤19, matt micro-prismatic polycarbonate diffuser, slim light grey aluminium body, basic version | 1977 | 39 | 75 |  | 50000/L80B10 | 3 | 2826 | 30.3 | 93 | 80+ | 3000 | 319.189
| DM1125972 | Decor S LED1x4100 H337 T830 DPRZ LT80 LO3 DALI | DALI-dimmable, I, IP40, IK05, UGR≤19, matt micro-prismatic polycarbonate diffuser, slim light grey aluminium body, basic version | 1977 | 39 | 75 |  | 50000/L80B10 | 3 | 3885 | 44.6 | 87 | 80+ | 3000 | 323.532
| DM1125973 | Decor S LED1x4400 H338 T830 DPRZ LT80 LO4 DALI | DALI-dimmable, I, IP40, IK05, UGR≤19, matt micro-prismatic polycarbonate diffuser, slim light grey aluminium body, basic version | 2117 | 39 | 75 |  | 50000/L80B10 | 3 | 4163 | 47.8 | 87 | 80+ | 3000 | 378.228
| DM1125974 | Decor S LED1x2500 H339 T830 DPRZ LT80 LO1 DALI | DALI-dimmable, I, IP40, IK05, UGR≤16, matt micro-prismatic polycarbonate diffuser, slim light grey aluminium body, basic version | 2257 | 39 | 75 |  | 50000/L80B10 | 3 | 2370 | 24.3 | 98 | 80+ | 3000 | 376.379
| DM1125975 | Decor S LED1x3400 H340 T830 DPRZ LT80 LO2 DALI | DALI-dimmable, I, IP40, IK05, UGR≤19, matt micro-prismatic polycarbonate diffuser, slim light grey aluminium body, basic version | 2257 | 39 | 75 |  | 50000/L80B10 | 3 | 3230 | 34.7 | 93 | 80+ | 3000 | 376.379
| DM1125976 | Decor S LED1x4650 H341 T830 DPRZ LT80 LO3 DALI | DALI-dimmable, I, IP40, IK05, UGR≤19, matt micro-prismatic polycarbonate diffuser, slim light grey aluminium body, basic version | 2257 | 39 | 75 |  | 50000/L80B10 | 3 | 4440 | 50.9 | 87 | 80+ | 3000 | 380.894
| DM1125977 | Decor S LED1x2800 H343 T830 DPRZ LT80 LO1 DALI | DALI-dimmable, I, IP40, IK05, UGR≤16, matt micro-prismatic polycarbonate diffuser, slim light grey aluminium body, basic version | 2537 | 39 | 75 |  | 50000/L80B10 | 3 | 2667 | 27.3 | 98 | 80+ | 3000 | 438.127
| DM1125978 | Decor S LED1x3850 H344 T830 DPRZ LT80 LO2 DALI | DALI-dimmable, I, IP40, IK05, UGR≤19, matt micro-prismatic polycarbonate diffuser, slim light grey aluminium body, basic version | 2537 | 39 | 75 |  | 50000/L80B10 | 3 | 3634 | 39 | 93 | 80+ | 3000 | 437.224
| DM1125979 | Decor S LED1x5250 H345 T830 DPRZ LT80 LO3 DALI | DALI-dimmable, I, IP40, IK05, UGR≤19, matt micro-prismatic polycarbonate diffuser, slim light grey aluminium body, basic version | 2537 | 39 | 75 |  | 50000/L80B10 | 3 | 4995 | 57.3 | 87 | 80+ | 3000 | 443.373
| DM1125980 | Decor S LED1x3300 H347 T830 DPRZ LT80 LO1 DALI | DALI-dimmable, I, IP40, IK05, UGR≤16, matt micro-prismatic polycarbonate diffuser, slim light grey aluminium body, basic version | 2957 | 39 | 75 |  | 50000/L80B10 | 3 | 3111 | 31.9 | 98 | 80+ | 3000 | 459.713
| DM1125981 | Decor S LED1x4450 H348 T830 DPRZ LT80 LO2 DALI | DALI-dimmable, I, IP40, IK05, UGR≤19, matt micro-prismatic polycarbonate diffuser, slim light grey aluminium body, basic version | 2957 | 39 | 75 |  | 50000/L80B10 | 3 | 4239 | 45.5 | 93 | 80+ | 3000 | 458.767
| DM1125982 | Decor S LED1x6150 H349 T830 DPRZ LT80 LO3 DALI | DALI-dimmable, I, IP40, IK05, UGR≤19, matt micro-prismatic polycarbonate diffuser, slim light grey aluminium body, basic version | 2957 | 39 | 75 |  | 50000/L80B10 | 3 | 5828 | 66.9 | 87 | 80+ | 3000 | 464.873
| DM1125983 | Decor S LED1x650 H305 T840 DPRZ LT80 LO1 DALI | DALI-dimmable, I, IP40, IK05, UGR≤16, matt micro-prismatic polycarbonate diffuser, slim light grey aluminium body, basic version | 577 | 39 | 75 |  | 50000/L80B10 | 3 | 620 | 6.1 | 102 | 80+ | 4000 | 169.162
| DM1125984 | Decor S LED1x850 H306 T840 DPRZ LT80 LO2 DALI | DALI-dimmable, I, IP40, IK05, UGR≤19, matt micro-prismatic polycarbonate diffuser, slim light grey aluminium body, basic version | 577 | 39 | 75 |  | 50000/L80B10 | 3 | 845 | 8.7 | 97 | 80+ | 4000 | 169.162
| DM1125985 | Decor S LED1x1200 H307 T840 DPRZ LT80 LO3 DALI | DALI-dimmable, I, IP40, IK05, UGR≤19, matt micro-prismatic polycarbonate diffuser, slim light grey aluminium body, basic version | 577 | 39 | 75 |  | 50000/L80B10 | 3 | 1162 | 12.7 | 91 | 80+ | 4000 | 169.162
| DM1125986 | Decor S LED1x1750 H308 T840 DPRZ LT80 LO4 DALI | DALI-dimmable, I, IP40, IK05, UGR≤19, matt micro-prismatic polycarbonate diffuser, slim light grey aluminium body, basic version | 577 | 39 | 75 |  | 50000/L80B10 | 3 | 1743 | 19.1 | 91 | 80+ | 4000 | 170.968
| DM1125987 | Decor S LED1x800 H309 T840 DPRZ LT80 LO1 DALI | DALI-dimmable, I, IP40, IK05, UGR≤16, matt micro-prismatic polycarbonate diffuser, slim light grey aluminium body, basic version | 717 | 39 | 75 |  | 50000/L80B10 | 3 | 775 | 7.6 | 102 | 80+ | 4000 | 190.017
| DM1125988 | Decor S LED1x1100 H310 T840 DPRZ LT80 LO2 DALI | DALI-dimmable, I, IP40, IK05, UGR≤19, matt micro-prismatic polycarbonate diffuser, slim light grey aluminium body, basic version | 717 | 39 | 75 |  | 50000/L80B10 | 3 | 1057 | 10.8 | 98 | 80+ | 4000 | 190.017
| DM1125989 | Decor S LED1x1500 H311 T840 DPRZ LT80 LO3 DALI | DALI-dimmable, I, IP40, IK05, UGR≤19, matt micro-prismatic polycarbonate diffuser, slim light grey aluminium body, basic version | 717 | 39 | 75 |  | 50000/L80B10 | 3 | 1453 | 15.9 | 91 | 80+ | 4000 | 190.017
| DM1125990 | Decor S LED1x2200 H312 T840 DPRZ LT80 LO4 DALI | DALI-dimmable, I, IP40, IK05, UGR≤19, matt micro-prismatic polycarbonate diffuser, slim light grey aluminium body, basic version | 717 | 39 | 75 |  | 50000/L80B10 | 3 | 2179 | 23.9 | 91 | 80+ | 4000 | 193.457
| DM1125991 | Decor S LED1x950 H313 T840 DPRZ LT80 LO1 DALI | DALI-dimmable, I, IP40, IK05, UGR≤16, matt micro-prismatic polycarbonate diffuser, slim light grey aluminium body, basic version | 857 | 39 | 75 |  | 50000/L80B10 | 3 | 931 | 9.1 | 102 | 80+ | 4000 | 209.109
| DM1125992 | Decor S LED1x1300 H314 T840 DPRZ LT80 LO2 DALI | DALI-dimmable, I, IP40, IK05, UGR≤19, matt micro-prismatic polycarbonate diffuser, slim light grey aluminium body, basic version | 857 | 39 | 75 |  | 50000/L80B10 | 3 | 1268 | 13 | 98 | 80+ | 4000 | 209.109
| DM1125993 | Decor S LED1x1750 H315 T840 DPRZ LT80 LO3 DALI | DALI-dimmable, I, IP40, IK05, UGR≤19, matt micro-prismatic polycarbonate diffuser, slim light grey aluminium body, basic version | 857 | 39 | 75 |  | 50000/L80B10 | 3 | 1743 | 19.1 | 91 | 80+ | 4000 | 210.012
| DM1125994 | Decor S LED1x2650 H316 T840 DPRZ LT80 LO4 DALI | DALI-dimmable, I, IP40, IK05, UGR≤19, matt micro-prismatic polycarbonate diffuser, slim light grey aluminium body, basic version | 857 | 39 | 75 |  | 50000/L80B10 | 3 | 2615 | 28.7 | 91 | 80+ | 4000 | 213.409
| DM1125995 | Decor S LED1x1100 H317 T840 DPRZ LT80 LO1 DALI | DALI-dimmable, I, IP40, IK05, UGR≤16, matt micro-prismatic polycarbonate diffuser, slim light grey aluminium body, basic version | 997 | 39 | 75 |  | 50000/L80B10 | 3 | 1086 | 10.6 | 102 | 80+ | 4000 | 231.555
| DM1125996 | Decor S LED1x1500 H318 T840 DPRZ LT80 LO2 DALI | DALI-dimmable, I, IP40, IK05, UGR≤19, matt micro-prismatic polycarbonate diffuser, slim light grey aluminium body, basic version | 997 | 39 | 75 |  | 50000/L80B10 | 3 | 1480 | 15.1 | 98 | 80+ | 4000 | 231.555
| DM1125997 | Decor S LED1x2050 H319 T840 DPRZ LT80 LO3 DALI | DALI-dimmable, I, IP40, IK05, UGR≤19, matt micro-prismatic polycarbonate diffuser, slim light grey aluminium body, basic version | 997 | 39 | 75 |  | 50000/L80B10 | 3 | 2034 | 22.2 | 92 | 80+ | 4000 | 231.555
| DM1125998 | Decor S LED1x1250 H320 T840 DPRZ LT80 LO1 DALI | DALI-dimmable, I, IP40, IK05, UGR≤16, matt micro-prismatic polycarbonate diffuser, slim light grey aluminium body, basic version | 1137 | 39 | 75 |  | 50000/L80B10 | 3 | 1241 | 12.1 | 103 | 80+ | 4000 | 234.264
| DM1125999 | Decor S LED1x1700 H321 T840 DPRZ LT80 LO2 DALI | DALI-dimmable, I, IP40, IK05, UGR≤19, matt micro-prismatic polycarbonate diffuser, slim light grey aluminium body, basic version | 1137 | 39 | 75 |  | 50000/L80B10 | 3 | 1691 | 17.3 | 98 | 80+ | 4000 | 234.264
| DM1126000 | Decor S LED1x2350 H322 T840 DPRZ LT80 LO3 DALI | DALI-dimmable, I, IP40, IK05, UGR≤19, matt micro-prismatic polycarbonate diffuser, slim light grey aluminium body, basic version | 1137 | 39 | 75 |  | 50000/L80B10 | 3 | 2324 | 25.4 | 91 | 80+ | 4000 | 234.264
| DM1126001 | Decor S LED1x3500 H323 T840 DPRZ LT80 LO4 DALI | DALI-dimmable, I, IP40, IK05, UGR≤19, matt micro-prismatic polycarbonate diffuser, slim light grey aluminium body, basic version | 1137 | 39 | 75 |  | 50000/L80B10 | 3 | 3487 | 38.2 | 91 | 80+ | 4000 | 248.153
| DM1126002 | Decor S LED1x1400 H324 T840 DPRZ LT80 LO1 DALI | DALI-dimmable, I, IP40, IK05, UGR≤16, matt micro-prismatic polycarbonate diffuser, slim light grey aluminium body, basic version | 1277 | 39 | 75 |  | 50000/L80B10 | 3 | 1396 | 13.7 | 102 | 80+ | 4000 | 260.408
| DM1126003 | Decor S LED1x1950 H325 T840 DPRZ LT80 LO2 DALI | DALI-dimmable, I, IP40, IK05, UGR≤19, matt micro-prismatic polycarbonate diffuser, slim light grey aluminium body, basic version | 1277 | 39 | 75 |  | 50000/L80B10 | 3 | 1902 | 19.5 | 98 | 80+ | 4000 | 260.408
| DM1126004 | Decor S LED1x2650 H326 T840 DPRZ LT80 LO3 DALI | DALI-dimmable, I, IP40, IK05, UGR≤19, matt micro-prismatic polycarbonate diffuser, slim light grey aluminium body, basic version | 1277 | 39 | 75 |  | 50000/L80B10 | 3 | 2615 | 28.6 | 91 | 80+ | 4000 | 261.053
| DM1126005 | Decor S LED1x1600 H327 T840 DPRZ LT80 LO1 DALI | DALI-dimmable, I, IP40, IK05, UGR≤16, matt micro-prismatic polycarbonate diffuser, slim light grey aluminium body, basic version | 1417 | 39 | 75 |  | 50000/L80B10 | 3 | 1551 | 15.2 | 102 | 80+ | 4000 | 274.211
| DM1126006 | Decor S LED1x2150 H328 T840 DPRZ LT80 LO2 DALI | DALI-dimmable, I, IP40, IK05, UGR≤19, matt micro-prismatic polycarbonate diffuser, slim light grey aluminium body, basic version | 1417 | 39 | 75 |  | 50000/L80B10 | 3 | 2114 | 21.6 | 98 | 80+ | 4000 | 274.211
| DM1126007 | Decor S LED1x2950 H329 T840 DPRZ LT80 LO3 DALI | DALI-dimmable, I, IP40, IK05, UGR≤19, matt micro-prismatic polycarbonate diffuser, slim light grey aluminium body, basic version | 1417 | 39 | 75 |  | 50000/L80B10 | 3 | 2905 | 31.7 | 92 | 80+ | 4000 | 278.554
| DM1126008 | Decor S LED1x4400 H330 T840 DPRZ LT80 LO4 DALI | DALI-dimmable, I, IP40, IK05, UGR≤19, matt micro-prismatic polycarbonate diffuser, slim light grey aluminium body, basic version | 1417 | 39 | 75 |  | 50000/L80B10 | 3 | 4358 | 47.8 | 91 | 80+ | 4000 | 284.445
| DM1126009 | Decor S LED1x1900 H331 T840 DPRZ LT80 LO1 DALI | DALI-dimmable, I, IP40, IK05, UGR≤16, matt micro-prismatic polycarbonate diffuser, slim light grey aluminium body, basic version | 1697 | 39 | 75 |  | 50000/L80B10 | 3 | 1861 | 18.2 | 102 | 80+ | 4000 | 306.246
| DM1126010 | Decor S LED1x2550 H332 T840 DPRZ LT80 LO2 DALI | DALI-dimmable, I, IP40, IK05, UGR≤19, matt micro-prismatic polycarbonate diffuser, slim light grey aluminium body, basic version | 1697 | 39 | 75 |  | 50000/L80B10 | 3 | 2536 | 26.1 | 97 | 80+ | 4000 | 306.246
| DM1126011 | Decor S LED1x3500 H333 T840 DPRZ LT80 LO3 DALI | DALI-dimmable, I, IP40, IK05, UGR≤19, matt micro-prismatic polycarbonate diffuser, slim light grey aluminium body, basic version | 1697 | 39 | 75 |  | 50000/L80B10 | 3 | 3487 | 38.2 | 91 | 80+ | 4000 | 310.546
| DM1126012 | Decor S LED1x5250 H334 T840 DPRZ LT80 LO4 DALI | DALI-dimmable, I, IP40, IK05, UGR≤19, matt micro-prismatic polycarbonate diffuser, slim light grey aluminium body, basic version | 1697 | 39 | 75 |  | 50000/L80B10 | 3 | 5230 | 57.3 | 91 | 80+ | 4000 | 323.532
| DM1126013 | Decor S LED1x2200 H335 T840 DPRZ LT80 LO1 DALI | DALI-dimmable, I, IP40, IK05, UGR≤16, matt micro-prismatic polycarbonate diffuser, slim light grey aluminium body, basic version | 1977 | 39 | 75 |  | 50000/L80B10 | 3 | 2172 | 21.2 | 102 | 80+ | 4000 | 319.189
| DM1126014 | Decor S LED1x3000 H336 T840 DPRZ LT80 LO2 DALI | DALI-dimmable, I, IP40, IK05, UGR≤19, matt micro-prismatic polycarbonate diffuser, slim light grey aluminium body, basic version | 1977 | 39 | 75 |  | 50000/L80B10 | 3 | 2959 | 30.3 | 98 | 80+ | 4000 | 319.189
| DM1126015 | Decor S LED1x4100 H337 T840 DPRZ LT80 LO3 DALI | DALI-dimmable, I, IP40, IK05, UGR≤19, matt micro-prismatic polycarbonate diffuser, slim light grey aluminium body, basic version | 1977 | 39 | 75 |  | 50000/L80B10 | 3 | 4067 | 44.6 | 91 | 80+ | 4000 | 323.532
| DM1126016 | Decor S LED1x4400 H338 T840 DPRZ LT80 LO4 DALI | DALI-dimmable, I, IP40, IK05, UGR≤19, matt micro-prismatic polycarbonate diffuser, slim light grey aluminium body, basic version | 2117 | 39 | 75 |  | 50000/L80B10 | 3 | 4358 | 47.8 | 91 | 80+ | 4000 | 378.228
| DM1126017 | Decor S LED1x2500 H339 T840 DPRZ LT80 LO1 DALI | DALI-dimmable, I, IP40, IK05, UGR≤16, matt micro-prismatic polycarbonate diffuser, slim light grey aluminium body, basic version | 2257 | 39 | 75 |  | 50000/L80B10 | 3 | 2481 | 24.3 | 102 | 80+ | 4000 | 376.379
| DM1126018 | Decor S LED1x3400 H340 T840 DPRZ LT80 LO2 DALI | DALI-dimmable, I, IP40, IK05, UGR≤19, matt micro-prismatic polycarbonate diffuser, slim light grey aluminium body, basic version | 2257 | 39 | 75 |  | 50000/L80B10 | 3 | 3382 | 34.7 | 97 | 80+ | 4000 | 376.379
| DM1126019 | Decor S LED1x4650 H341 T840 DPRZ LT80 LO3 DALI | DALI-dimmable, I, IP40, IK05, UGR≤19, matt micro-prismatic polycarbonate diffuser, slim light grey aluminium body, basic version | 2257 | 39 | 75 |  | 50000/L80B10 | 3 | 4649 | 50.9 | 91 | 80+ | 4000 | 380.894
| DM1126020 | Decor S LED1x2800 H343 T840 DPRZ LT80 LO1 DALI | DALI-dimmable, I, IP40, IK05, UGR≤16, matt micro-prismatic polycarbonate diffuser, slim light grey aluminium body, basic version | 2537 | 39 | 75 |  | 50000/L80B10 | 3 | 2792 | 27.3 | 102 | 80+ | 4000 | 438.127
| DM1126021 | Decor S LED1x3850 H344 T840 DPRZ LT80 LO2 DALI | DALI-dimmable, I, IP40, IK05, UGR≤19, matt micro-prismatic polycarbonate diffuser, slim light grey aluminium body, basic version | 2537 | 39 | 75 |  | 50000/L80B10 | 3 | 3805 | 39 | 98 | 80+ | 4000 | 437.224
| DM1126022 | Decor S LED1x5250 H345 T840 DPRZ LT80 LO3 DALI | DALI-dimmable, I, IP40, IK05, UGR≤19, matt micro-prismatic polycarbonate diffuser, slim light grey aluminium body, basic version | 2537 | 39 | 75 |  | 50000/L80B10 | 3 | 5230 | 57.3 | 91 | 80+ | 4000 | 443.373
| DM1126023 | Decor S LED1x3300 H347 T840 DPRZ LT80 LO1 DALI | DALI-dimmable, I, IP40, IK05, UGR≤16, matt micro-prismatic polycarbonate diffuser, slim light grey aluminium body, basic version | 2957 | 39 | 75 |  | 50000/L80B10 | 3 | 3257 | 31.9 | 102 | 80+ | 4000 | 459.713
| DM1126024 | Decor S LED1x4450 H348 T840 DPRZ LT80 LO2 DALI | DALI-dimmable, I, IP40, IK05, UGR≤19, matt micro-prismatic polycarbonate diffuser, slim light grey aluminium body, basic version | 2957 | 39 | 75 |  | 50000/L80B10 | 3 | 4438 | 45.5 | 98 | 80+ | 4000 | 458.767
| DM1126025 | Decor S LED1x6150 H349 T840 DPRZ LT80 LO3 DALI | DALI-dimmable, I, IP40, IK05, UGR≤19, matt micro-prismatic polycarbonate diffuser, slim light grey aluminium body, basic version | 2957 | 39 | 75 |  | 50000/L80B10 | 3 | 6101 | 66.9 | 91 | 80+ | 4000 | 464.873
| DM1126026 | Decor S LED1x700 H305 T830 OP LO1 DALI 1LIN L | DALI-dimmable, I, IP40, IK05, opal polycarbonate diffuser, slim light grey aluminium body, for in-line connection, first/end luminaire, basic version | 568 | 39 | 75 |  | 50000/L80B10 | 3 | 641 | 6.1 | 105 | 80+ | 3000 | 180.514
| DM1126027 | Decor S LED1x950 H306 T830 OP LO2 DALI 1LIN L | DALI-dimmable, I, IP40, IK05, opal polycarbonate diffuser, slim light grey aluminium body, for in-line connection, first/end luminaire, basic version | 568 | 39 | 75 |  | 50000/L80B10 | 3 | 874 | 8.7 | 100 | 80+ | 3000 | 180.514
| DM1126028 | Decor S LED1x1300 H307 T830 OP LO3 DALI 1LIN L | DALI-dimmable, I, IP40, IK05, opal polycarbonate diffuser, slim light grey aluminium body, for in-line connection, first/end luminaire, basic version | 568 | 39 | 75 |  | 50000/L80B10 | 3 | 1201 | 12.7 | 95 | 80+ | 3000 | 180.514
| DM1126029 | Decor S LED1x1900 H308 T830 OP LO4 DALI 1LIN L | DALI-dimmable, I, IP40, IK05, opal polycarbonate diffuser, slim light grey aluminium body, for in-line connection, first/end luminaire, basic version | 568 | 39 | 75 |  | 50000/L80B10 | 3 | 1802 | 19.1 | 94 | 80+ | 3000 | 182.32
| DM1126030 | Decor S LED1x850 H309 T830 OP LO1 DALI 1LIN L | DALI-dimmable, I, IP40, IK05, opal polycarbonate diffuser, slim light grey aluminium body, for in-line connection, first/end luminaire, basic version | 708 | 39 | 75 |  | 50000/L80B10 | 3 | 801 | 7.6 | 105 | 80+ | 3000 | 199.606
| DM1126031 | Decor S LED1x1150 H310 T830 OP LO2 DALI 1LIN L | DALI-dimmable, I, IP40, IK05, opal polycarbonate diffuser, slim light grey aluminium body, for in-line connection, first/end luminaire, basic version | 708 | 39 | 75 |  | 50000/L80B10 | 3 | 1092 | 10.8 | 101 | 80+ | 3000 | 199.606
| DM1126032 | Decor S LED1x1600 H311 T830 OP LO3 DALI 1LIN L | DALI-dimmable, I, IP40, IK05, opal polycarbonate diffuser, slim light grey aluminium body, for in-line connection, first/end luminaire, basic version | 708 | 39 | 75 |  | 50000/L80B10 | 3 | 1502 | 15.9 | 94 | 80+ | 3000 | 200.466
| DM1126033 | Decor S LED1x2400 H312 T830 OP LO4 DALI 1LIN L | DALI-dimmable, I, IP40, IK05, opal polycarbonate diffuser, slim light grey aluminium body, for in-line connection, first/end luminaire, basic version | 708 | 39 | 75 |  | 50000/L80B10 | 3 | 2252 | 23.9 | 94 | 80+ | 3000 | 202.96
| DM1126034 | Decor S LED1x1050 H313 T830 OP LO1 DALI 1LIN L | DALI-dimmable, I, IP40, IK05, opal polycarbonate diffuser, slim light grey aluminium body, for in-line connection, first/end luminaire, basic version | 848 | 39 | 75 |  | 50000/L80B10 | 3 | 1007 | 9.1 | 111 | 80+ | 3000 | 218.655
| DM1126035 | Decor S LED1x1400 H314 T830 OP LO2 DALI 1LIN L | DALI-dimmable, I, IP40, IK05, opal polycarbonate diffuser, slim light grey aluminium body, for in-line connection, first/end luminaire, basic version | 848 | 39 | 75 |  | 50000/L80B10 | 3 | 1372 | 13 | 106 | 80+ | 3000 | 218.655
| DM1126036 | Decor S LED1x1900 H315 T830 OP LO3 DALI 1LIN L | DALI-dimmable, I, IP40, IK05, opal polycarbonate diffuser, slim light grey aluminium body, for in-line connection, first/end luminaire, basic version | 848 | 39 | 75 |  | 50000/L80B10 | 3 | 1886 | 19.1 | 99 | 80+ | 3000 | 218.655
| DM1126037 | Decor S LED1x2850 H316 T830 OP LO4 DALI 1LIN L | DALI-dimmable, I, IP40, IK05, opal polycarbonate diffuser, slim light grey aluminium body, for in-line connection, first/end luminaire, basic version | 848 | 39 | 75 |  | 50000/L80B10 | 3 | 2829 | 28.7 | 99 | 80+ | 3000 | 222.052
| DM1126038 | Decor S LED1x1200 H317 T830 OP LO1 DALI 1LIN L | DALI-dimmable, I, IP40, IK05, opal polycarbonate diffuser, slim light grey aluminium body, for in-line connection, first/end luminaire, basic version | 988 | 39 | 75 |  | 50000/L80B10 | 3 | 1122 | 10.6 | 106 | 80+ | 3000 | 239.553
| DM1126039 | Decor S LED1x1650 H318 T830 OP LO2 DALI 1LIN L | DALI-dimmable, I, IP40, IK05, opal polycarbonate diffuser, slim light grey aluminium body, for in-line connection, first/end luminaire, basic version | 988 | 39 | 75 |  | 50000/L80B10 | 3 | 1529 | 15.1 | 101 | 80+ | 3000 | 239.553
| DM1126040 | Decor S LED1x2200 H319 T830 OP LO3 DALI 1LIN L | DALI-dimmable, I, IP40, IK05, opal polycarbonate diffuser, slim light grey aluminium body, for in-line connection, first/end luminaire, basic version | 988 | 39 | 75 |  | 50000/L80B10 | 3 | 2102 | 22.2 | 95 | 80+ | 3000 | 239.553
| DM1126041 | Decor S LED1x1350 H320 T830 OP LO1 DALI 1LIN L | DALI-dimmable, I, IP40, IK05, opal polycarbonate diffuser, slim light grey aluminium body, for in-line connection, first/end luminaire, basic version | 1128 | 39 | 75 |  | 50000/L80B10 | 3 | 1282 | 12.1 | 106 | 80+ | 3000 | 242.004
| DM1126042 | Decor S LED1x1850 H321 T830 OP LO2 DALI 1LIN L | DALI-dimmable, I, IP40, IK05, opal polycarbonate diffuser, slim light grey aluminium body, for in-line connection, first/end luminaire, basic version | 1128 | 39 | 75 |  | 50000/L80B10 | 3 | 1748 | 17.3 | 101 | 80+ | 3000 | 242.004
| DM1126043 | Decor S LED1x2550 H322 T830 OP LO3 DALI 1LIN L | DALI-dimmable, I, IP40, IK05, opal polycarbonate diffuser, slim light grey aluminium body, for in-line connection, first/end luminaire, basic version | 1128 | 39 | 75 |  | 50000/L80B10 | 3 | 2402 | 25.4 | 95 | 80+ | 3000 | 242.907
| DM1126044 | Decor S LED1x3800 H323 T830 OP LO4 DALI 1LIN L | DALI-dimmable, I, IP40, IK05, opal polycarbonate diffuser, slim light grey aluminium body, for in-line connection, first/end luminaire, basic version | 1128 | 39 | 75 |  | 50000/L80B10 | 3 | 3604 | 38.2 | 94 | 80+ | 3000 | 255.893
| DM1126045 | Decor S LED1x1550 H324 T830 OP LO1 DALI 1LIN L | DALI-dimmable, I, IP40, IK05, opal polycarbonate diffuser, slim light grey aluminium body, for in-line connection, first/end luminaire, basic version | 1268 | 39 | 75 |  | 50000/L80B10 | 3 | 1442 | 13.7 | 105 | 80+ | 3000 | 267.202
| DM1126046 | Decor S LED1x2100 H325 T830 OP LO2 DALI 1LIN L | DALI-dimmable, I, IP40, IK05, opal polycarbonate diffuser, slim light grey aluminium body, for in-line connection, first/end luminaire, basic version | 1268 | 39 | 75 |  | 50000/L80B10 | 3 | 1966 | 19.5 | 101 | 80+ | 3000 | 267.202
| DM1126047 | Decor S LED1x2850 H326 T830 OP LO3 DALI 1LIN L | DALI-dimmable, I, IP40, IK05, opal polycarbonate diffuser, slim light grey aluminium body, for in-line connection, first/end luminaire, basic version | 1268 | 39 | 75 |  | 50000/L80B10 | 3 | 2703 | 28.6 | 95 | 80+ | 3000 | 267.202
| DM1126048 | Decor S LED1x1700 H327 T830 OP LO1 DALI 1LIN L | DALI-dimmable, I, IP40, IK05, opal polycarbonate diffuser, slim light grey aluminium body, for in-line connection, first/end luminaire, basic version | 1408 | 39 | 75 |  | 50000/L80B10 | 3 | 1603 | 15.2 | 105 | 80+ | 3000 | 280.145
| DM1126049 | Decor S LED1x2300 H328 T830 OP LO2 DALI 1LIN L | DALI-dimmable, I, IP40, IK05, opal polycarbonate diffuser, slim light grey aluminium body, for in-line connection, first/end luminaire, basic version | 1408 | 39 | 75 |  | 50000/L80B10 | 3 | 2184 | 21.7 | 101 | 80+ | 3000 | 280.145
| DM1126050 | Decor S LED1x3150 H329 T830 OP LO3 DALI 1LIN L | DALI-dimmable, I, IP40, IK05, opal polycarbonate diffuser, slim light grey aluminium body, for in-line connection, first/end luminaire, basic version | 1408 | 39 | 75 |  | 50000/L80B10 | 3 | 3002 | 31.8 | 94 | 80+ | 3000 | 284.445
| DM1126051 | Decor S LED1x4750 H330 T830 OP LO4 DALI 1LIN L | DALI-dimmable, I, IP40, IK05, opal polycarbonate diffuser, slim light grey aluminium body, for in-line connection, first/end luminaire, basic version | 1408 | 39 | 75 |  | 50000/L80B10 | 3 | 4504 | 47.8 | 94 | 80+ | 3000 | 290.551
| DM1126052 | Decor S LED1x2050 H331 T830 OP LO1 DALI 1LIN L | DALI-dimmable, I, IP40, IK05, opal polycarbonate diffuser, slim light grey aluminium body, for in-line connection, first/end luminaire, basic version | 1688 | 39 | 75 |  | 50000/L80B10 | 3 | 1923 | 18.2 | 106 | 80+ | 3000 | 311.449
| DM1126053 | Decor S LED1x2750 H332 T830 OP LO2 DALI 1LIN L | DALI-dimmable, I, IP40, IK05, opal polycarbonate diffuser, slim light grey aluminium body, for in-line connection, first/end luminaire, basic version | 1688 | 39 | 75 |  | 50000/L80B10 | 3 | 2621 | 26.1 | 100 | 80+ | 3000 | 311.449
| DM1126054 | Decor S LED1x3800 H333 T830 OP LO3 DALI 1LIN L | DALI-dimmable, I, IP40, IK05, opal polycarbonate diffuser, slim light grey aluminium body, for in-line connection, first/end luminaire, basic version | 1688 | 39 | 75 |  | 50000/L80B10 | 3 | 3603 | 38.2 | 94 | 80+ | 3000 | 315.792
| DM1126055 | Decor S LED1x5700 H334 T830 OP LO4 DALI 1LIN L | DALI-dimmable, I, IP40, IK05, opal polycarbonate diffuser, slim light grey aluminium body, for in-line connection, first/end luminaire, basic version | 1688 | 39 | 75 |  | 50000/L80B10 | 3 | 5405 | 57.3 | 94 | 80+ | 3000 | 327.832
| DM1126056 | Decor S LED1x2350 H335 T830 OP LO1 DALI 1LIN L | DALI-dimmable, I, IP40, IK05, opal polycarbonate diffuser, slim light grey aluminium body, for in-line connection, first/end luminaire, basic version | 1968 | 39 | 75 |  | 50000/L80B10 | 3 | 2244 | 21.2 | 106 | 80+ | 3000 | 327.832
| DM1126057 | Decor S LED1x3250 H336 T830 OP LO2 DALI 1LIN L | DALI-dimmable, I, IP40, IK05, opal polycarbonate diffuser, slim light grey aluminium body, for in-line connection, first/end luminaire, basic version | 1968 | 39 | 75 |  | 50000/L80B10 | 3 | 3058 | 30.3 | 101 | 80+ | 3000 | 327.832
| DM1126058 | Decor S LED1x4450 H337 T830 OP LO3 DALI 1LIN L | DALI-dimmable, I, IP40, IK05, opal polycarbonate diffuser, slim light grey aluminium body, for in-line connection, first/end luminaire, basic version | 1968 | 39 | 75 |  | 50000/L80B10 | 3 | 4204 | 44.6 | 94 | 80+ | 3000 | 332.347
| DM1126059 | Decor S LED1x4750 H338 T830 OP LO4 DALI 1LIN L | DALI-dimmable, I, IP40, IK05, opal polycarbonate diffuser, slim light grey aluminium body, for in-line connection, first/end luminaire, basic version | 2108 | 39 | 75 |  | 50000/L80B10 | 3 | 4504 | 47.8 | 94 | 80+ | 3000 | 386.785
| DM1126060 | Decor S LED1x2700 H339 T830 OP LO1 DALI 1LIN L | DALI-dimmable, I, IP40, IK05, opal polycarbonate diffuser, slim light grey aluminium body, for in-line connection, first/end luminaire, basic version | 2248 | 39 | 75 |  | 50000/L80B10 | 3 | 2565 | 24.3 | 106 | 80+ | 3000 | 383.431
| DM1126061 | Decor S LED1x3700 H340 T830 OP LO2 DALI 1LIN L | DALI-dimmable, I, IP40, IK05, opal polycarbonate diffuser, slim light grey aluminium body, for in-line connection, first/end luminaire, basic version | 2248 | 39 | 75 |  | 50000/L80B10 | 3 | 3495 | 34.7 | 101 | 80+ | 3000 | 383.431
| DM1126062 | Decor S LED1x5050 H341 T830 OP LO3 DALI 1LIN L | DALI-dimmable, I, IP40, IK05, opal polycarbonate diffuser, slim light grey aluminium body, for in-line connection, first/end luminaire, basic version | 2248 | 39 | 75 |  | 50000/L80B10 | 3 | 4804 | 50.9 | 94 | 80+ | 3000 | 387.731
| DM1126063 | Decor S LED1x3050 H343 T830 OP LO1 DALI 1LIN L | DALI-dimmable, I, IP40, IK05, opal polycarbonate diffuser, slim light grey aluminium body, for in-line connection, first/end luminaire, basic version | 2528 | 39 | 75 |  | 50000/L80B10 | 3 | 2885 | 27.3 | 106 | 80+ | 3000 | 441.567
| DM1126064 | Decor S LED1x4150 H344 T830 OP LO2 DALI 1LIN L | DALI-dimmable, I, IP40, IK05, opal polycarbonate diffuser, slim light grey aluminium body, for in-line connection, first/end luminaire, basic version | 2528 | 39 | 75 |  | 50000/L80B10 | 3 | 3932 | 39 | 101 | 80+ | 3000 | 441.567
| DM1126065 | Decor S LED1x5700 H345 T830 OP LO3 DALI 1LIN L | DALI-dimmable, I, IP40, IK05, opal polycarbonate diffuser, slim light grey aluminium body, for in-line connection, first/end luminaire, basic version | 2528 | 39 | 75 |  | 50000/L80B10 | 3 | 5405 | 57.3 | 94 | 80+ | 3000 | 447.673
| DM1126066 | Decor S LED1x3550 H347 T830 OP LO1 DALI 1LIN L | DALI-dimmable, I, IP40, IK05, opal polycarbonate diffuser, slim light grey aluminium body, for in-line connection, first/end luminaire, basic version | 2948 | 39 | 75 |  | 50000/L80B10 | 3 | 3366 | 31.9 | 106 | 80+ | 3000 | 463.067
| DM1126067 | Decor S LED1x4850 H348 T830 OP LO2 DALI 1LIN L | DALI-dimmable, I, IP40, IK05, opal polycarbonate diffuser, slim light grey aluminium body, for in-line connection, first/end luminaire, basic version | 2948 | 39 | 75 |  | 50000/L80B10 | 3 | 4587 | 45.5 | 101 | 80+ | 3000 | 463.067
| DM1126068 | Decor S LED1x6650 H349 T830 OP LO3 DALI 1LIN L | DALI-dimmable, I, IP40, IK05, opal polycarbonate diffuser, slim light grey aluminium body, for in-line connection, first/end luminaire, basic version | 2948 | 39 | 75 |  | 50000/L80B10 | 3 | 6305 | 66.9 | 94 | 80+ | 3000 | 469.216
| DM1126069 | Decor S LED1x700 H305 T840 OP LO1 DALI 1LIN L | DALI-dimmable, I, IP40, IK05, opal polycarbonate diffuser, slim light grey aluminium body, for in-line connection, first/end luminaire, basic version | 568 | 39 | 75 |  | 50000/L80B10 | 3 | 671 | 6.1 | 110 | 80+ | 4000 | 180.514
| DM1126070 | Decor S LED1x950 H306 T840 OP LO2 DALI 1LIN L | DALI-dimmable, I, IP40, IK05, opal polycarbonate diffuser, slim light grey aluminium body, for in-line connection, first/end luminaire, basic version | 568 | 39 | 75 |  | 50000/L80B10 | 3 | 915 | 8.7 | 105 | 80+ | 4000 | 180.514
| DM1126071 | Decor S LED1x1300 H307 T840 OP LO3 DALI 1LIN L | DALI-dimmable, I, IP40, IK05, opal polycarbonate diffuser, slim light grey aluminium body, for in-line connection, first/end luminaire, basic version | 568 | 39 | 75 |  | 50000/L80B10 | 3 | 1257 | 12.7 | 99 | 80+ | 4000 | 180.514
| DM1126072 | Decor S LED1x1900 H308 T840 OP LO4 DALI 1LIN L | DALI-dimmable, I, IP40, IK05, opal polycarbonate diffuser, slim light grey aluminium body, for in-line connection, first/end luminaire, basic version | 568 | 39 | 75 |  | 50000/L80B10 | 3 | 1886 | 19.1 | 99 | 80+ | 4000 | 182.32
| DM1126073 | Decor S LED1x850 H309 T840 OP LO1 DALI 1LIN L | DALI-dimmable, I, IP40, IK05, opal polycarbonate diffuser, slim light grey aluminium body, for in-line connection, first/end luminaire, basic version | 708 | 39 | 75 |  | 50000/L80B10 | 3 | 839 | 7.6 | 110 | 80+ | 4000 | 199.606
| DM1126074 | Decor S LED1x1150 H310 T840 OP LO2 DALI 1LIN L | DALI-dimmable, I, IP40, IK05, opal polycarbonate diffuser, slim light grey aluminium body, for in-line connection, first/end luminaire, basic version | 708 | 39 | 75 |  | 50000/L80B10 | 3 | 1143 | 10.8 | 106 | 80+ | 4000 | 199.606
| DM1126075 | Decor S LED1x1600 H311 T840 OP LO3 DALI 1LIN L | DALI-dimmable, I, IP40, IK05, opal polycarbonate diffuser, slim light grey aluminium body, for in-line connection, first/end luminaire, basic version | 708 | 39 | 75 |  | 50000/L80B10 | 3 | 1572 | 15.9 | 99 | 80+ | 4000 | 200.466
| DM1126076 | Decor S LED1x2400 H312 T840 OP LO4 DALI 1LIN L | DALI-dimmable, I, IP40, IK05, opal polycarbonate diffuser, slim light grey aluminium body, for in-line connection, first/end luminaire, basic version | 708 | 39 | 75 |  | 50000/L80B10 | 3 | 2358 | 23.9 | 99 | 80+ | 4000 | 202.96
| DM1126077 | Decor S LED1x1050 H313 T840 OP LO1 DALI 1LIN L | DALI-dimmable, I, IP40, IK05, opal polycarbonate diffuser, slim light grey aluminium body, for in-line connection, first/end luminaire, basic version | 848 | 39 | 75 |  | 50000/L80B10 | 3 | 1007 | 9.1 | 111 | 80+ | 4000 | 218.655
| DM1126078 | Decor S LED1x1400 H314 T840 OP LO2 DALI 1LIN L | DALI-dimmable, I, IP40, IK05, opal polycarbonate diffuser, slim light grey aluminium body, for in-line connection, first/end luminaire, basic version | 848 | 39 | 75 |  | 50000/L80B10 | 3 | 1372 | 13 | 106 | 80+ | 4000 | 218.655
| DM1126079 | Decor S LED1x1900 H315 T840 OP LO3 DALI 1LIN L | DALI-dimmable, I, IP40, IK05, opal polycarbonate diffuser, slim light grey aluminium body, for in-line connection, first/end luminaire, basic version | 848 | 39 | 75 |  | 50000/L80B10 | 3 | 1886 | 19.1 | 99 | 80+ | 4000 | 218.655
| DM1126080 | Decor S LED1x2850 H316 T840 OP LO4 DALI 1LIN L | DALI-dimmable, I, IP40, IK05, opal polycarbonate diffuser, slim light grey aluminium body, for in-line connection, first/end luminaire, basic version | 848 | 39 | 75 |  | 50000/L80B10 | 3 | 2829 | 28.7 | 99 | 80+ | 4000 | 222.052
| DM1126081 | Decor S LED1x1200 H317 T840 OP LO1 DALI 1LIN L | DALI-dimmable, I, IP40, IK05, opal polycarbonate diffuser, slim light grey aluminium body, for in-line connection, first/end luminaire, basic version | 988 | 39 | 75 |  | 50000/L80B10 | 3 | 1175 | 10.6 | 111 | 80+ | 4000 | 239.553
| DM1126082 | Decor S LED1x1650 H318 T840 OP LO2 DALI 1LIN L | DALI-dimmable, I, IP40, IK05, opal polycarbonate diffuser, slim light grey aluminium body, for in-line connection, first/end luminaire, basic version | 988 | 39 | 75 |  | 50000/L80B10 | 3 | 1601 | 15.1 | 106 | 80+ | 4000 | 239.553
| DM1126083 | Decor S LED1x2200 H319 T840 OP LO3 DALI 1LIN L | DALI-dimmable, I, IP40, IK05, opal polycarbonate diffuser, slim light grey aluminium body, for in-line connection, first/end luminaire, basic version | 988 | 39 | 75 |  | 50000/L80B10 | 3 | 2200 | 22.2 | 99 | 80+ | 4000 | 239.553
| DM1126084 | Decor S LED1x1350 H320 T840 OP LO1 DALI 1LIN L | DALI-dimmable, I, IP40, IK05, opal polycarbonate diffuser, slim light grey aluminium body, for in-line connection, first/end luminaire, basic version | 1128 | 39 | 75 |  | 50000/L80B10 | 3 | 1342 | 12.1 | 111 | 80+ | 4000 | 242.004
| DM1126085 | Decor S LED1x1850 H321 T840 OP LO2 DALI 1LIN L | DALI-dimmable, I, IP40, IK05, opal polycarbonate diffuser, slim light grey aluminium body, for in-line connection, first/end luminaire, basic version | 1128 | 39 | 75 |  | 50000/L80B10 | 3 | 1830 | 17.3 | 106 | 80+ | 4000 | 242.004
| DM1126086 | Decor S LED1x2550 H322 T840 OP LO3 DALI 1LIN L | DALI-dimmable, I, IP40, IK05, opal polycarbonate diffuser, slim light grey aluminium body, for in-line connection, first/end luminaire, basic version | 1128 | 39 | 75 |  | 50000/L80B10 | 3 | 2515 | 25.4 | 99 | 80+ | 4000 | 242.907
| DM1126087 | Decor S LED1x3800 H323 T840 OP LO4 DALI 1LIN L | DALI-dimmable, I, IP40, IK05, opal polycarbonate diffuser, slim light grey aluminium body, for in-line connection, first/end luminaire, basic version | 1128 | 39 | 75 |  | 50000/L80B10 | 3 | 3773 | 38.2 | 99 | 80+ | 4000 | 255.893
| DM1126088 | Decor S LED1x1550 H324 T840 OP LO1 DALI 1LIN L | DALI-dimmable, I, IP40, IK05, opal polycarbonate diffuser, slim light grey aluminium body, for in-line connection, first/end luminaire, basic version | 1268 | 39 | 75 |  | 50000/L80B10 | 3 | 1510 | 13.7 | 110 | 80+ | 4000 | 267.202
| DM1126089 | Decor S LED1x2100 H325 T840 OP LO2 DALI 1LIN L | DALI-dimmable, I, IP40, IK05, opal polycarbonate diffuser, slim light grey aluminium body, for in-line connection, first/end luminaire, basic version | 1268 | 39 | 75 |  | 50000/L80B10 | 3 | 2058 | 19.5 | 106 | 80+ | 4000 | 267.202
| DM1126090 | Decor S LED1x2850 H326 T840 OP LO3 DALI 1LIN L | DALI-dimmable, I, IP40, IK05, opal polycarbonate diffuser, slim light grey aluminium body, for in-line connection, first/end luminaire, basic version | 1268 | 39 | 75 |  | 50000/L80B10 | 3 | 2829 | 28.6 | 99 | 80+ | 4000 | 267.202
| DM1126091 | Decor S LED1x1700 H327 T840 OP LO1 DALI 1LIN L | DALI-dimmable, I, IP40, IK05, opal polycarbonate diffuser, slim light grey aluminium body, for in-line connection, first/end luminaire, basic version | 1408 | 39 | 75 |  | 50000/L80B10 | 3 | 1678 | 15.2 | 110 | 80+ | 4000 | 280.145
| DM1126092 | Decor S LED1x2300 H328 T840 OP LO2 DALI 1LIN L | DALI-dimmable, I, IP40, IK05, opal polycarbonate diffuser, slim light grey aluminium body, for in-line connection, first/end luminaire, basic version | 1408 | 39 | 75 |  | 50000/L80B10 | 3 | 2287 | 21.6 | 106 | 80+ | 4000 | 280.145
| DM1126093 | Decor S LED1x3150 H329 T840 OP LO3 DALI 1LIN L | DALI-dimmable, I, IP40, IK05, opal polycarbonate diffuser, slim light grey aluminium body, for in-line connection, first/end luminaire, basic version | 1408 | 39 | 75 |  | 50000/L80B10 | 3 | 3143 | 31.7 | 99 | 80+ | 4000 | 284.445
| DM1126094 | Decor S LED1x4750 H330 T840 OP LO4 DALI 1LIN L | DALI-dimmable, I, IP40, IK05, opal polycarbonate diffuser, slim light grey aluminium body, for in-line connection, first/end luminaire, basic version | 1408 | 39 | 75 |  | 50000/L80B10 | 3 | 4716 | 47.8 | 99 | 80+ | 4000 | 290.551
| DM1126095 | Decor S LED1x2050 H331 T840 OP LO1 DALI 1LIN L | DALI-dimmable, I, IP40, IK05, opal polycarbonate diffuser, slim light grey aluminium body, for in-line connection, first/end luminaire, basic version | 1688 | 39 | 75 |  | 50000/L80B10 | 3 | 2014 | 18.2 | 111 | 80+ | 4000 | 311.449
| DM1126096 | Decor S LED1x2750 H332 T840 OP LO2 DALI 1LIN L | DALI-dimmable, I, IP40, IK05, opal polycarbonate diffuser, slim light grey aluminium body, for in-line connection, first/end luminaire, basic version | 1688 | 39 | 75 |  | 50000/L80B10 | 3 | 2744 | 26.1 | 105 | 80+ | 4000 | 311.449
| DM1126097 | Decor S LED1x3800 H333 T840 OP LO3 DALI 1LIN L | DALI-dimmable, I, IP40, IK05, opal polycarbonate diffuser, slim light grey aluminium body, for in-line connection, first/end luminaire, basic version | 1688 | 39 | 75 |  | 50000/L80B10 | 3 | 3773 | 38.2 | 99 | 80+ | 4000 | 315.792
| DM1126098 | Decor S LED1x5700 H334 T840 OP LO4 DALI 1LIN L | DALI-dimmable, I, IP40, IK05, opal polycarbonate diffuser, slim light grey aluminium body, for in-line connection, first/end luminaire, basic version | 1688 | 39 | 75 |  | 50000/L80B10 | 3 | 5658 | 57.3 | 99 | 80+ | 4000 | 327.832
| DM1126099 | Decor S LED1x2350 H335 T840 OP LO1 DALI 1LIN L | DALI-dimmable, I, IP40, IK05, opal polycarbonate diffuser, slim light grey aluminium body, for in-line connection, first/end luminaire, basic version | 1968 | 39 | 75 |  | 50000/L80B10 | 3 | 2350 | 21.2 | 111 | 80+ | 4000 | 327.832
| DM1126100 | Decor S LED1x3250 H336 T840 OP LO2 DALI 1LIN L | DALI-dimmable, I, IP40, IK05, opal polycarbonate diffuser, slim light grey aluminium body, for in-line connection, first/end luminaire, basic version | 1968 | 39 | 75 |  | 50000/L80B10 | 3 | 3202 | 30.3 | 106 | 80+ | 4000 | 327.832
| DM1126101 | Decor S LED1x4450 H337 T840 OP LO3 DALI 1LIN L | DALI-dimmable, I, IP40, IK05, opal polycarbonate diffuser, slim light grey aluminium body, for in-line connection, first/end luminaire, basic version | 1968 | 39 | 75 |  | 50000/L80B10 | 3 | 4401 | 44.6 | 99 | 80+ | 4000 | 332.347
| DM1126102 | Decor S LED1x4750 H338 T840 OP LO4 DALI 1LIN L | DALI-dimmable, I, IP40, IK05, opal polycarbonate diffuser, slim light grey aluminium body, for in-line connection, first/end luminaire, basic version | 2108 | 39 | 75 |  | 50000/L80B10 | 3 | 4716 | 47.8 | 99 | 80+ | 4000 | 386.785
| DM1126103 | Decor S LED1x2700 H339 T840 OP LO1 DALI 1LIN L | DALI-dimmable, I, IP40, IK05, opal polycarbonate diffuser, slim light grey aluminium body, for in-line connection, first/end luminaire, basic version | 2248 | 39 | 75 |  | 50000/L80B10 | 3 | 2685 | 24.3 | 110 | 80+ | 4000 | 383.431
| DM1126104 | Decor S LED1x3700 H340 T840 OP LO2 DALI 1LIN L | DALI-dimmable, I, IP40, IK05, opal polycarbonate diffuser, slim light grey aluminium body, for in-line connection, first/end luminaire, basic version | 2248 | 39 | 75 |  | 50000/L80B10 | 3 | 3659 | 34.7 | 105 | 80+ | 4000 | 383.431
| DM1126105 | Decor S LED1x5050 H341 T840 OP LO3 DALI 1LIN L | DALI-dimmable, I, IP40, IK05, opal polycarbonate diffuser, slim light grey aluminium body, for in-line connection, first/end luminaire, basic version | 2248 | 39 | 75 |  | 50000/L80B10 | 3 | 5030 | 50.9 | 99 | 80+ | 4000 | 387.731
| DM1126106 | Decor S LED1x3050 H343 T840 OP LO1 DALI 1LIN L | DALI-dimmable, I, IP40, IK05, opal polycarbonate diffuser, slim light grey aluminium body, for in-line connection, first/end luminaire, basic version | 2528 | 39 | 75 |  | 50000/L80B10 | 3 | 3021 | 27.3 | 111 | 80+ | 4000 | 441.567
| DM1126107 | Decor S LED1x4150 H344 T840 OP LO2 DALI 1LIN L | DALI-dimmable, I, IP40, IK05, opal polycarbonate diffuser, slim light grey aluminium body, for in-line connection, first/end luminaire, basic version | 2528 | 39 | 75 |  | 50000/L80B10 | 3 | 4116 | 39 | 106 | 80+ | 4000 | 441.567
| DM1126108 | Decor S LED1x5700 H345 T840 OP LO3 DALI 1LIN L | DALI-dimmable, I, IP40, IK05, opal polycarbonate diffuser, slim light grey aluminium body, for in-line connection, first/end luminaire, basic version | 2528 | 39 | 75 |  | 50000/L80B10 | 3 | 5658 | 57.3 | 99 | 80+ | 4000 | 447.673
| DM1126109 | Decor S LED1x3550 H347 T840 OP LO1 DALI 1LIN L | DALI-dimmable, I, IP40, IK05, opal polycarbonate diffuser, slim light grey aluminium body, for in-line connection, first/end luminaire, basic version | 2948 | 39 | 75 |  | 50000/L80B10 | 3 | 3524 | 31.9 | 110 | 80+ | 4000 | 463.067
| DM1126110 | Decor S LED1x4850 H348 T840 OP LO2 DALI 1LIN L | DALI-dimmable, I, IP40, IK05, opal polycarbonate diffuser, slim light grey aluminium body, for in-line connection, first/end luminaire, basic version | 2948 | 39 | 75 |  | 50000/L80B10 | 3 | 4802 | 45.5 | 106 | 80+ | 4000 | 463.067
| DM1126111 | Decor S LED1x6650 H349 T840 OP LO3 DALI 1LIN L | DALI-dimmable, I, IP40, IK05, opal polycarbonate diffuser, slim light grey aluminium body, for in-line connection, first/end luminaire, basic version | 2948 | 39 | 75 |  | 50000/L80B10 | 3 | 6601 | 66.9 | 99 | 80+ | 4000 | 469.216
| DM1126112 | Decor S LED1x650 H305 T830 DPRZ LT80 LO1 DALI 1LIN L | DALI-dimmable, I, IP40, IK05, UGR≤16, matt micro-prismatic polycarbonate diffuser, slim light grey aluminium body, for in-line connection, first/end luminaire, basic version | 568 | 39 | 75 |  | 50000/L80B10 | 3 | 592 | 6.1 | 97 | 80+ | 3000 | 183.266
| DM1126113 | Decor S LED1x850 H306 T830 DPRZ LT80 LO2 DALI 1LIN L | DALI-dimmable, I, IP40, IK05, UGR≤19, matt micro-prismatic polycarbonate diffuser, slim light grey aluminium body, for in-line connection, first/end luminaire, basic version | 568 | 39 | 75 |  | 50000/L80B10 | 3 | 808 | 8.7 | 93 | 80+ | 3000 | 183.266
| DM1126114 | Decor S LED1x1200 H307 T830 DPRZ LT80 LO3 DALI 1LIN L | DALI-dimmable, I, IP40, IK05, UGR≤19, matt micro-prismatic polycarbonate diffuser, slim light grey aluminium body, for in-line connection, first/end luminaire, basic version | 568 | 39 | 75 |  | 50000/L80B10 | 3 | 1110 | 12.7 | 87 | 80+ | 3000 | 183.266
| DM1126115 | Decor S LED1x1750 H308 T830 DPRZ LT80 LO4 DALI 1LIN L | DALI-dimmable, I, IP40, IK05, UGR≤19, matt micro-prismatic polycarbonate diffuser, slim light grey aluminium body, for in-line connection, first/end luminaire, basic version | 568 | 39 | 75 |  | 50000/L80B10 | 3 | 1665 | 19.1 | 87 | 80+ | 3000 | 185.717
| DM1126116 | Decor S LED1x800 H309 T830 DPRZ LT80 LO1 DALI 1LIN L | DALI-dimmable, I, IP40, IK05, UGR≤16, matt micro-prismatic polycarbonate diffuser, slim light grey aluminium body, for in-line connection, first/end luminaire, basic version | 708 | 39 | 75 |  | 50000/L80B10 | 3 | 740 | 7.6 | 97 | 80+ | 3000 | 203.906
| DM1126117 | Decor S LED1x1100 H310 T830 DPRZ LT80 LO2 DALI 1LIN L | DALI-dimmable, I, IP40, IK05, UGR≤19, matt micro-prismatic polycarbonate diffuser, slim light grey aluminium body, for in-line connection, first/end luminaire, basic version | 708 | 39 | 75 |  | 50000/L80B10 | 3 | 1010 | 10.8 | 94 | 80+ | 3000 | 203.906
| DM1126118 | Decor S LED1x1500 H311 T830 DPRZ LT80 LO3 DALI 1LIN L | DALI-dimmable, I, IP40, IK05, UGR≤19, matt micro-prismatic polycarbonate diffuser, slim light grey aluminium body, for in-line connection, first/end luminaire, basic version | 708 | 39 | 75 |  | 50000/L80B10 | 3 | 1388 | 15.9 | 87 | 80+ | 3000 | 203.906
| DM1126119 | Decor S LED1x2200 H312 T830 DPRZ LT80 LO4 DALI 1LIN L | DALI-dimmable, I, IP40, IK05, UGR≤19, matt micro-prismatic polycarbonate diffuser, slim light grey aluminium body, for in-line connection, first/end luminaire, basic version | 708 | 39 | 75 |  | 50000/L80B10 | 3 | 2082 | 23.9 | 87 | 80+ | 3000 | 207.303
| DM1126120 | Decor S LED1x950 H313 T830 DPRZ LT80 LO1 DALI 1LIN L | DALI-dimmable, I, IP40, IK05, UGR≤16, matt micro-prismatic polycarbonate diffuser, slim light grey aluminium body, for in-line connection, first/end luminaire, basic version | 848 | 39 | 75 |  | 50000/L80B10 | 3 | 931 | 9.1 | 102 | 80+ | 3000 | 223.858
| DM1126121 | Decor S LED1x1300 H314 T830 DPRZ LT80 LO2 DALI 1LIN L | DALI-dimmable, I, IP40, IK05, UGR≤19, matt micro-prismatic polycarbonate diffuser, slim light grey aluminium body, for in-line connection, first/end luminaire, basic version | 848 | 39 | 75 |  | 50000/L80B10 | 3 | 1268 | 13 | 98 | 80+ | 3000 | 223.858
| DM1126122 | Decor S LED1x1750 H315 T830 DPRZ LT80 LO3 DALI 1LIN L | DALI-dimmable, I, IP40, IK05, UGR≤19, matt micro-prismatic polycarbonate diffuser, slim light grey aluminium body, for in-line connection, first/end luminaire, basic version | 848 | 39 | 75 |  | 50000/L80B10 | 3 | 1743 | 19.1 | 91 | 80+ | 3000 | 223.858
| DM1126123 | Decor S LED1x2650 H316 T830 DPRZ LT80 LO4 DALI 1LIN L | DALI-dimmable, I, IP40, IK05, UGR≤19, matt micro-prismatic polycarbonate diffuser, slim light grey aluminium body, for in-line connection, first/end luminaire, basic version | 848 | 39 | 75 |  | 50000/L80B10 | 3 | 2615 | 28.7 | 91 | 80+ | 3000 | 227.255
| DM1126124 | Decor S LED1x1100 H317 T830 DPRZ LT80 LO1 DALI 1LIN L | DALI-dimmable, I, IP40, IK05, UGR≤16, matt micro-prismatic polycarbonate diffuser, slim light grey aluminium body, for in-line connection, first/end luminaire, basic version | 988 | 39 | 75 |  | 50000/L80B10 | 3 | 1037 | 10.6 | 98 | 80+ | 3000 | 245.659
| DM1126125 | Decor S LED1x1500 H318 T830 DPRZ LT80 LO2 DALI 1LIN L | DALI-dimmable, I, IP40, IK05, UGR≤19, matt micro-prismatic polycarbonate diffuser, slim light grey aluminium body, for in-line connection, first/end luminaire, basic version | 988 | 39 | 75 |  | 50000/L80B10 | 3 | 1413 | 15.1 | 94 | 80+ | 3000 | 245.659
| DM1126126 | Decor S LED1x2050 H319 T830 DPRZ LT80 LO3 DALI 1LIN L | DALI-dimmable, I, IP40, IK05, UGR≤19, matt micro-prismatic polycarbonate diffuser, slim light grey aluminium body, for in-line connection, first/end luminaire, basic version | 988 | 39 | 75 |  | 50000/L80B10 | 3 | 1943 | 22.2 | 88 | 80+ | 3000 | 245.659
| DM1126127 | Decor S LED1x1250 H320 T830 DPRZ LT80 LO1 DALI 1LIN L | DALI-dimmable, I, IP40, IK05, UGR≤16, matt micro-prismatic polycarbonate diffuser, slim light grey aluminium body, for in-line connection, first/end luminaire, basic version | 1128 | 39 | 75 |  | 50000/L80B10 | 3 | 1185 | 12.1 | 98 | 80+ | 3000 | 248.153
| DM1126128 | Decor S LED1x1700 H321 T830 DPRZ LT80 LO2 DALI 1LIN L | DALI-dimmable, I, IP40, IK05, UGR≤19, matt micro-prismatic polycarbonate diffuser, slim light grey aluminium body, for in-line connection, first/end luminaire, basic version | 1128 | 39 | 75 |  | 50000/L80B10 | 3 | 1615 | 17.3 | 93 | 80+ | 3000 | 248.153
| DM1126129 | Decor S LED1x2350 H322 T830 DPRZ LT80 LO3 DALI 1LIN L | DALI-dimmable, I, IP40, IK05, UGR≤19, matt micro-prismatic polycarbonate diffuser, slim light grey aluminium body, for in-line connection, first/end luminaire, basic version | 1128 | 39 | 75 |  | 50000/L80B10 | 3 | 2220 | 25.4 | 87 | 80+ | 3000 | 249.056
| DM1126130 | Decor S LED1x3500 H323 T830 DPRZ LT80 LO4 DALI 1LIN L | DALI-dimmable, I, IP40, IK05, UGR≤19, matt micro-prismatic polycarbonate diffuser, slim light grey aluminium body, for in-line connection, first/end luminaire, basic version | 1128 | 39 | 75 |  | 50000/L80B10 | 3 | 3331 | 38.2 | 87 | 80+ | 3000 | 261.999
| DM1126131 | Decor S LED1x1400 H324 T830 DPRZ LT80 LO1 DALI 1LIN L | DALI-dimmable, I, IP40, IK05, UGR≤16, matt micro-prismatic polycarbonate diffuser, slim light grey aluminium body, for in-line connection, first/end luminaire, basic version | 1268 | 39 | 75 |  | 50000/L80B10 | 3 | 1333 | 13.7 | 97 | 80+ | 3000 | 274.942
| DM1126132 | Decor S LED1x1950 H325 T830 DPRZ LT80 LO2 DALI 1LIN L | DALI-dimmable, I, IP40, IK05, UGR≤19, matt micro-prismatic polycarbonate diffuser, slim light grey aluminium body, for in-line connection, first/end luminaire, basic version | 1268 | 39 | 75 |  | 50000/L80B10 | 3 | 1817 | 19.5 | 93 | 80+ | 3000 | 274.942
| DM1126133 | Decor S LED1x2650 H326 T830 DPRZ LT80 LO3 DALI 1LIN L | DALI-dimmable, I, IP40, IK05, UGR≤19, matt micro-prismatic polycarbonate diffuser, slim light grey aluminium body, for in-line connection, first/end luminaire, basic version | 1268 | 39 | 75 |  | 50000/L80B10 | 3 | 2498 | 28.6 | 87 | 80+ | 3000 | 274.942
| DM1126134 | Decor S LED1x1600 H327 T830 DPRZ LT80 LO1 DALI 1LIN L | DALI-dimmable, I, IP40, IK05, UGR≤16, matt micro-prismatic polycarbonate diffuser, slim light grey aluminium body, for in-line connection, first/end luminaire, basic version | 1408 | 39 | 75 |  | 50000/L80B10 | 3 | 1482 | 15.2 | 98 | 80+ | 3000 | 288.1
| DM1126135 | Decor S LED1x2150 H328 T830 DPRZ LT80 LO2 DALI 1LIN L | DALI-dimmable, I, IP40, IK05, UGR≤19, matt micro-prismatic polycarbonate diffuser, slim light grey aluminium body, for in-line connection, first/end luminaire, basic version | 1408 | 39 | 75 |  | 50000/L80B10 | 3 | 2018 | 21.7 | 93 | 80+ | 3000 | 288.1
| DM1126136 | Decor S LED1x2950 H329 T830 DPRZ LT80 LO3 DALI 1LIN L | DALI-dimmable, I, IP40, IK05, UGR≤19, matt micro-prismatic polycarbonate diffuser, slim light grey aluminium body, for in-line connection, first/end luminaire, basic version | 1408 | 39 | 75 |  | 50000/L80B10 | 3 | 2775 | 31.8 | 87 | 80+ | 3000 | 292.4
| DM1126137 | Decor S LED1x4400 H330 T830 DPRZ LT80 LO4 DALI 1LIN L | DALI-dimmable, I, IP40, IK05, UGR≤19, matt micro-prismatic polycarbonate diffuser, slim light grey aluminium body, for in-line connection, first/end luminaire, basic version | 1408 | 39 | 75 |  | 50000/L80B10 | 3 | 4163 | 47.8 | 87 | 80+ | 3000 | 298.549
| DM1126138 | Decor S LED1x1900 H331 T830 DPRZ LT80 LO1 DALI 1LIN L | DALI-dimmable, I, IP40, IK05, UGR≤16, matt micro-prismatic polycarbonate diffuser, slim light grey aluminium body, for in-line connection, first/end luminaire, basic version | 1688 | 39 | 75 |  | 50000/L80B10 | 3 | 1778 | 18.2 | 98 | 80+ | 3000 | 320.995
| DM1126139 | Decor S LED1x2550 H332 T830 DPRZ LT80 LO2 DALI 1LIN L | DALI-dimmable, I, IP40, IK05, UGR≤19, matt micro-prismatic polycarbonate diffuser, slim light grey aluminium body, for in-line connection, first/end luminaire, basic version | 1688 | 39 | 75 |  | 50000/L80B10 | 3 | 2422 | 26.1 | 93 | 80+ | 3000 | 320.995
| DM1126140 | Decor S LED1x3500 H333 T830 DPRZ LT80 LO3 DALI 1LIN L | DALI-dimmable, I, IP40, IK05, UGR≤19, matt micro-prismatic polycarbonate diffuser, slim light grey aluminium body, for in-line connection, first/end luminaire, basic version | 1688 | 39 | 75 |  | 50000/L80B10 | 3 | 3330 | 38.2 | 87 | 80+ | 3000 | 325.338
| DM1126141 | Decor S LED1x5250 H334 T830 DPRZ LT80 LO4 DALI 1LIN L | DALI-dimmable, I, IP40, IK05, UGR≤19, matt micro-prismatic polycarbonate diffuser, slim light grey aluminium body, for in-line connection, first/end luminaire, basic version | 1688 | 39 | 75 |  | 50000/L80B10 | 3 | 4995 | 57.3 | 87 | 80+ | 3000 | 337.593
| DM1126142 | Decor S LED1x2200 H335 T830 DPRZ LT80 LO1 DALI 1LIN L | DALI-dimmable, I, IP40, IK05, UGR≤16, matt micro-prismatic polycarbonate diffuser, slim light grey aluminium body, for in-line connection, first/end luminaire, basic version | 1968 | 39 | 75 |  | 50000/L80B10 | 3 | 2074 | 21.2 | 98 | 80+ | 3000 | 338.281
| DM1126143 | Decor S LED1x3000 H336 T830 DPRZ LT80 LO2 DALI 1LIN L | DALI-dimmable, I, IP40, IK05, UGR≤19, matt micro-prismatic polycarbonate diffuser, slim light grey aluminium body, for in-line connection, first/end luminaire, basic version | 1968 | 39 | 75 |  | 50000/L80B10 | 3 | 2826 | 30.3 | 93 | 80+ | 3000 | 338.281
| DM1126144 | Decor S LED1x4100 H337 T830 DPRZ LT80 LO3 DALI 1LIN L | DALI-dimmable, I, IP40, IK05, UGR≤19, matt micro-prismatic polycarbonate diffuser, slim light grey aluminium body, for in-line connection, first/end luminaire, basic version | 1968 | 39 | 75 |  | 50000/L80B10 | 3 | 3885 | 44.6 | 87 | 80+ | 3000 | 342.581
| DM1126145 | Decor S LED1x4400 H338 T830 DPRZ LT80 LO4 DALI 1LIN | DALI-dimmable, I, IP40, IK05, UGR≤19, matt micro-prismatic polycarbonate diffuser, slim light grey aluminium body, for in-line connection, first/end luminaire, basic version | 2108 | 39 | 75 |  | 50000/L80B10 | 3 | 4163 | 47.8 | 87 | 80+ | 3000 | 398.18
| DM1126146 | Decor S LED1x2500 H339 T830 DPRZ LT80 LO1 DALI 1LIN L | DALI-dimmable, I, IP40, IK05, UGR≤16, matt micro-prismatic polycarbonate diffuser, slim light grey aluminium body, for in-line connection, first/end luminaire, basic version | 2248 | 39 | 75 |  | 50000/L80B10 | 3 | 2370 | 24.3 | 98 | 80+ | 3000 | 395.428
| DM1126147 | Decor S LED1x3400 H340 T830 DPRZ LT80 LO2 DALI 1LIN L | DALI-dimmable, I, IP40, IK05, UGR≤19, matt micro-prismatic polycarbonate diffuser, slim light grey aluminium body, for in-line connection, first/end luminaire, basic version | 2248 | 39 | 75 |  | 50000/L80B10 | 3 | 3230 | 34.7 | 93 | 80+ | 3000 | 395.428
| DM1126148 | Decor S LED1x4650 H341 T830 DPRZ LT80 LO3 DALI 1LIN L | DALI-dimmable, I, IP40, IK05, UGR≤19, matt micro-prismatic polycarbonate diffuser, slim light grey aluminium body, for in-line connection, first/end luminaire, basic version | 2248 | 39 | 75 |  | 50000/L80B10 | 3 | 4440 | 50.9 | 87 | 80+ | 3000 | 399.986
| DM1126149 | Decor S LED1x2800 H343 T830 DPRZ LT80 LO1 DALI 1LIN L | DALI-dimmable, I, IP40, IK05, UGR≤16, matt micro-prismatic polycarbonate diffuser, slim light grey aluminium body, for in-line connection, first/end luminaire, basic version | 2528 | 39 | 75 |  | 50000/L80B10 | 3 | 2667 | 27.3 | 98 | 80+ | 3000 | 457.176
| DM1126150 | Decor S LED1x3850 H344 T830 DPRZ LT80 LO2 DALI 1LIN L | DALI-dimmable, I, IP40, IK05, UGR≤19, matt micro-prismatic polycarbonate diffuser, slim light grey aluminium body, for in-line connection, first/end luminaire, basic version | 2528 | 39 | 75 |  | 50000/L80B10 | 3 | 3634 | 39 | 93 | 80+ | 3000 | 457.176
| DM1126151 | Decor S LED1x5250 H345 T830 DPRZ LT80 LO3 DALI 1LIN L | DALI-dimmable, I, IP40, IK05, UGR≤19, matt micro-prismatic polycarbonate diffuser, slim light grey aluminium body, for in-line connection, first/end luminaire, basic version | 2528 | 39 | 75 |  | 50000/L80B10 | 3 | 4995 | 57.3 | 87 | 80+ | 3000 | 462.422
| DM1126152 | Decor S LED1x3300 H347 T830 DPRZ LT80 LO1 DALI 1LIN L | DALI-dimmable, I, IP40, IK05, UGR≤16, matt micro-prismatic polycarbonate diffuser, slim light grey aluminium body, for in-line connection, first/end luminaire, basic version | 2948 | 39 | 75 |  | 50000/L80B10 | 3 | 3111 | 31.9 | 98 | 80+ | 3000 | 478.762
| DM1126153 | Decor S LED1x4450 H348 T830 DPRZ LT80 LO2 DALI 1LIN L | DALI-dimmable, I, IP40, IK05, UGR≤19, matt micro-prismatic polycarbonate diffuser, slim light grey aluminium body, for in-line connection, first/end luminaire, basic version | 2948 | 39 | 75 |  | 50000/L80B10 | 3 | 4239 | 45.5 | 93 | 80+ | 3000 | 478.762
| DM1126154 | Decor S LED1x6150 H349 T830 DPRZ LT80 LO3 DALI 1LIN L | DALI-dimmable, I, IP40, IK05, UGR≤19, matt micro-prismatic polycarbonate diffuser, slim light grey aluminium body, for in-line connection, first/end luminaire, basic version | 2948 | 39 | 75 |  | 50000/L80B10 | 3 | 5828 | 66.9 | 87 | 80+ | 3000 | 483.965
| DM1126155 | Decor S LED1x650 H305 T840 DPRZ LT80 LO1 DALI 1LIN L | DALI-dimmable, I, IP40, IK05, UGR≤16, matt micro-prismatic polycarbonate diffuser, slim light grey aluminium body, for in-line connection, first/end luminaire, basic version | 568 | 39 | 75 |  | 50000/L80B10 | 3 | 620 | 6.1 | 102 | 80+ | 4000 | 183.266
| DM1126156 | Decor S LED1x850 H306 T840 DPRZ LT80 LO2 DALI 1LIN L | DALI-dimmable, I, IP40, IK05, UGR≤19, matt micro-prismatic polycarbonate diffuser, slim light grey aluminium body, for in-line connection, first/end luminaire, basic version | 568 | 39 | 75 |  | 50000/L80B10 | 3 | 845 | 8.7 | 97 | 80+ | 4000 | 183.266
| DM1126157 | Decor S LED1x1200 H307 T840 DPRZ LT80 LO3 DALI 1LIN L | DALI-dimmable, I, IP40, IK05, UGR≤19, matt micro-prismatic polycarbonate diffuser, slim light grey aluminium body, for in-line connection, first/end luminaire, basic version | 568 | 39 | 75 |  | 50000/L80B10 | 3 | 1162 | 12.7 | 91 | 80+ | 4000 | 183.266
| DM1126158 | Decor S LED1x1750 H308 T840 DPRZ LT80 LO4 DALI 1LIN L | DALI-dimmable, I, IP40, IK05, UGR≤19, matt micro-prismatic polycarbonate diffuser, slim light grey aluminium body, for in-line connection, first/end luminaire, basic version | 568 | 39 | 75 |  | 50000/L80B10 | 3 | 1743 | 19.1 | 91 | 80+ | 4000 | 185.717
| DM1126159 | Decor S LED1x800 H309 T840 DPRZ LT80 LO1 DALI 1LIN L | DALI-dimmable, I, IP40, IK05, UGR≤16, matt micro-prismatic polycarbonate diffuser, slim light grey aluminium body, for in-line connection, first/end luminaire, basic version | 708 | 39 | 75 |  | 50000/L80B10 | 3 | 775 | 7.6 | 102 | 80+ | 4000 | 203.906
| DM1126160 | Decor S LED1x1100 H310 T840 DPRZ LT80 LO2 DALI 1LIN L | DALI-dimmable, I, IP40, IK05, UGR≤19, matt micro-prismatic polycarbonate diffuser, slim light grey aluminium body, for in-line connection, first/end luminaire, basic version | 708 | 39 | 75 |  | 50000/L80B10 | 3 | 1057 | 10.8 | 98 | 80+ | 4000 | 203.906
| DM1126161 | Decor S LED1x1500 H311 T840 DPRZ LT80 LO3 DALI 1LIN L | DALI-dimmable, I, IP40, IK05, UGR≤19, matt micro-prismatic polycarbonate diffuser, slim light grey aluminium body, for in-line connection, first/end luminaire, basic version | 708 | 39 | 75 |  | 50000/L80B10 | 3 | 1453 | 15.9 | 91 | 80+ | 4000 | 203.906
| DM1126162 | Decor S LED1x2200 H312 T840 DPRZ LT80 LO4 DALI 1LIN L | DALI-dimmable, I, IP40, IK05, UGR≤19, matt micro-prismatic polycarbonate diffuser, slim light grey aluminium body, for in-line connection, first/end luminaire, basic version | 708 | 39 | 75 |  | 50000/L80B10 | 3 | 2179 | 23.9 | 91 | 80+ | 4000 | 207.303
| DM1126163 | Decor S LED1x950 H313 T840 DPRZ LT80 LO1 DALI 1LIN L | DALI-dimmable, I, IP40, IK05, UGR≤16, matt micro-prismatic polycarbonate diffuser, slim light grey aluminium body, for in-line connection, first/end luminaire, basic version | 848 | 39 | 75 |  | 50000/L80B10 | 3 | 931 | 9.1 | 102 | 80+ | 4000 | 223.858
| DM1126164 | Decor S LED1x1300 H314 T840 DPRZ LT80 LO2 DALI 1LIN L | DALI-dimmable, I, IP40, IK05, UGR≤19, matt micro-prismatic polycarbonate diffuser, slim light grey aluminium body, for in-line connection, first/end luminaire, basic version | 848 | 39 | 75 |  | 50000/L80B10 | 3 | 1268 | 13 | 98 | 80+ | 4000 | 223.858
| DM1126165 | Decor S LED1x1750 H315 T840 DPRZ LT80 LO3 DALI 1LIN L | DALI-dimmable, I, IP40, IK05, UGR≤19, matt micro-prismatic polycarbonate diffuser, slim light grey aluminium body, for in-line connection, first/end luminaire, basic version | 848 | 39 | 75 |  | 50000/L80B10 | 3 | 1743 | 19.1 | 91 | 80+ | 4000 | 223.858
| DM1126166 | Decor S LED1x2650 H316 T840 DPRZ LT80 LO4 DALI 1LIN L | DALI-dimmable, I, IP40, IK05, UGR≤19, matt micro-prismatic polycarbonate diffuser, slim light grey aluminium body, for in-line connection, first/end luminaire, basic version | 848 | 39 | 75 |  | 50000/L80B10 | 3 | 2615 | 28.7 | 91 | 80+ | 4000 | 227.255
| DM1126167 | Decor S LED1x1100 H317 T840 DPRZ LT80 LO1 DALI 1LIN L | DALI-dimmable, I, IP40, IK05, UGR≤16, matt micro-prismatic polycarbonate diffuser, slim light grey aluminium body, for in-line connection, first/end luminaire, basic version | 988 | 39 | 75 |  | 50000/L80B10 | 3 | 1086 | 10.6 | 102 | 80+ | 4000 | 245.659
| DM1126168 | Decor S LED1x1500 H318 T840 DPRZ LT80 LO2 DALI 1LIN L | DALI-dimmable, I, IP40, IK05, UGR≤19, matt micro-prismatic polycarbonate diffuser, slim light grey aluminium body, for in-line connection, first/end luminaire, basic version | 988 | 39 | 75 |  | 50000/L80B10 | 3 | 1480 | 15.1 | 98 | 80+ | 4000 | 245.659
| DM1126169 | Decor S LED1x2050 H319 T840 DPRZ LT80 LO3 DALI 1LIN L | DALI-dimmable, I, IP40, IK05, UGR≤19, matt micro-prismatic polycarbonate diffuser, slim light grey aluminium body, for in-line connection, first/end luminaire, basic version | 988 | 39 | 75 |  | 50000/L80B10 | 3 | 2034 | 22.2 | 92 | 80+ | 4000 | 245.659
| DM1126170 | Decor S LED1x1250 H320 T840 DPRZ LT80 LO1 DALI 1LIN L | DALI-dimmable, I, IP40, IK05, UGR≤16, matt micro-prismatic polycarbonate diffuser, slim light grey aluminium body, for in-line connection, first/end luminaire, basic version | 1128 | 39 | 75 |  | 50000/L80B10 | 3 | 1241 | 12.1 | 103 | 80+ | 4000 | 248.153
| DM1126171 | Decor S LED1x1700 H321 T840 DPRZ LT80 LO2 DALI 1LIN L | DALI-dimmable, I, IP40, IK05, UGR≤19, matt micro-prismatic polycarbonate diffuser, slim light grey aluminium body, for in-line connection, first/end luminaire, basic version | 1128 | 39 | 75 |  | 50000/L80B10 | 3 | 1691 | 17.3 | 98 | 80+ | 4000 | 248.153
| DM1126172 | Decor S LED1x2350 H322 T840 DPRZ LT80 LO3 DALI 1LIN L | DALI-dimmable, I, IP40, IK05, UGR≤19, matt micro-prismatic polycarbonate diffuser, slim light grey aluminium body, for in-line connection, first/end luminaire, basic version | 1128 | 39 | 75 |  | 50000/L80B10 | 3 | 2324 | 25.4 | 91 | 80+ | 4000 | 249.056
| DM1126173 | Decor S LED1x3500 H323 T840 DPRZ LT80 LO4 DALI 1LIN L | DALI-dimmable, I, IP40, IK05, UGR≤19, matt micro-prismatic polycarbonate diffuser, slim light grey aluminium body, for in-line connection, first/end luminaire, basic version | 1128 | 39 | 75 |  | 50000/L80B10 | 3 | 3487 | 38.2 | 91 | 80+ | 4000 | 261.999
| DM1126174 | Decor S LED1x1400 H324 T840 DPRZ LT80 LO1 DALI 1LIN L | DALI-dimmable, I, IP40, IK05, UGR≤16, matt micro-prismatic polycarbonate diffuser, slim light grey aluminium body, for in-line connection, first/end luminaire, basic version | 1268 | 39 | 75 |  | 50000/L80B10 | 3 | 1396 | 13.7 | 102 | 80+ | 4000 | 274.942
| DM1126175 | Decor S LED1x1950 H325 T840 DPRZ LT80 LO2 DALI 1LIN L | DALI-dimmable, I, IP40, IK05, UGR≤19, matt micro-prismatic polycarbonate diffuser, slim light grey aluminium body, for in-line connection, first/end luminaire, basic version | 1268 | 39 | 75 |  | 50000/L80B10 | 3 | 1902 | 19.5 | 98 | 80+ | 4000 | 274.942
| DM1126176 | Decor S LED1x2650 H326 T840 DPRZ LT80 LO3 DALI 1LIN L | DALI-dimmable, I, IP40, IK05, UGR≤19, matt micro-prismatic polycarbonate diffuser, slim light grey aluminium body, for in-line connection, first/end luminaire, basic version | 1268 | 39 | 75 |  | 50000/L80B10 | 3 | 2615 | 28.6 | 91 | 80+ | 4000 | 274.942
| DM1126177 | Decor S LED1x1600 H327 T840 DPRZ LT80 LO1 DALI 1LIN L | DALI-dimmable, I, IP40, IK05, UGR≤16, matt micro-prismatic polycarbonate diffuser, slim light grey aluminium body, for in-line connection, first/end luminaire, basic version | 1408 | 39 | 75 |  | 50000/L80B10 | 3 | 1551 | 15.2 | 102 | 80+ | 4000 | 288.1
| DM1126178 | Decor S LED1x2150 H328 T840 DPRZ LT80 LO2 DALI 1LIN L | DALI-dimmable, I, IP40, IK05, UGR≤19, matt micro-prismatic polycarbonate diffuser, slim light grey aluminium body, for in-line connection, first/end luminaire, basic version | 1408 | 39 | 75 |  | 50000/L80B10 | 3 | 2114 | 21.6 | 98 | 80+ | 4000 | 288.1
| DM1126179 | Decor S LED1x2950 H329 T840 DPRZ LT80 LO3 DALI 1LIN L | DALI-dimmable, I, IP40, IK05, UGR≤19, matt micro-prismatic polycarbonate diffuser, slim light grey aluminium body, for in-line connection, first/end luminaire, basic version | 1408 | 39 | 75 |  | 50000/L80B10 | 3 | 2905 | 31.7 | 92 | 80+ | 4000 | 292.4
| DM1126180 | Decor S LED1x4400 H330 T840 DPRZ LT80 LO4 DALI 1LIN L | DALI-dimmable, I, IP40, IK05, UGR≤19, matt micro-prismatic polycarbonate diffuser, slim light grey aluminium body, for in-line connection, first/end luminaire, basic version | 1408 | 39 | 75 |  | 50000/L80B10 | 3 | 4358 | 47.8 | 91 | 80+ | 4000 | 298.549
| DM1126181 | Decor S LED1x1900 H331 T840 DPRZ LT80 LO1 DALI 1LIN L | DALI-dimmable, I, IP40, IK05, UGR≤16, matt micro-prismatic polycarbonate diffuser, slim light grey aluminium body, for in-line connection, first/end luminaire, basic version | 1688 | 39 | 75 |  | 50000/L80B10 | 3 | 1861 | 18.2 | 102 | 80+ | 4000 | 320.995
| DM1126182 | Decor S LED1x2550 H332 T840 DPRZ LT80 LO2 DALI 1LIN L | DALI-dimmable, I, IP40, IK05, UGR≤19, matt micro-prismatic polycarbonate diffuser, slim light grey aluminium body, for in-line connection, first/end luminaire, basic version | 1688 | 39 | 75 |  | 50000/L80B10 | 3 | 2536 | 26.1 | 97 | 80+ | 4000 | 320.995
| DM1126183 | Decor S LED1x3500 H333 T840 DPRZ LT80 LO3 DALI 1LIN L | DALI-dimmable, I, IP40, IK05, UGR≤19, matt micro-prismatic polycarbonate diffuser, slim light grey aluminium body, for in-line connection, first/end luminaire, basic version | 1688 | 39 | 75 |  | 50000/L80B10 | 3 | 3487 | 38.2 | 91 | 80+ | 4000 | 325.338
| DM1126184 | Decor S LED1x5250 H334 T840 DPRZ LT80 LO4 DALI 1LIN L | DALI-dimmable, I, IP40, IK05, UGR≤19, matt micro-prismatic polycarbonate diffuser, slim light grey aluminium body, for in-line connection, first/end luminaire, basic version | 1688 | 39 | 75 |  | 50000/L80B10 | 3 | 5230 | 57.3 | 91 | 80+ | 4000 | 337.593
| DM1126185 | Decor S LED1x2200 H335 T840 DPRZ LT80 LO1 DALI 1LIN L | DALI-dimmable, I, IP40, IK05, UGR≤16, matt micro-prismatic polycarbonate diffuser, slim light grey aluminium body, for in-line connection, first/end luminaire, basic version | 1968 | 39 | 75 |  | 50000/L80B10 | 3 | 2172 | 21.2 | 102 | 80+ | 4000 | 338.281
| DM1126186 | Decor S LED1x3000 H336 T840 DPRZ LT80 LO2 DALI 1LIN L | DALI-dimmable, I, IP40, IK05, UGR≤19, matt micro-prismatic polycarbonate diffuser, slim light grey aluminium body, for in-line connection, first/end luminaire, basic version | 1968 | 39 | 75 |  | 50000/L80B10 | 3 | 2959 | 30.3 | 98 | 80+ | 4000 | 338.281
| DM1126187 | Decor S LED1x4100 H337 T840 DPRZ LT80 LO3 DALI 1LIN L | DALI-dimmable, I, IP40, IK05, UGR≤19, matt micro-prismatic polycarbonate diffuser, slim light grey aluminium body, for in-line connection, first/end luminaire, basic version | 1968 | 39 | 75 |  | 50000/L80B10 | 3 | 4067 | 44.6 | 91 | 80+ | 4000 | 342.581
| DM1126188 | Decor S LED1x4400 H338 T840 DPRZ LT80 LO4 DALI 1LIN L | DALI-dimmable, I, IP40, IK05, UGR≤19, matt micro-prismatic polycarbonate diffuser, slim light grey aluminium body, for in-line connection, first/end luminaire, basic version | 2108 | 39 | 75 |  | 50000/L80B10 | 3 | 4358 | 47.8 | 91 | 80+ | 4000 | 398.18
| DM1126189 | Decor S LED1x2500 H339 T840 DPRZ LT80 LO1 DALI 1LIN L | DALI-dimmable, I, IP40, IK05, UGR≤16, matt micro-prismatic polycarbonate diffuser, slim light grey aluminium body, for in-line connection, first/end luminaire, basic version | 2248 | 39 | 75 |  | 50000/L80B10 | 3 | 2481 | 24.3 | 102 | 80+ | 4000 | 395.428
| DM1126190 | Decor S LED1x3400 H340 T840 DPRZ LT80 LO2 DALI 1LIN L | DALI-dimmable, I, IP40, IK05, UGR≤19, matt micro-prismatic polycarbonate diffuser, slim light grey aluminium body, for in-line connection, first/end luminaire, basic version | 2248 | 39 | 75 |  | 50000/L80B10 | 3 | 3382 | 34.7 | 97 | 80+ | 4000 | 395.428
| DM1126191 | Decor S LED1x4650 H341 T840 DPRZ LT80 LO3 DALI 1LIN L | DALI-dimmable, I, IP40, IK05, UGR≤19, matt micro-prismatic polycarbonate diffuser, slim light grey aluminium body, for in-line connection, first/end luminaire, basic version | 2248 | 39 | 75 |  | 50000/L80B10 | 3 | 4649 | 50.9 | 91 | 80+ | 4000 | 399.986
| DM1126192 | Decor S LED1x2800 H343 T840 DPRZ LT80 LO1 DALI 1LIN L | DALI-dimmable, I, IP40, IK05, UGR≤16, matt micro-prismatic polycarbonate diffuser, slim light grey aluminium body, for in-line connection, first/end luminaire, basic version | 2528 | 39 | 75 |  | 50000/L80B10 | 3 | 2792 | 27.3 | 102 | 80+ | 4000 | 457.176
| DM1126193 | Decor S LED1x3850 H344 T840 DPRZ LT80 LO2 DALI 1LIN L | DALI-dimmable, I, IP40, IK05, UGR≤19, matt micro-prismatic polycarbonate diffuser, slim light grey aluminium body, for in-line connection, first/end luminaire, basic version | 2528 | 39 | 75 |  | 50000/L80B10 | 3 | 3805 | 39 | 98 | 80+ | 4000 | 457.176
| DM1126194 | Decor S LED1x5250 H345 T840 DPRZ LT80 LO3 DALI 1LIN L | DALI-dimmable, I, IP40, IK05, UGR≤19, matt micro-prismatic polycarbonate diffuser, slim light grey aluminium body, for in-line connection, first/end luminaire, basic version | 2528 | 39 | 75 |  | 50000/L80B10 | 3 | 5230 | 57.3 | 91 | 80+ | 4000 | 462.422
| DM1126195 | Decor S LED1x3300 H347 T840 DPRZ LT80 LO1 DALI 1LIN L | DALI-dimmable, I, IP40, IK05, UGR≤16, matt micro-prismatic polycarbonate diffuser, slim light grey aluminium body, for in-line connection, first/end luminaire, basic version | 2948 | 39 | 75 |  | 50000/L80B10 | 3 | 3257 | 31.9 | 102 | 80+ | 4000 | 478.762
| DM1126196 | Decor S LED1x4450 H348 T840 DPRZ LT80 LO2 DALI 1LIN L | DALI-dimmable, I, IP40, IK05, UGR≤19, matt micro-prismatic polycarbonate diffuser, slim light grey aluminium body, for in-line connection, first/end luminaire, basic version | 2948 | 39 | 75 |  | 50000/L80B10 | 3 | 4438 | 45.5 | 98 | 80+ | 4000 | 478.762
| DM1126197 | Decor S LED1x6150 H349 T840 DPRZ LT80 LO3 DALI 1LIN L | DALI-dimmable, I, IP40, IK05, UGR≤19, matt micro-prismatic polycarbonate diffuser, slim light grey aluminium body, for in-line connection, first/end luminaire, basic version | 2948 | 39 | 75 |  | 50000/L80B10 | 3 | 6101 | 66.9 | 91 | 80+ | 4000 | 483.965
| DM1126198 | Decor S LED1x700 H305 T830 OP LO1 DALI 1LIN LL | DALI-dimmable, I, IP40, IK05, opal polycarbonate diffuser, slim light grey aluminium body, for in-line connection, basic version | 563 | 39 | 75 |  | 50000/L80B10 | 3 | 641 | 6.1 | 105 | 80+ | 3000 | 177.977
| DM1126199 | Decor S LED1x950 H306 T830 OP LO2 DALI 1LIN LL | DALI-dimmable, I, IP40, IK05, opal polycarbonate diffuser, slim light grey aluminium body, for in-line connection, basic version | 563 | 39 | 75 |  | 50000/L80B10 | 3 | 874 | 8.7 | 100 | 80+ | 3000 | 177.977
| DM1126200 | Decor S LED1x1300 H307 T830 OP LO3 DALI 1LIN LL | DALI-dimmable, I, IP40, IK05, opal polycarbonate diffuser, slim light grey aluminium body, for in-line connection, basic version | 563 | 39 | 75 |  | 50000/L80B10 | 3 | 1201 | 12.7 | 95 | 80+ | 3000 | 177.977
| DM1126201 | Decor S LED1x1900 H308 T830 OP LO4 DALI 1LIN LL | DALI-dimmable, I, IP40, IK05, opal polycarbonate diffuser, slim light grey aluminium body, for in-line connection, basic version | 563 | 39 | 75 |  | 50000/L80B10 | 3 | 1802 | 19.1 | 94 | 80+ | 3000 | 179.611
| DM1126202 | Decor S LED1x850 H309 T830 OP LO1 DALI 1LIN LL | DALI-dimmable, I, IP40, IK05, opal polycarbonate diffuser, slim light grey aluminium body, for in-line connection, basic version | 703 | 39 | 75 |  | 50000/L80B10 | 3 | 801 | 7.6 | 105 | 80+ | 3000 | 197.069
| DM1126203 | Decor S LED1x1150 H310 T830 OP LO2 DALI 1LIN LL | DALI-dimmable, I, IP40, IK05, opal polycarbonate diffuser, slim light grey aluminium body, for in-line connection, basic version | 703 | 39 | 75 |  | 50000/L80B10 | 3 | 1092 | 10.8 | 101 | 80+ | 3000 | 197.069
| DM1126204 | Decor S LED1x1600 H311 T830 OP LO3 DALI 1LIN LL | DALI-dimmable, I, IP40, IK05, opal polycarbonate diffuser, slim light grey aluminium body, for in-line connection, basic version | 703 | 39 | 75 |  | 50000/L80B10 | 3 | 1502 | 15.9 | 94 | 80+ | 3000 | 197.757
| DM1126205 | Decor S LED1x2400 H312 T830 OP LO4 DALI 1LIN LL | DALI-dimmable, I, IP40, IK05, opal polycarbonate diffuser, slim light grey aluminium body, for in-line connection, basic version | 703 | 39 | 75 |  | 50000/L80B10 | 3 | 2252 | 23.9 | 94 | 80+ | 3000 | 200.466
| DM1126206 | Decor S LED1x1050 H313 T830 OP LO1 DALI 1LIN LL | DALI-dimmable, I, IP40, IK05, opal polycarbonate diffuser, slim light grey aluminium body, for in-line connection, basic version | 843 | 39 | 75 |  | 50000/L80B10 | 3 | 1007 | 9.1 | 111 | 80+ | 3000 | 216.118
| DM1126207 | Decor S LED1x1400 H314 T830 OP LO2 DALI 1LIN LL | DALI-dimmable, I, IP40, IK05, opal polycarbonate diffuser, slim light grey aluminium body, for in-line connection, basic version | 843 | 39 | 75 |  | 50000/L80B10 | 3 | 1372 | 13 | 106 | 80+ | 3000 | 216.118
| DM1126208 | Decor S LED1x1900 H315 T830 OP LO3 DALI 1LIN LL | DALI-dimmable, I, IP40, IK05, opal polycarbonate diffuser, slim light grey aluminium body, for in-line connection, basic version | 843 | 39 | 75 |  | 50000/L80B10 | 3 | 1886 | 19.1 | 99 | 80+ | 3000 | 216.118
| DM1126209 | Decor S LED1x2850 H316 T830 OP LO4 DALI 1LIN LL | DALI-dimmable, I, IP40, IK05, opal polycarbonate diffuser, slim light grey aluminium body, for in-line connection, basic version | 843 | 39 | 75 |  | 50000/L80B10 | 3 | 2829 | 28.7 | 99 | 80+ | 3000 | 219.558
| DM1126210 | Decor S LED1x1200 H317 T830 OP LO1 DALI 1LIN LL | DALI-dimmable, I, IP40, IK05, opal polycarbonate diffuser, slim light grey aluminium body, for in-line connection, basic version | 983 | 39 | 75 |  | 50000/L80B10 | 3 | 1122 | 10.6 | 106 | 80+ | 3000 | 236.801
| DM1126211 | Decor S LED1x1650 H318 T830 OP LO2 DALI 1LIN LL | DALI-dimmable, I, IP40, IK05, opal polycarbonate diffuser, slim light grey aluminium body, for in-line connection, basic version | 983 | 39 | 75 |  | 50000/L80B10 | 3 | 1529 | 15.1 | 101 | 80+ | 3000 | 236.801
| DM1126212 | Decor S LED1x2200 H319 T830 OP LO3 DALI 1LIN LL | DALI-dimmable, I, IP40, IK05, opal polycarbonate diffuser, slim light grey aluminium body, for in-line connection, basic version | 983 | 39 | 75 |  | 50000/L80B10 | 3 | 2102 | 22.2 | 95 | 80+ | 3000 | 236.801
| DM1126213 | Decor S LED1x1350 H320 T830 OP LO1 DALI 1LIN LL | DALI-dimmable, I, IP40, IK05, opal polycarbonate diffuser, slim light grey aluminium body, for in-line connection, basic version | 1123 | 39 | 75 |  | 50000/L80B10 | 3 | 1282 | 12.1 | 106 | 80+ | 3000 | 239.553
| DM1126214 | Decor S LED1x1850 H321 T830 OP LO2 DALI 1LIN LL | DALI-dimmable, I, IP40, IK05, opal polycarbonate diffuser, slim light grey aluminium body, for in-line connection, basic version | 1123 | 39 | 75 |  | 50000/L80B10 | 3 | 1748 | 17.3 | 101 | 80+ | 3000 | 239.553
| DM1126215 | Decor S LED1x2550 H322 T830 OP LO3 DALI 1LIN LL | DALI-dimmable, I, IP40, IK05, opal polycarbonate diffuser, slim light grey aluminium body, for in-line connection, basic version | 1123 | 39 | 75 |  | 50000/L80B10 | 3 | 2402 | 25.4 | 95 | 80+ | 3000 | 240.413
| DM1126216 | Decor S LED1x3800 H323 T830 OP LO4 DALI 1LIN LL | DALI-dimmable, I, IP40, IK05, opal polycarbonate diffuser, slim light grey aluminium body, for in-line connection, basic version | 1123 | 39 | 75 |  | 50000/L80B10 | 3 | 3604 | 38.2 | 94 | 80+ | 3000 | 253.356
| DM1126217 | Decor S LED1x1550 H324 T830 OP LO1 DALI 1LIN LL | DALI-dimmable, I, IP40, IK05, opal polycarbonate diffuser, slim light grey aluminium body, for in-line connection, basic version | 1263 | 39 | 75 |  | 50000/L80B10 | 3 | 1442 | 13.7 | 105 | 80+ | 3000 | 264.708
| DM1126218 | Decor S LED1x2100 H325 T830 OP LO2 DALI 1LIN LL | DALI-dimmable, I, IP40, IK05, opal polycarbonate diffuser, slim light grey aluminium body, for in-line connection, basic version | 1263 | 39 | 75 |  | 50000/L80B10 | 3 | 1966 | 19.5 | 101 | 80+ | 3000 | 264.708
| DM1126219 | Decor S LED1x2850 H326 T830 OP LO3 DALI 1LIN LL | DALI-dimmable, I, IP40, IK05, opal polycarbonate diffuser, slim light grey aluminium body, for in-line connection, basic version | 1263 | 39 | 75 |  | 50000/L80B10 | 3 | 2703 | 28.6 | 95 | 80+ | 3000 | 265.396
| DM1126220 | Decor S LED1x1700 H327 T830 OP LO1 DALI 1LIN LL | DALI-dimmable, I, IP40, IK05, opal polycarbonate diffuser, slim light grey aluminium body, for in-line connection, basic version | 1403 | 39 | 75 |  | 50000/L80B10 | 3 | 1603 | 15.2 | 105 | 80+ | 3000 | 277.694
| DM1126221 | Decor S LED1x2300 H328 T830 OP LO2 DALI 1LIN LL | DALI-dimmable, I, IP40, IK05, opal polycarbonate diffuser, slim light grey aluminium body, for in-line connection, basic version | 1403 | 39 | 75 |  | 50000/L80B10 | 3 | 2184 | 21.7 | 101 | 80+ | 3000 | 277.694
| DM1126222 | Decor S LED1x3150 H329 T830 OP LO3 DALI 1LIN LL | DALI-dimmable, I, IP40, IK05, opal polycarbonate diffuser, slim light grey aluminium body, for in-line connection, basic version | 1403 | 39 | 75 |  | 50000/L80B10 | 3 | 3002 | 31.8 | 94 | 80+ | 3000 | 281.951
| DM1126223 | Decor S LED1x4750 H330 T830 OP LO4 DALI 1LIN LL | DALI-dimmable, I, IP40, IK05, opal polycarbonate diffuser, slim light grey aluminium body, for in-line connection, basic version | 1403 | 39 | 75 |  | 50000/L80B10 | 3 | 4504 | 47.8 | 94 | 80+ | 3000 | 288.1
| DM1126224 | Decor S LED1x2050 H331 T830 OP LO1 DALI 1LIN LL | DALI-dimmable, I, IP40, IK05, opal polycarbonate diffuser, slim light grey aluminium body, for in-line connection, basic version | 1683 | 39 | 75 |  | 50000/L80B10 | 3 | 1923 | 18.2 | 106 | 80+ | 3000 | 308.74
| DM1126225 | Decor S LED1x2750 H332 T830 OP LO2 DALI 1LIN LL | DALI-dimmable, I, IP40, IK05, opal polycarbonate diffuser, slim light grey aluminium body, for in-line connection, basic version | 1683 | 39 | 75 |  | 50000/L80B10 | 3 | 2621 | 26.1 | 100 | 80+ | 3000 | 308.74
| DM1126226 | Decor S LED1x3800 H333 T830 OP LO3 DALI 1LIN LL | DALI-dimmable, I, IP40, IK05, opal polycarbonate diffuser, slim light grey aluminium body, for in-line connection, basic version | 1683 | 39 | 75 |  | 50000/L80B10 | 3 | 3603 | 38.2 | 94 | 80+ | 3000 | 313.298
| DM1126227 | Decor S LED1x5700 H334 T830 OP LO4 DALI 1LIN LL | DALI-dimmable, I, IP40, IK05, opal polycarbonate diffuser, slim light grey aluminium body, for in-line connection, basic version | 1683 | 39 | 75 |  | 50000/L80B10 | 3 | 5405 | 57.3 | 94 | 80+ | 3000 | 326.198
| DM1126228 | Decor S LED1x2350 H335 T830 OP LO1 DALI 1LIN LL | DALI-dimmable, I, IP40, IK05, opal polycarbonate diffuser, slim light grey aluminium body, for in-line connection, basic version | 1963 | 39 | 75 |  | 50000/L80B10 | 3 | 2244 | 21.2 | 106 | 80+ | 3000 | 325.338
| DM1126229 | Decor S LED1x3250 H336 T830 OP LO2 DALI 1LIN LL | DALI-dimmable, I, IP40, IK05, opal polycarbonate diffuser, slim light grey aluminium body, for in-line connection, basic version | 1963 | 39 | 75 |  | 50000/L80B10 | 3 | 3058 | 30.3 | 101 | 80+ | 3000 | 325.338
| DM1126230 | Decor S LED1x4450 H337 T830 OP LO3 DALI 1LIN LL | DALI-dimmable, I, IP40, IK05, opal polycarbonate diffuser, slim light grey aluminium body, for in-line connection, basic version | 1963 | 39 | 75 |  | 50000/L80B10 | 3 | 4204 | 44.6 | 94 | 80+ | 3000 | 329.638
| DM1126231 | Decor S LED1x4750 H338 T830 OP LO4 DALI 1LIN LL | DALI-dimmable, I, IP40, IK05, opal polycarbonate diffuser, slim light grey aluminium body, for in-line connection, basic version | 2103 | 39 | 75 |  | 50000/L80B10 | 3 | 4504 | 47.8 | 94 | 80+ | 3000 | 384.334
| DM1126232 | Decor S LED1x2700 H339 T830 OP LO1 DALI 1LIN LL | DALI-dimmable, I, IP40, IK05, opal polycarbonate diffuser, slim light grey aluminium body, for in-line connection, basic version | 2243 | 39 | 75 |  | 50000/L80B10 | 3 | 2565 | 24.3 | 106 | 80+ | 3000 | 380.894
| DM1126233 | Decor S LED1x3700 H340 T830 OP LO2 DALI 1LIN LL | DALI-dimmable, I, IP40, IK05, opal polycarbonate diffuser, slim light grey aluminium body, for in-line connection, basic version | 2243 | 39 | 75 |  | 50000/L80B10 | 3 | 3495 | 34.7 | 101 | 80+ | 3000 | 380.894
| DM1126234 | Decor S LED1x5050 H341 T830 OP LO3 DALI 1LIN LL | DALI-dimmable, I, IP40, IK05, opal polycarbonate diffuser, slim light grey aluminium body, for in-line connection, basic version | 2243 | 39 | 75 |  | 50000/L80B10 | 3 | 4804 | 50.9 | 94 | 80+ | 3000 | 385.237
| DM1126235 | Decor S LED1x3050 H343 T830 OP LO1 DALI 1LIN LL | DALI-dimmable, I, IP40, IK05, opal polycarbonate diffuser, slim light grey aluminium body, for in-line connection, basic version | 2523 | 39 | 75 |  | 50000/L80B10 | 3 | 2885 | 27.3 | 106 | 80+ | 3000 | 438.815
| DM1126236 | Decor S LED1x4150 H344 T830 OP LO2 DALI 1LIN LL | DALI-dimmable, I, IP40, IK05, opal polycarbonate diffuser, slim light grey aluminium body, for in-line connection, basic version | 2523 | 39 | 75 |  | 50000/L80B10 | 3 | 3932 | 39 | 101 | 80+ | 3000 | 438.815
| DM1126237 | Decor S LED1x5700 H345 T830 OP LO3 DALI 1LIN LL | DALI-dimmable, I, IP40, IK05, opal polycarbonate diffuser, slim light grey aluminium body, for in-line connection, basic version | 2523 | 39 | 75 |  | 50000/L80B10 | 3 | 5405 | 57.3 | 94 | 80+ | 3000 | 444.921
| DM1126238 | Decor S LED1x3550 H347 T830 OP LO1 DALI 1LIN LL | DALI-dimmable, I, IP40, IK05, opal polycarbonate diffuser, slim light grey aluminium body, for in-line connection, basic version | 2943 | 39 | 75 |  | 50000/L80B10 | 3 | 3366 | 31.9 | 106 | 80+ | 3000 | 460.573
| DM1126239 | Decor S LED1x4850 H348 T830 OP LO2 DALI 1LIN LL | DALI-dimmable, I, IP40, IK05, opal polycarbonate diffuser, slim light grey aluminium body, for in-line connection, basic version | 2943 | 39 | 75 |  | 50000/L80B10 | 3 | 4587 | 45.5 | 101 | 80+ | 3000 | 460.573
| DM1126240 | Decor S LED1x6650 H349 T830 OP LO3 DALI 1LIN LL | DALI-dimmable, I, IP40, IK05, opal polycarbonate diffuser, slim light grey aluminium body, for in-line connection, basic version | 2943 | 39 | 75 |  | 50000/L80B10 | 3 | 6305 | 66.9 | 94 | 80+ | 3000 | 466.722
| DM1126241 | Decor S LED1x700 H305 T840 OP LO1 DALI 1LIN LL | DALI-dimmable, I, IP40, IK05, opal polycarbonate diffuser, slim light grey aluminium body, for in-line connection, basic version | 563 | 39 | 75 |  | 50000/L80B10 | 3 | 671 | 6.1 | 110 | 80+ | 4000 | 177.977
| DM1126242 | Decor S LED1x950 H306 T840 OP LO2 DALI 1LIN LL | DALI-dimmable, I, IP40, IK05, opal polycarbonate diffuser, slim light grey aluminium body, for in-line connection, basic version | 563 | 39 | 75 |  | 50000/L80B10 | 3 | 915 | 8.7 | 105 | 80+ | 4000 | 177.977
| DM1126243 | Decor S LED1x1300 H307 T840 OP LO3 DALI 1LIN LL | DALI-dimmable, I, IP40, IK05, opal polycarbonate diffuser, slim light grey aluminium body, for in-line connection, basic version | 563 | 39 | 75 |  | 50000/L80B10 | 3 | 1257 | 12.7 | 99 | 80+ | 4000 | 177.977
| DM1126244 | Decor S LED1x1900 H308 T840 OP LO4 DALI 1LIN LL | DALI-dimmable, I, IP40, IK05, opal polycarbonate diffuser, slim light grey aluminium body, for in-line connection, basic version | 563 | 39 | 75 |  | 50000/L80B10 | 3 | 1886 | 19.1 | 99 | 80+ | 4000 | 179.611
| DM1126245 | Decor S LED1x850 H309 T840 OP LO1 DALI 1LIN LL | DALI-dimmable, I, IP40, IK05, opal polycarbonate diffuser, slim light grey aluminium body, for in-line connection, basic version | 703 | 39 | 75 |  | 50000/L80B10 | 3 | 839 | 7.6 | 110 | 80+ | 4000 | 197.069
| DM1126246 | Decor S LED1x1150 H310 T840 OP LO2 DALI 1LIN LL | DALI-dimmable, I, IP40, IK05, opal polycarbonate diffuser, slim light grey aluminium body, for in-line connection, basic version | 703 | 39 | 75 |  | 50000/L80B10 | 3 | 1143 | 10.8 | 106 | 80+ | 4000 | 197.069
| DM1126247 | Decor S LED1x1600 H311 T840 OP LO3 DALI 1LIN LL | DALI-dimmable, I, IP40, IK05, opal polycarbonate diffuser, slim light grey aluminium body, for in-line connection, basic version | 703 | 39 | 75 |  | 50000/L80B10 | 3 | 1572 | 15.9 | 99 | 80+ | 4000 | 197.757
| DM1126248 | Decor S LED1x2400 H312 T840 OP LO4 DALI 1LIN LL | DALI-dimmable, I, IP40, IK05, opal polycarbonate diffuser, slim light grey aluminium body, for in-line connection, basic version | 703 | 39 | 75 |  | 50000/L80B10 | 3 | 2358 | 23.9 | 99 | 80+ | 4000 | 200.466
| DM1126249 | Decor S LED1x1050 H313 T840 OP LO1 DALI 1LIN LL | DALI-dimmable, I, IP40, IK05, opal polycarbonate diffuser, slim light grey aluminium body, for in-line connection, basic version | 843 | 39 | 75 |  | 50000/L80B10 | 3 | 1007 | 9.1 | 111 | 80+ | 4000 | 216.118
| DM1126250 | Decor S LED1x1400 H314 T840 OP LO2 DALI 1LIN LL | DALI-dimmable, I, IP40, IK05, opal polycarbonate diffuser, slim light grey aluminium body, for in-line connection, basic version | 843 | 39 | 75 |  | 50000/L80B10 | 3 | 1372 | 13 | 106 | 80+ | 4000 | 216.118
| DM1126251 | Decor S LED1x1900 H315 T840 OP LO3 DALI 1LIN LL | DALI-dimmable, I, IP40, IK05, opal polycarbonate diffuser, slim light grey aluminium body, for in-line connection, basic version | 843 | 39 | 75 |  | 50000/L80B10 | 3 | 1886 | 19.1 | 99 | 80+ | 4000 | 216.118
| DM1126252 | Decor S LED1x2850 H316 T840 OP LO4 DALI 1LIN LL | DALI-dimmable, I, IP40, IK05, opal polycarbonate diffuser, slim light grey aluminium body, for in-line connection, basic version | 843 | 39 | 75 |  | 50000/L80B10 | 3 | 2829 | 28.7 | 99 | 80+ | 4000 | 219.558
| DM1126253 | Decor S LED1x1200 H317 T840 OP LO1 DALI 1LIN LL | DALI-dimmable, I, IP40, IK05, opal polycarbonate diffuser, slim light grey aluminium body, for in-line connection, basic version | 983 | 39 | 75 |  | 50000/L80B10 | 3 | 1175 | 10.6 | 111 | 80+ | 4000 | 236.801
| DM1126254 | Decor S LED1x1650 H318 T840 OP LO2 DALI 1LIN LL | DALI-dimmable, I, IP40, IK05, opal polycarbonate diffuser, slim light grey aluminium body, for in-line connection, basic version | 983 | 39 | 75 |  | 50000/L80B10 | 3 | 1601 | 15.1 | 106 | 80+ | 4000 | 236.801
| DM1126255 | Decor S LED1x2200 H319 T840 OP LO3 DALI 1LIN LL | DALI-dimmable, I, IP40, IK05, opal polycarbonate diffuser, slim light grey aluminium body, for in-line connection, basic version | 983 | 39 | 75 |  | 50000/L80B10 | 3 | 2200 | 22.2 | 99 | 80+ | 4000 | 236.801
| DM1126256 | Decor S LED1x1350 H320 T840 OP LO1 DALI 1LIN LL | DALI-dimmable, I, IP40, IK05, opal polycarbonate diffuser, slim light grey aluminium body, for in-line connection, basic version | 1123 | 39 | 75 |  | 50000/L80B10 | 3 | 1342 | 12.1 | 111 | 80+ | 4000 | 239.553
| DM1126257 | Decor S LED1x1850 H321 T840 OP LO2 DALI 1LIN LL | DALI-dimmable, I, IP40, IK05, opal polycarbonate diffuser, slim light grey aluminium body, for in-line connection, basic version | 1123 | 39 | 75 |  | 50000/L80B10 | 3 | 1830 | 17.3 | 106 | 80+ | 4000 | 239.553
| DM1126258 | Decor S LED1x2550 H322 T840 OP LO3 DALI 1LIN LL | DALI-dimmable, I, IP40, IK05, opal polycarbonate diffuser, slim light grey aluminium body, for in-line connection, basic version | 1123 | 39 | 75 |  | 50000/L80B10 | 3 | 2515 | 25.4 | 99 | 80+ | 4000 | 240.413
| DM1126259 | Decor S LED1x3800 H323 T840 OP LO4 DALI 1LIN LL | DALI-dimmable, I, IP40, IK05, opal polycarbonate diffuser, slim light grey aluminium body, for in-line connection, basic version | 1123 | 39 | 75 |  | 50000/L80B10 | 3 | 3773 | 38.2 | 99 | 80+ | 4000 | 253.356
| DM1126260 | Decor S LED1x1550 H324 T840 OP LO1 DALI 1LIN LL | DALI-dimmable, I, IP40, IK05, opal polycarbonate diffuser, slim light grey aluminium body, for in-line connection, basic version | 1263 | 39 | 75 |  | 50000/L80B10 | 3 | 1510 | 13.7 | 110 | 80+ | 4000 | 264.708
| DM1126261 | Decor S LED1x2100 H325 T840 OP LO2 DALI 1LIN LL | DALI-dimmable, I, IP40, IK05, opal polycarbonate diffuser, slim light grey aluminium body, for in-line connection, basic version | 1263 | 39 | 75 |  | 50000/L80B10 | 3 | 2058 | 19.5 | 106 | 80+ | 4000 | 264.708
| DM1126262 | Decor S LED1x2850 H326 T840 OP LO3 DALI 1LIN LL | DALI-dimmable, I, IP40, IK05, opal polycarbonate diffuser, slim light grey aluminium body, for in-line connection, basic version | 1263 | 39 | 75 |  | 50000/L80B10 | 3 | 2829 | 28.6 | 99 | 80+ | 4000 | 265.396
| DM1126263 | Decor S LED1x1700 H327 T840 OP LO1 DALI 1LIN LL | DALI-dimmable, I, IP40, IK05, opal polycarbonate diffuser, slim light grey aluminium body, for in-line connection, basic version | 1403 | 39 | 75 |  | 50000/L80B10 | 3 | 1678 | 15.2 | 110 | 80+ | 4000 | 277.694
| DM1126264 | Decor S LED1x2300 H328 T840 OP LO2 DALI 1LIN LL | DALI-dimmable, I, IP40, IK05, opal polycarbonate diffuser, slim light grey aluminium body, for in-line connection, basic version | 1403 | 39 | 75 |  | 50000/L80B10 | 3 | 2287 | 21.6 | 106 | 80+ | 4000 | 277.694
| DM1126265 | Decor S LED1x3150 H329 T840 OP LO3 DALI 1LIN LL | DALI-dimmable, I, IP40, IK05, opal polycarbonate diffuser, slim light grey aluminium body, for in-line connection, basic version | 1403 | 39 | 75 |  | 50000/L80B10 | 3 | 3143 | 31.7 | 99 | 80+ | 4000 | 281.951
| DM1126266 | Decor S LED1x4750 H330 T840 OP LO4 DALI 1LIN LL | DALI-dimmable, I, IP40, IK05, opal polycarbonate diffuser, slim light grey aluminium body, for in-line connection, basic version | 1403 | 39 | 75 |  | 50000/L80B10 | 3 | 4716 | 47.8 | 99 | 80+ | 4000 | 288.1
| DM1126267 | Decor S LED1x2050 H331 T840 OP LO1 DALI 1LIN LL | DALI-dimmable, I, IP40, IK05, opal polycarbonate diffuser, slim light grey aluminium body, for in-line connection, basic version | 1683 | 39 | 75 |  | 50000/L80B10 | 3 | 2014 | 18.2 | 111 | 80+ | 4000 | 308.74
| DM1126268 | Decor S LED1x2750 H332 T840 OP LO2 DALI 1LIN LL | DALI-dimmable, I, IP40, IK05, opal polycarbonate diffuser, slim light grey aluminium body, for in-line connection, basic version | 1683 | 39 | 75 |  | 50000/L80B10 | 3 | 2744 | 26.1 | 105 | 80+ | 4000 | 308.74
| DM1126269 | Decor S LED1x3800 H333 T840 OP LO3 DALI 1LIN LL | DALI-dimmable, I, IP40, IK05, opal polycarbonate diffuser, slim light grey aluminium body, for in-line connection, basic version | 1683 | 39 | 75 |  | 50000/L80B10 | 3 | 3773 | 38.2 | 99 | 80+ | 4000 | 313.298
| DM1126270 | Decor S LED1x5700 H334 T840 OP LO4 DALI 1LIN LL | DALI-dimmable, I, IP40, IK05, opal polycarbonate diffuser, slim light grey aluminium body, for in-line connection, basic version | 1683 | 39 | 75 |  | 50000/L80B10 | 3 | 5658 | 57.3 | 99 | 80+ | 4000 | 326.198
| DM1126271 | Decor S LED1x2350 H335 T840 OP LO1 DALI 1LIN LL | DALI-dimmable, I, IP40, IK05, opal polycarbonate diffuser, slim light grey aluminium body, for in-line connection, basic version | 1963 | 39 | 75 |  | 50000/L80B10 | 3 | 2350 | 21.2 | 111 | 80+ | 4000 | 325.338
| DM1126272 | Decor S LED1x3250 H336 T840 OP LO2 DALI 1LIN LL | DALI-dimmable, I, IP40, IK05, opal polycarbonate diffuser, slim light grey aluminium body, for in-line connection, basic version | 1963 | 39 | 75 |  | 50000/L80B10 | 3 | 3202 | 30.3 | 106 | 80+ | 4000 | 325.338
| DM1126273 | Decor S LED1x4450 H337 T840 OP LO3 DALI 1LIN LL | DALI-dimmable, I, IP40, IK05, opal polycarbonate diffuser, slim light grey aluminium body, for in-line connection, basic version | 1963 | 39 | 75 |  | 50000/L80B10 | 3 | 4401 | 44.6 | 99 | 80+ | 4000 | 329.638
| DM1126274 | Decor S LED1x4750 H338 T840 OP LO4 DALI 1LIN LL | DALI-dimmable, I, IP40, IK05, opal polycarbonate diffuser, slim light grey aluminium body, for in-line connection, basic version | 2103 | 39 | 75 |  | 50000/L80B10 | 3 | 4716 | 47.8 | 99 | 80+ | 4000 | 384.334
| DM1126275 | Decor S LED1x2700 H339 T840 OP LO1 DALI 1LIN LL | DALI-dimmable, I, IP40, IK05, opal polycarbonate diffuser, slim light grey aluminium body, for in-line connection, basic version | 2243 | 39 | 75 |  | 50000/L80B10 | 3 | 2685 | 24.3 | 110 | 80+ | 4000 | 380.894
| DM1126276 | Decor S LED1x3700 H340 T840 OP LO2 DALI 1LIN LL | DALI-dimmable, I, IP40, IK05, opal polycarbonate diffuser, slim light grey aluminium body, for in-line connection, basic version | 2243 | 39 | 75 |  | 50000/L80B10 | 3 | 3659 | 34.7 | 105 | 80+ | 4000 | 380.894
| DM1126277 | Decor S LED1x5050 H341 T840 OP LO3 DALI 1LIN LL | DALI-dimmable, I, IP40, IK05, opal polycarbonate diffuser, slim light grey aluminium body, for in-line connection, basic version | 2243 | 39 | 75 |  | 50000/L80B10 | 3 | 5030 | 50.9 | 99 | 80+ | 4000 | 385.237
| DM1126278 | Decor S LED1x3050 H343 T840 OP LO1 DALI 1LIN LL | DALI-dimmable, I, IP40, IK05, opal polycarbonate diffuser, slim light grey aluminium body, for in-line connection, basic version | 2523 | 39 | 75 |  | 50000/L80B10 | 3 | 3021 | 27.3 | 111 | 80+ | 4000 | 438.815
| DM1126279 | Decor S LED1x4150 H344 T840 OP LO2 DALI 1LIN LL | DALI-dimmable, I, IP40, IK05, opal polycarbonate diffuser, slim light grey aluminium body, for in-line connection, basic version | 2523 | 39 | 75 |  | 50000/L80B10 | 3 | 4116 | 39 | 106 | 80+ | 4000 | 438.815
| DM1126280 | Decor S LED1x5700 H345 T840 OP LO3 DALI 1LIN LL | DALI-dimmable, I, IP40, IK05, opal polycarbonate diffuser, slim light grey aluminium body, for in-line connection, basic version | 2523 | 39 | 75 |  | 50000/L80B10 | 3 | 5658 | 57.3 | 99 | 80+ | 4000 | 444.921
| DM1126281 | Decor S LED1x3550 H347 T840 OP LO1 DALI 1LIN LL | DALI-dimmable, I, IP40, IK05, opal polycarbonate diffuser, slim light grey aluminium body, for in-line connection, basic version | 2943 | 39 | 75 |  | 50000/L80B10 | 3 | 3524 | 31.9 | 110 | 80+ | 4000 | 460.573
| DM1126282 | Decor S LED1x4850 H348 T840 OP LO2 DALI 1LIN LL | DALI-dimmable, I, IP40, IK05, opal polycarbonate diffuser, slim light grey aluminium body, for in-line connection, basic version | 2943 | 39 | 75 |  | 50000/L80B10 | 3 | 4802 | 45.5 | 106 | 80+ | 4000 | 460.573
| DM1126283 | Decor S LED1x6650 H349 T840 OP LO3 DALI 1LIN LL | DALI-dimmable, I, IP40, IK05, opal polycarbonate diffuser, slim light grey aluminium body, for in-line connection, basic version | 2943 | 39 | 75 |  | 50000/L80B10 | 3 | 6601 | 66.9 | 99 | 80+ | 4000 | 466.722
| DM1126284 | Decor S LED1x650 H305 T830 DPRZ LT80 LO1 DALI 1LIN LL | DALI-dimmable, I, IP40, IK05, UGR≤16, matt micro-prismatic polycarbonate diffuser, slim light grey aluminium body, for in-line connection, basic version | 563 | 39 | 75 |  | 50000/L80B10 | 3 | 592 | 6.1 | 97 | 80+ | 3000 | 180.514
| DM1126285 | Decor S LED1x850 H306 T830 DPRZ LT80 LO2 DALI 1LIN LL | DALI-dimmable, I, IP40, IK05, UGR≤19, matt micro-prismatic polycarbonate diffuser, slim light grey aluminium body, for in-line connection, basic version | 563 | 39 | 75 |  | 50000/L80B10 | 3 | 808 | 8.7 | 93 | 80+ | 3000 | 180.514
| DM1126286 | Decor S LED1x1200 H307 T830 DPRZ LT80 LO3 DALI 1LIN LL | DALI-dimmable, I, IP40, IK05, UGR≤19, matt micro-prismatic polycarbonate diffuser, slim light grey aluminium body, for in-line connection, basic version | 563 | 39 | 75 |  | 50000/L80B10 | 3 | 1110 | 12.7 | 87 | 80+ | 3000 | 181.417
| DM1126287 | Decor S LED1x1750 H308 T830 DPRZ LT80 LO4 DALI 1LIN LL | DALI-dimmable, I, IP40, IK05, UGR≤19, matt micro-prismatic polycarbonate diffuser, slim light grey aluminium body, for in-line connection, basic version | 563 | 39 | 75 |  | 50000/L80B10 | 3 | 1665 | 19.1 | 87 | 80+ | 3000 | 183.266
| DM1126288 | Decor S LED1x800 H309 T830 DPRZ LT80 LO1 DALI 1LIN LL | DALI-dimmable, I, IP40, IK05, UGR≤16, matt micro-prismatic polycarbonate diffuser, slim light grey aluminium body, for in-line connection, basic version | 703 | 39 | 75 |  | 50000/L80B10 | 3 | 740 | 7.6 | 97 | 80+ | 3000 | 201.412
| DM1126289 | Decor S LED1x1100 H310 T830 DPRZ LT80 LO2 DALI 1LIN LL | DALI-dimmable, I, IP40, IK05, UGR≤19, matt micro-prismatic polycarbonate diffuser, slim light grey aluminium body, for in-line connection, basic version | 703 | 39 | 75 |  | 50000/L80B10 | 3 | 1010 | 10.8 | 94 | 80+ | 3000 | 201.412
| DM1126290 | Decor S LED1x1500 H311 T830 DPRZ LT80 LO3 DALI 1LIN LL | DALI-dimmable, I, IP40, IK05, UGR≤19, matt micro-prismatic polycarbonate diffuser, slim light grey aluminium body, for in-line connection, basic version | 703 | 39 | 75 |  | 50000/L80B10 | 3 | 1388 | 15.9 | 87 | 80+ | 3000 | 201.412
| DM1126291 | Decor S LED1x2200 H312 T830 DPRZ LT80 LO4 DALI 1LIN LL | DALI-dimmable, I, IP40, IK05, UGR≤19, matt micro-prismatic polycarbonate diffuser, slim light grey aluminium body, for in-line connection, basic version | 703 | 39 | 75 |  | 50000/L80B10 | 3 | 2082 | 23.9 | 87 | 80+ | 3000 | 204.766
| DM1126292 | Decor S LED1x950 H313 T830 DPRZ LT80 LO1 DALI 1LIN LL | DALI-dimmable, I, IP40, IK05, UGR≤16, matt micro-prismatic polycarbonate diffuser, slim light grey aluminium body, for in-line connection, basic version | 843 | 39 | 75 |  | 50000/L80B10 | 3 | 931 | 9.1 | 102 | 80+ | 3000 | 221.364
| DM1126293 | Decor S LED1x1300 H314 T830 DPRZ LT80 LO2 DALI 1LIN LL | DALI-dimmable, I, IP40, IK05, UGR≤19, matt micro-prismatic polycarbonate diffuser, slim light grey aluminium body, for in-line connection, basic version | 843 | 39 | 75 |  | 50000/L80B10 | 3 | 1268 | 13 | 98 | 80+ | 3000 | 221.364
| DM1126294 | Decor S LED1x1750 H315 T830 DPRZ LT80 LO3 DALI 1LIN LL | DALI-dimmable, I, IP40, IK05, UGR≤19, matt micro-prismatic polycarbonate diffuser, slim light grey aluminium body, for in-line connection, basic version | 843 | 39 | 75 |  | 50000/L80B10 | 3 | 1743 | 19.1 | 91 | 80+ | 3000 | 221.364
| DM1126295 | Decor S LED1x2650 H316 T830 DPRZ LT80 LO4 DALI 1LIN LL | DALI-dimmable, I, IP40, IK05, UGR≤19, matt micro-prismatic polycarbonate diffuser, slim light grey aluminium body, for in-line connection, basic version | 843 | 39 | 75 |  | 50000/L80B10 | 3 | 2615 | 28.7 | 91 | 80+ | 3000 | 224.761
| DM1126296 | Decor S LED1x1100 H317 T830 DPRZ LT80 LO1 DALI 1LIN LL | DALI-dimmable, I, IP40, IK05, UGR≤16, matt micro-prismatic polycarbonate diffuser, slim light grey aluminium body, for in-line connection, basic version | 983 | 39 | 75 |  | 50000/L80B10 | 3 | 1037 | 10.6 | 98 | 80+ | 3000 | 242.907
| DM1126297 | Decor S LED1x1500 H318 T830 DPRZ LT80 LO2 DALI 1LIN LL | DALI-dimmable, I, IP40, IK05, UGR≤19, matt micro-prismatic polycarbonate diffuser, slim light grey aluminium body, for in-line connection, basic version | 983 | 39 | 75 |  | 50000/L80B10 | 3 | 1413 | 15.1 | 94 | 80+ | 3000 | 242.907
| DM1126298 | Decor S LED1x2050 H319 T830 DPRZ LT80 LO3 DALI 1LIN LL | DALI-dimmable, I, IP40, IK05, UGR≤19, matt micro-prismatic polycarbonate diffuser, slim light grey aluminium body, for in-line connection, basic version | 983 | 39 | 75 |  | 50000/L80B10 | 3 | 1943 | 22.2 | 88 | 80+ | 3000 | 242.907
| DM1126299 | Decor S LED1x1250 H320 T830 DPRZ LT80 LO1 DALI 1LIN LL | DALI-dimmable, I, IP40, IK05, UGR≤16, matt micro-prismatic polycarbonate diffuser, slim light grey aluminium body, for in-line connection, basic version | 1123 | 39 | 75 |  | 50000/L80B10 | 3 | 1185 | 12.1 | 98 | 80+ | 3000 | 245.659
| DM1126300 | Decor S LED1x1700 H321 T830 DPRZ LT80 LO2 DALI 1LIN LL | DALI-dimmable, I, IP40, IK05, UGR≤19, matt micro-prismatic polycarbonate diffuser, slim light grey aluminium body, for in-line connection, basic version | 1123 | 39 | 75 |  | 50000/L80B10 | 3 | 1615 | 17.3 | 93 | 80+ | 3000 | 245.659
| DM1126301 | Decor S LED1x2350 H322 T830 DPRZ LT80 LO3 DALI 1LIN LL | DALI-dimmable, I, IP40, IK05, UGR≤19, matt micro-prismatic polycarbonate diffuser, slim light grey aluminium body, for in-line connection, basic version | 1123 | 39 | 75 |  | 50000/L80B10 | 3 | 2220 | 25.4 | 87 | 80+ | 3000 | 246.304
| DM1126302 | Decor S LED1x3500 H323 T830 DPRZ LT80 LO4 DALI 1LIN LL | DALI-dimmable, I, IP40, IK05, UGR≤19, matt micro-prismatic polycarbonate diffuser, slim light grey aluminium body, for in-line connection, basic version | 1123 | 39 | 75 |  | 50000/L80B10 | 3 | 3331 | 38.2 | 87 | 80+ | 3000 | 259.505
| DM1126303 | Decor S LED1x1400 H324 T830 DPRZ LT80 LO1 DALI 1LIN LL | DALI-dimmable, I, IP40, IK05, UGR≤16, matt micro-prismatic polycarbonate diffuser, slim light grey aluminium body, for in-line connection, basic version | 1263 | 39 | 75 |  | 50000/L80B10 | 3 | 1333 | 13.7 | 97 | 80+ | 3000 | 272.405
| DM1126304 | Decor S LED1x1950 H325 T830 DPRZ LT80 LO2 DALI 1LIN LL | DALI-dimmable, I, IP40, IK05, UGR≤19, matt micro-prismatic polycarbonate diffuser, slim light grey aluminium body, for in-line connection, basic version | 1263 | 39 | 75 |  | 50000/L80B10 | 3 | 1817 | 19.5 | 93 | 80+ | 3000 | 272.405
| DM1126305 | Decor S LED1x2650 H326 T830 DPRZ LT80 LO3 DALI 1LIN LL | DALI-dimmable, I, IP40, IK05, UGR≤19, matt micro-prismatic polycarbonate diffuser, slim light grey aluminium body, for in-line connection, basic version | 1263 | 39 | 75 |  | 50000/L80B10 | 3 | 2498 | 28.6 | 87 | 80+ | 3000 | 272.405
| DM1126306 | Decor S LED1x1600 H327 T830 DPRZ LT80 LO1 DALI 1LIN LL | DALI-dimmable, I, IP40, IK05, UGR≤16, matt micro-prismatic polycarbonate diffuser, slim light grey aluminium body, for in-line connection, basic version | 1403 | 39 | 75 |  | 50000/L80B10 | 3 | 1482 | 15.2 | 98 | 80+ | 3000 | 285.391
| DM1126307 | Decor S LED1x2150 H328 T830 DPRZ LT80 LO2 DALI 1LIN LL | DALI-dimmable, I, IP40, IK05, UGR≤19, matt micro-prismatic polycarbonate diffuser, slim light grey aluminium body, for in-line connection, basic version | 1403 | 39 | 75 |  | 50000/L80B10 | 3 | 2018 | 21.7 | 93 | 80+ | 3000 | 285.391
| DM1126308 | Decor S LED1x2950 H329 T830 DPRZ LT80 LO3 DALI 1LIN LL | DALI-dimmable, I, IP40, IK05, UGR≤19, matt micro-prismatic polycarbonate diffuser, slim light grey aluminium body, for in-line connection, basic version | 1403 | 39 | 75 |  | 50000/L80B10 | 3 | 2775 | 31.8 | 87 | 80+ | 3000 | 289.691
| DM1126309 | Decor S LED1x4400 H330 T830 DPRZ LT80 LO4 DALI 1LIN LL | DALI-dimmable, I, IP40, IK05, UGR≤19, matt micro-prismatic polycarbonate diffuser, slim light grey aluminium body, for in-line connection, basic version | 1403 | 39 | 75 |  | 50000/L80B10 | 3 | 4163 | 47.8 | 87 | 80+ | 3000 | 295.84
| DM1126310 | Decor S LED1x1900 H331 T830 DPRZ LT80 LO1 DALI 1LIN LL | DALI-dimmable, I, IP40, IK05, UGR≤16, matt micro-prismatic polycarbonate diffuser, slim light grey aluminium body, for in-line connection, basic version | 1683 | 39 | 75 |  | 50000/L80B10 | 3 | 1778 | 18.2 | 98 | 80+ | 3000 | 318.286
| DM1126311 | Decor S LED1x2550 H332 T830 DPRZ LT80 LO2 DALI 1LIN LL | DALI-dimmable, I, IP40, IK05, UGR≤19, matt micro-prismatic polycarbonate diffuser, slim light grey aluminium body, for in-line connection, basic version | 1683 | 39 | 75 |  | 50000/L80B10 | 3 | 2422 | 26.1 | 93 | 80+ | 3000 | 318.286
| DM1126312 | Decor S LED1x3500 H333 T830 DPRZ LT80 LO3 DALI 1LIN LL | DALI-dimmable, I, IP40, IK05, UGR≤19, matt micro-prismatic polycarbonate diffuser, slim light grey aluminium body, for in-line connection, basic version | 1683 | 39 | 75 |  | 50000/L80B10 | 3 | 3330 | 38.2 | 87 | 80+ | 3000 | 322.801
| DM1126313 | Decor S LED1x5250 H334 T830 DPRZ LT80 LO4 DALI 1LIN LL | DALI-dimmable, I, IP40, IK05, UGR≤19, matt micro-prismatic polycarbonate diffuser, slim light grey aluminium body, for in-line connection, basic version | 1683 | 39 | 75 |  | 50000/L80B10 | 3 | 4995 | 57.3 | 87 | 80+ | 3000 | 334.841
| DM1126314 | Decor S LED1x2200 H335 T830 DPRZ LT80 LO1 DALI 1LIN LL | DALI-dimmable, I, IP40, IK05, UGR≤16, matt micro-prismatic polycarbonate diffuser, slim light grey aluminium body, for in-line connection, basic version | 1963 | 39 | 75 |  | 50000/L80B10 | 3 | 2074 | 21.2 | 98 | 80+ | 3000 | 335.787
| DM1126315 | Decor S LED1x3000 H336 T830 DPRZ LT80 LO2 DALI 1LIN LL | DALI-dimmable, I, IP40, IK05, UGR≤19, matt micro-prismatic polycarbonate diffuser, slim light grey aluminium body, for in-line connection, basic version | 1963 | 39 | 75 |  | 50000/L80B10 | 3 | 2826 | 30.3 | 93 | 80+ | 3000 | 335.787
| DM1126316 | Decor S LED1x4100 H337 T830 DPRZ LT80 LO3 DALI 1LIN LL | DALI-dimmable, I, IP40, IK05, UGR≤19, matt micro-prismatic polycarbonate diffuser, slim light grey aluminium body, for in-line connection, basic version | 1963 | 39 | 75 |  | 50000/L80B10 | 3 | 3885 | 44.6 | 87 | 80+ | 3000 | 340.087
| DM1126317 | Decor S LED1x4400 H338 T830 DPRZ LT80 LO4 DALI 1LIN LL | DALI-dimmable, I, IP40, IK05, UGR≤19, matt micro-prismatic polycarbonate diffuser, slim light grey aluminium body, for in-line connection, basic version | 2103 | 39 | 75 |  | 50000/L80B10 | 3 | 4163 | 47.8 | 87 | 80+ | 3000 | 395.428
| DM1126318 | Decor S LED1x2500 H339 T830 DPRZ LT80 LO1 DALI 1LIN LL | DALI-dimmable, I, IP40, IK05, UGR≤16, matt micro-prismatic polycarbonate diffuser, slim light grey aluminium body, for in-line connection, basic version | 2243 | 39 | 75 |  | 50000/L80B10 | 3 | 2370 | 24.3 | 98 | 80+ | 3000 | 392.977
| DM1126319 | Decor S LED1x3400 H340 T830 DPRZ LT80 LO2 DALI 1LIN LL | DALI-dimmable, I, IP40, IK05, UGR≤19, matt micro-prismatic polycarbonate diffuser, slim light grey aluminium body, for in-line connection, basic version | 2243 | 39 | 75 |  | 50000/L80B10 | 3 | 3230 | 34.7 | 93 | 80+ | 3000 | 392.977
| DM1126320 | Decor S LED1x4650 H341 T830 DPRZ LT80 LO3 DALI 1LIN LL | DALI-dimmable, I, IP40, IK05, UGR≤19, matt micro-prismatic polycarbonate diffuser, slim light grey aluminium body, for in-line connection, basic version | 2243 | 39 | 75 |  | 50000/L80B10 | 3 | 4440 | 50.9 | 87 | 80+ | 3000 | 397.277
| DM1126321 | Decor S LED1x2800 H343 T830 DPRZ LT80 LO1 DALI 1LIN LL | DALI-dimmable, I, IP40, IK05, UGR≤16, matt micro-prismatic polycarbonate diffuser, slim light grey aluminium body, for in-line connection, basic version | 2523 | 39 | 75 |  | 50000/L80B10 | 3 | 2667 | 27.3 | 98 | 80+ | 3000 | 454.467
| DM1126322 | Decor S LED1x3850 H344 T830 DPRZ LT80 LO2 DALI 1LIN LL | DALI-dimmable, I, IP40, IK05, UGR≤19, matt micro-prismatic polycarbonate diffuser, slim light grey aluminium body, for in-line connection, basic version | 2523 | 39 | 75 |  | 50000/L80B10 | 3 | 3634 | 39 | 93 | 80+ | 3000 | 454.467
| DM1126323 | Decor S LED1x5250 H345 T830 DPRZ LT80 LO3 DALI 1LIN LL | DALI-dimmable, I, IP40, IK05, UGR≤19, matt micro-prismatic polycarbonate diffuser, slim light grey aluminium body, for in-line connection, basic version | 2523 | 39 | 75 |  | 50000/L80B10 | 3 | 4995 | 57.3 | 87 | 80+ | 3000 | 459.713
| DM1126324 | Decor S LED1x3300 H347 T830 DPRZ LT80 LO1 DALI 1LIN LL | DALI-dimmable, I, IP40, IK05, UGR≤16, matt micro-prismatic polycarbonate diffuser, slim light grey aluminium body, for in-line connection, basic version | 2943 | 39 | 75 |  | 50000/L80B10 | 3 | 3111 | 31.9 | 98 | 80+ | 3000 | 476.268
| DM1126325 | Decor S LED1x4450 H348 T830 DPRZ LT80 LO2 DALI 1LIN LL | DALI-dimmable, I, IP40, IK05, UGR≤19, matt micro-prismatic polycarbonate diffuser, slim light grey aluminium body, for in-line connection, basic version | 2943 | 39 | 75 |  | 50000/L80B10 | 3 | 4239 | 45.5 | 93 | 80+ | 3000 | 476.268
| DM1126326 | Decor S LED1x6150 H349 T830 DPRZ LT80 LO3 DALI 1LIN LL | DALI-dimmable, I, IP40, IK05, UGR≤19, matt micro-prismatic polycarbonate diffuser, slim light grey aluminium body, for in-line connection, basic version | 2943 | 39 | 75 |  | 50000/L80B10 | 3 | 5828 | 66.9 | 87 | 80+ | 3000 | 481.514
| DM1126327 | Decor S LED1x650 H305 T840 DPRZ LT80 LO1 DALI 1LIN LL | DALI-dimmable, I, IP40, IK05, UGR≤16, matt micro-prismatic polycarbonate diffuser, slim light grey aluminium body, for in-line connection, basic version | 563 | 39 | 75 |  | 50000/L80B10 | 3 | 620 | 6.1 | 102 | 80+ | 4000 | 180.514
| DM1126328 | Decor S LED1x850 H306 T840 DPRZ LT80 LO2 DALI 1LIN LL | DALI-dimmable, I, IP40, IK05, UGR≤19, matt micro-prismatic polycarbonate diffuser, slim light grey aluminium body, for in-line connection, basic version | 563 | 39 | 75 |  | 50000/L80B10 | 3 | 845 | 8.7 | 97 | 80+ | 4000 | 180.514
| DM1126329 | Decor S LED1x1200 H307 T840 DPRZ LT80 LO3 DALI 1LIN LL | DALI-dimmable, I, IP40, IK05, UGR≤19, matt micro-prismatic polycarbonate diffuser, slim light grey aluminium body, for in-line connection, basic version | 563 | 39 | 75 |  | 50000/L80B10 | 3 | 1162 | 12.7 | 91 | 80+ | 4000 | 181.417
| DM1126330 | Decor S LED1x1750 H308 T840 DPRZ LT80 LO4 DALI 1LIN LL | DALI-dimmable, I, IP40, IK05, UGR≤19, matt micro-prismatic polycarbonate diffuser, slim light grey aluminium body, for in-line connection, basic version | 563 | 39 | 75 |  | 50000/L80B10 | 3 | 1743 | 19.1 | 91 | 80+ | 4000 | 183.266
| DM1126331 | Decor S LED1x800 H309 T840 DPRZ LT80 LO1 DALI 1LIN LL | DALI-dimmable, I, IP40, IK05, UGR≤16, matt micro-prismatic polycarbonate diffuser, slim light grey aluminium body, for in-line connection, basic version | 703 | 39 | 75 |  | 50000/L80B10 | 3 | 775 | 7.6 | 102 | 80+ | 4000 | 201.412
| DM1126332 | Decor S LED1x1100 H310 T840 DPRZ LT80 LO2 DALI 1LIN LL | DALI-dimmable, I, IP40, IK05, UGR≤19, matt micro-prismatic polycarbonate diffuser, slim light grey aluminium body, for in-line connection, basic version | 703 | 39 | 75 |  | 50000/L80B10 | 3 | 1057 | 10.8 | 98 | 80+ | 4000 | 201.412
| DM1126333 | Decor S LED1x1500 H311 T840 DPRZ LT80 LO3 DALI 1LIN LL | DALI-dimmable, I, IP40, IK05, UGR≤19, matt micro-prismatic polycarbonate diffuser, slim light grey aluminium body, for in-line connection, basic version | 703 | 39 | 75 |  | 50000/L80B10 | 3 | 1453 | 15.9 | 91 | 80+ | 4000 | 201.412
| DM1126334 | Decor S LED1x2200 H312 T840 DPRZ LT80 LO4 DALI 1LIN LL | DALI-dimmable, I, IP40, IK05, UGR≤19, matt micro-prismatic polycarbonate diffuser, slim light grey aluminium body, for in-line connection, basic version | 703 | 39 | 75 |  | 50000/L80B10 | 3 | 2179 | 23.9 | 91 | 80+ | 4000 | 204.766
| DM1126335 | Decor S LED1x950 H313 T840 DPRZ LT80 LO1 DALI 1LIN LL | DALI-dimmable, I, IP40, IK05, UGR≤16, matt micro-prismatic polycarbonate diffuser, slim light grey aluminium body, for in-line connection, basic version | 843 | 39 | 75 |  | 50000/L80B10 | 3 | 931 | 9.1 | 102 | 80+ | 4000 | 221.364
| DM1126336 | Decor S LED1x1300 H314 T840 DPRZ LT80 LO2 DALI 1LIN LL | DALI-dimmable, I, IP40, IK05, UGR≤19, matt micro-prismatic polycarbonate diffuser, slim light grey aluminium body, for in-line connection, basic version | 843 | 39 | 75 |  | 50000/L80B10 | 3 | 1268 | 13 | 98 | 80+ | 4000 | 221.364
| DM1126337 | Decor S LED1x1750 H315 T840 DPRZ LT80 LO3 DALI 1LIN LL | DALI-dimmable, I, IP40, IK05, UGR≤19, matt micro-prismatic polycarbonate diffuser, slim light grey aluminium body, for in-line connection, basic version | 843 | 39 | 75 |  | 50000/L80B10 | 3 | 1743 | 19.1 | 91 | 80+ | 4000 | 221.364
| DM1126338 | Decor S LED1x2650 H316 T840 DPRZ LT80 LO4 DALI 1LIN LL | DALI-dimmable, I, IP40, IK05, UGR≤19, matt micro-prismatic polycarbonate diffuser, slim light grey aluminium body, for in-line connection, basic version | 843 | 39 | 75 |  | 50000/L80B10 | 3 | 2615 | 28.7 | 91 | 80+ | 4000 | 224.761
| DM1126339 | Decor S LED1x1100 H317 T840 DPRZ LT80 LO1 DALI 1LIN LL | DALI-dimmable, I, IP40, IK05, UGR≤16, matt micro-prismatic polycarbonate diffuser, slim light grey aluminium body, for in-line connection, basic version | 983 | 39 | 75 |  | 50000/L80B10 | 3 | 1086 | 10.6 | 102 | 80+ | 4000 | 242.907
| DM1126340 | Decor S LED1x1500 H318 T840 DPRZ LT80 LO2 DALI 1LIN LL | DALI-dimmable, I, IP40, IK05, UGR≤19, matt micro-prismatic polycarbonate diffuser, slim light grey aluminium body, for in-line connection, basic version | 983 | 39 | 75 |  | 50000/L80B10 | 3 | 1480 | 15.1 | 98 | 80+ | 4000 | 242.907
| DM1126341 | Decor S LED1x2050 H319 T840 DPRZ LT80 LO3 DALI 1LIN LL | DALI-dimmable, I, IP40, IK05, UGR≤19, matt micro-prismatic polycarbonate diffuser, slim light grey aluminium body, for in-line connection, basic version | 983 | 39 | 75 |  | 50000/L80B10 | 3 | 2034 | 22.2 | 92 | 80+ | 4000 | 242.907
| DM1126342 | Decor S LED1x1250 H320 T840 DPRZ LT80 LO1 DALI 1LIN LL | DALI-dimmable, I, IP40, IK05, UGR≤16, matt micro-prismatic polycarbonate diffuser, slim light grey aluminium body, for in-line connection, basic version | 1123 | 39 | 75 |  | 50000/L80B10 | 3 | 1241 | 12.1 | 103 | 80+ | 4000 | 245.659
| DM1126343 | Decor S LED1x1700 H321 T840 DPRZ LT80 LO2 DALI 1LIN LL | DALI-dimmable, I, IP40, IK05, UGR≤19, matt micro-prismatic polycarbonate diffuser, slim light grey aluminium body, for in-line connection, basic version | 1123 | 39 | 75 |  | 50000/L80B10 | 3 | 1691 | 17.3 | 98 | 80+ | 4000 | 245.659
| DM1126344 | Decor S LED1x2350 H322 T840 DPRZ LT80 LO3 DALI 1LIN LL | DALI-dimmable, I, IP40, IK05, UGR≤19, matt micro-prismatic polycarbonate diffuser, slim light grey aluminium body, for in-line connection, basic version | 1123 | 39 | 75 |  | 50000/L80B10 | 3 | 2324 | 25.4 | 91 | 80+ | 4000 | 246.304
| DM1126345 | Decor S LED1x3500 H323 T840 DPRZ LT80 LO4 DALI 1LIN LL | DALI-dimmable, I, IP40, IK05, UGR≤19, matt micro-prismatic polycarbonate diffuser, slim light grey aluminium body, for in-line connection, basic version | 1123 | 39 | 75 |  | 50000/L80B10 | 3 | 3487 | 38.2 | 91 | 80+ | 4000 | 259.505
| DM1126346 | Decor S LED1x1400 H324 T840 DPRZ LT80 LO1 DALI 1LIN LL | DALI-dimmable, I, IP40, IK05, UGR≤16, matt micro-prismatic polycarbonate diffuser, slim light grey aluminium body, for in-line connection, basic version | 1263 | 39 | 75 |  | 50000/L80B10 | 3 | 1396 | 13.7 | 102 | 80+ | 4000 | 272.405
| DM1126347 | Decor S LED1x1950 H325 T840 DPRZ LT80 LO2 DALI 1LIN LL | DALI-dimmable, I, IP40, IK05, UGR≤19, matt micro-prismatic polycarbonate diffuser, slim light grey aluminium body, for in-line connection, basic version | 1263 | 39 | 75 |  | 50000/L80B10 | 3 | 1902 | 19.5 | 98 | 80+ | 4000 | 272.405
| DM1126348 | Decor S LED1x2650 H326 T840 DPRZ LT80 LO3 DALI 1LIN LL | DALI-dimmable, I, IP40, IK05, UGR≤19, matt micro-prismatic polycarbonate diffuser, slim light grey aluminium body, for in-line connection, basic version | 1263 | 39 | 75 |  | 50000/L80B10 | 3 | 2615 | 28.6 | 91 | 80+ | 4000 | 272.405
| DM1126349 | Decor S LED1x1600 H327 T840 DPRZ LT80 LO1 DALI 1LIN LL | DALI-dimmable, I, IP40, IK05, UGR≤16, matt micro-prismatic polycarbonate diffuser, slim light grey aluminium body, for in-line connection, basic version | 1403 | 39 | 75 |  | 50000/L80B10 | 3 | 1551 | 15.2 | 102 | 80+ | 4000 | 285.391
| DM1126350 | Decor S LED1x2150 H328 T840 DPRZ LT80 LO2 DALI 1LIN LL | DALI-dimmable, I, IP40, IK05, UGR≤19, matt micro-prismatic polycarbonate diffuser, slim light grey aluminium body, for in-line connection, basic version | 1403 | 39 | 75 |  | 50000/L80B10 | 3 | 2114 | 21.6 | 98 | 80+ | 4000 | 285.391
| DM1126351 | Decor S LED1x2950 H329 T840 DPRZ LT80 LO3 DALI 1LIN LL | DALI-dimmable, I, IP40, IK05, UGR≤19, matt micro-prismatic polycarbonate diffuser, slim light grey aluminium body, for in-line connection, basic version | 1403 | 39 | 75 |  | 50000/L80B10 | 3 | 2905 | 31.7 | 92 | 80+ | 4000 | 289.691
| DM1126352 | Decor S LED1x4400 H330 T840 DPRZ LT80 LO4 DALI 1LIN LL | DALI-dimmable, I, IP40, IK05, UGR≤19, matt micro-prismatic polycarbonate diffuser, slim light grey aluminium body, for in-line connection, basic version | 1403 | 39 | 75 |  | 50000/L80B10 | 3 | 4358 | 47.8 | 91 | 80+ | 4000 | 295.84
| DM1126353 | Decor S LED1x1900 H331 T840 DPRZ LT80 LO1 DALI 1LIN LL | DALI-dimmable, I, IP40, IK05, UGR≤16, matt micro-prismatic polycarbonate diffuser, slim light grey aluminium body, for in-line connection, basic version | 1683 | 39 | 75 |  | 50000/L80B10 | 3 | 1861 | 18.2 | 102 | 80+ | 4000 | 318.286
| DM1126354 | Decor S LED1x2550 H332 T840 DPRZ LT80 LO2 DALI 1LIN LL | DALI-dimmable, I, IP40, IK05, UGR≤19, matt micro-prismatic polycarbonate diffuser, slim light grey aluminium body, for in-line connection, basic version | 1683 | 39 | 75 |  | 50000/L80B10 | 3 | 2536 | 26.1 | 97 | 80+ | 4000 | 318.286
| DM1126355 | Decor S LED1x3500 H333 T840 DPRZ LT80 LO3 DALI 1LIN LL | DALI-dimmable, I, IP40, IK05, UGR≤19, matt micro-prismatic polycarbonate diffuser, slim light grey aluminium body, for in-line connection, basic version | 1683 | 39 | 75 |  | 50000/L80B10 | 3 | 3487 | 38.2 | 91 | 80+ | 4000 | 322.801
| DM1126356 | Decor S LED1x5250 H334 T840 DPRZ LT80 LO4 DALI 1LIN LL | DALI-dimmable, I, IP40, IK05, UGR≤19, matt micro-prismatic polycarbonate diffuser, slim light grey aluminium body, for in-line connection, basic version | 1683 | 39 | 75 |  | 50000/L80B10 | 3 | 5230 | 57.3 | 91 | 80+ | 4000 | 334.841
| DM1126357 | Decor S LED1x2200 H335 T840 DPRZ LT80 LO1 DALI 1LIN LL | DALI-dimmable, I, IP40, IK05, UGR≤16, matt micro-prismatic polycarbonate diffuser, slim light grey aluminium body, for in-line connection, basic version | 1963 | 39 | 75 |  | 50000/L80B10 | 3 | 2172 | 21.2 | 102 | 80+ | 4000 | 335.787
| DM1126358 | Decor S LED1x3000 H336 T840 DPRZ LT80 LO2 DALI 1LIN LL | DALI-dimmable, I, IP40, IK05, UGR≤19, matt micro-prismatic polycarbonate diffuser, slim light grey aluminium body, for in-line connection, basic version | 1963 | 39 | 75 |  | 50000/L80B10 | 3 | 2959 | 30.3 | 98 | 80+ | 4000 | 335.787
| DM1126359 | Decor S LED1x4100 H337 T840 DPRZ LT80 LO3 DALI 1LIN LL | DALI-dimmable, I, IP40, IK05, UGR≤19, matt micro-prismatic polycarbonate diffuser, slim light grey aluminium body, for in-line connection, basic version | 1963 | 39 | 75 |  | 50000/L80B10 | 3 | 4067 | 44.6 | 91 | 80+ | 4000 | 340.087
| DM1126360 | Decor S LED1x4400 H338 T840 DPRZ LT80 LO4 DALI 1LIN LL | DALI-dimmable, I, IP40, IK05, UGR≤19, matt micro-prismatic polycarbonate diffuser, slim light grey aluminium body, for in-line connection, basic version | 2103 | 39 | 75 |  | 50000/L80B10 | 3 | 4358 | 47.8 | 91 | 80+ | 4000 | 395.428
| DM1126361 | Decor S LED1x2500 H339 T840 DPRZ LT80 LO1 DALI 1LIN LL | DALI-dimmable, I, IP40, IK05, UGR≤16, matt micro-prismatic polycarbonate diffuser, slim light grey aluminium body, for in-line connection, basic version | 2243 | 39 | 75 |  | 50000/L80B10 | 3 | 2481 | 24.3 | 102 | 80+ | 4000 | 392.977
| DM1126362 | Decor S LED1x3400 H340 T840 DPRZ LT80 LO2 DALI 1LIN LL | DALI-dimmable, I, IP40, IK05, UGR≤19, matt micro-prismatic polycarbonate diffuser, slim light grey aluminium body, for in-line connection, basic version | 2243 | 39 | 75 |  | 50000/L80B10 | 3 | 3382 | 34.7 | 97 | 80+ | 4000 | 392.977
| DM1126363 | Decor S LED1x4650 H341 T840 DPRZ LT80 LO3 DALI 1LIN LL | DALI-dimmable, I, IP40, IK05, UGR≤19, matt micro-prismatic polycarbonate diffuser, slim light grey aluminium body, for in-line connection, basic version | 2243 | 39 | 75 |  | 50000/L80B10 | 3 | 4649 | 50.9 | 91 | 80+ | 4000 | 397.277
| DM1126364 | Decor S LED1x2800 H343 T840 DPRZ LT80 LO1 DALI 1LIN LL | DALI-dimmable, I, IP40, IK05, UGR≤16, matt micro-prismatic polycarbonate diffuser, slim light grey aluminium body, for in-line connection, basic version | 2523 | 39 | 75 |  | 50000/L80B10 | 3 | 2792 | 27.3 | 102 | 80+ | 4000 | 454.467
| DM1126365 | Decor S LED1x3850 H344 T840 DPRZ LT80 LO2 DALI 1LIN LL | DALI-dimmable, I, IP40, IK05, UGR≤19, matt micro-prismatic polycarbonate diffuser, slim light grey aluminium body, for in-line connection, basic version | 2523 | 39 | 75 |  | 50000/L80B10 | 3 | 3805 | 39 | 98 | 80+ | 4000 | 454.467
| DM1126366 | Decor S LED1x5250 H345 T840 DPRZ LT80 LO3 DALI 1LIN LL | DALI-dimmable, I, IP40, IK05, UGR≤19, matt micro-prismatic polycarbonate diffuser, slim light grey aluminium body, for in-line connection, basic version | 2523 | 39 | 75 |  | 50000/L80B10 | 3 | 5230 | 57.3 | 91 | 80+ | 4000 | 459.713
| DM1126367 | Decor S LED1x3300 H347 T840 DPRZ LT80 LO1 DALI 1LIN LL | DALI-dimmable, I, IP40, IK05, UGR≤16, matt micro-prismatic polycarbonate diffuser, slim light grey aluminium body, for in-line connection, basic version | 2943 | 39 | 75 |  | 50000/L80B10 | 3 | 3257 | 31.9 | 102 | 80+ | 4000 | 476.268
| DM1126368 | Decor S LED1x4450 H348 T840 DPRZ LT80 LO2 DALI 1LIN LL | DALI-dimmable, I, IP40, IK05, UGR≤19, matt micro-prismatic polycarbonate diffuser, slim light grey aluminium body, for in-line connection, basic version | 2943 | 39 | 75 |  | 50000/L80B10 | 3 | 4438 | 45.5 | 98 | 80+ | 4000 | 476.268
| DM1126369 | Decor S LED1x6150 H349 T840 DPRZ LT80 LO3 DALI 1LIN LL | DALI-dimmable, I, IP40, IK05, UGR≤19, matt micro-prismatic polycarbonate diffuser, slim light grey aluminium body, for in-line connection, basic version | 2943 | 39 | 75 |  | 50000/L80B10 | 3 | 6101 | 66.9 | 91 | 80+ | 4000 | 481.514
Available options:
|  | DALI | Driver with DALI interface and switch-control dimming
*note - DALI option is not applicable for models: K162; K166; H342; H346.
*note - for DALI LIN option wires are 2x0.5mm2
|  | EAIRB-M | Master luminaire with integrated smart sensor and driver with wireless communication and grouping possibilities for lighting control | [11 empty] | 197.7687
*note - ingress protection IP20
*note - For option EAIRB luminaire housing is 65mm longer
*note - the EAIRB sensor are positioned in the end of the luminaire for lengths up to 1800mm, and in the middle of the luminaire for lengths over 1800mm
*note - EAIRB option is not applicable for models: K125...K130; K133; K137; K140; K144; K166; H305...H310; H313; H317; H320; H324; H346
|  | BLT | Integrated wireless control unit and driver for lighting control via mobile device (via Bluetooth) | [11 empty] | 321.5448
|  | PULL | Pull switch device, on/off | [11 empty] | 18.662
|  | PULLDIM | Pull switch device and driver with switch-control dimming | [11 empty] | 115.111
*note - For PULL and PULLDIM option luminaire housing is 40mm longer
|  | MW | Integrated microwave (MW) motion sensor with on-off control | [11 empty] | 40
*note - for option MW luminaire housing is 72mm longer
|  | PIR | Integrated PIR sensor with on-off control | [11 empty] | 103.544
|  | PIR BLT DALI2 | Integrated wireless PIR sensor with CASAMBI app control. Requires DALI power supply. | [11 empty] | 247.465
*note - For PIR options luminaire housing is 72 mm longer
|  | EM3 | Emergency version 3 hours | [11 empty] | 90
|  | EM3A | Emergency version equipped with an autonomous testing system, 3 hours | [11 empty] | 162.798
|  | EM3D | Emergency version 3 hours with DALI interface | [11 empty] | 268.578
*note - EM options applicable for models longer than 1000mm
|  | 1LIN | Through wiring single phase d=1.5 mm² with two push-in terminal blocks (for luminaire lengths up to 1700mm) | [11 empty] | 8.643
|  | 2LIN | Through wiring two phases d=1.5 mm² with two push-in terminal blocks (for luminaire lengths up to 1700mm) | [11 empty] | 10.234
|  | 3LIN | Through wiring three phases d=1.5 mm² with two push-in terminal blocks (for luminaire lengths up to 1700mm) | [11 empty] | 11.868
|  | 1LIN | Through wiring single phase d=1.5 mm² with two push-in terminal blocks(for luminaire lengths 1701-3000mm) | [11 empty] | 11.868
|  | 2LIN | Through wiring two phases d=1.5 mm² with two push-in terminal blocks (for luminaire lengths 1701-3000mm) | [11 empty] | 17.071
|  | 3LIN | Through wiring three phases d=1.5 mm² with two push-in terminal blocks (for luminaire lengths 1701-3000mm) | [11 empty] | 20.253
*note - LIN options applicable for models longer than 800mm
|  | 2G | Strain relief for power supply cable, 2pcs | [11 empty] | 1.849
|  | CBF3-2.0m clear | Cable 3x0.75mm² for suspended luminaire up to 2.0 meters, transparent | [11 empty] | 17.286
|  | SUS | Suspended version | [11 empty] | 5.289
*note - for suspended luminaires it is recommended to use one of CBF3 option for easier mounting
|  | L | for in-line connection end/first luminaire
|  | LL | for in-line connection intermediate luminaire
*note - for L and LL models 3LIN option applicable for models longer than 800mm
|  | IP44 | IP44 protection degree (not applicable for L and LL type luminaires) | [11 empty] | 24.553
*note - IP44 option not applicable for L and LL models
|  | RAL9003S | RAL 9003S colour
|  | RAL9005S | RAL 9005S colour
|  | RAL (price/m, QNT. >10) | RAL colour, standard list | [11 empty] | 22.059
|  | RAL (price/m, QNT. ≤10) | RAL colour, standard list | [11 empty] | 65.876
|  | OP LT80 | Opal diffuser with high light transmittance
|  | T830 | Colour temperature 3000K, CRI 80+
|  | T840 | Colour temperature 4000K, CRI 80+
Available accessories:
| DM9002149 | Suspension MTG KIT SUSI | Suspension wire set "I" type, 1.5m adjustable, 1pcs | [11 empty] | 12.728
*note - 2pcs MTG SUSI KIT for length up to 2000mm
*note - SUS option is required
| DM9016446 | WALL MTG KIT - Decor S LED RAL9006S | Support bracket for luminaire installation onto wall. Decor S LED, 1pcs | [11 empty] | 3.225
*note - 2pcs WALL MTG KIT for length up to 2000mm
| DM9002131 | CAP1 WHITE | Plastic cap for hiding cable inlet into ceilings, white | [11 empty] | 2.537
| DM9015089 | CAP1 CLEAR | Plastic cap for hiding cable inlet into ceilings, clear | [11 empty] | 2.537
| DM9015091 | CAP2 CLEAR | Plastic cap for hiding cable inlet into ceilings, clear | [11 empty] | 2.537
| DM9022161 | CAP4, light grey | Square decorative metal cap for hiding cable inlet into ceilings, light grey | 60 | 60 | 27 | [8 empty] | 15.265
| DM9024862 | CAP4, white | Square decorative metal cap for hiding cable inlet with suspension wire attachment point, push-in terminals 3x1x1.5mm2, white | 60 | 60 | 27 | [8 empty] | 15.265
| DM9025036 | CAP4, black | Square decorative metal cap for hiding cable inlet with suspension wire attachment point, push-in terminals 3x1x1.5mm2, black | 60 | 60 | 27 | [8 empty] | 15.265
| DM9033621 | CAP5, light grey | Square decorative metal cap for hiding cable inlet with suspension wire attachment point, push-in terminals 5x1x1.5mm2, light grey | 70 | 70 | 27 | [8 empty] | 21.156
| DM9033622 | CAP5, white | Square decorative metal cap for hiding cable inlet with suspension wire attachment point, push-in terminals 5x1x1.5mm2, white | 70 | 70 | 27 | [8 empty] | 21.156
| DM9033623 | CAP5, black | Square decorative metal cap for hiding cable inlet with suspension wire attachment point, push-in terminals 5x1x1.5mm2, black | 70 | 70 | 27 | [8 empty] | 21.156
| DM9003213 | CAP spiral cable 3x0.75 2.0m, white | Spiral cable 3x0.75mm² for suspended luminaire up to 2.0 meters, white | [11 empty] | 18.189
| DM9015093 | CAP cable 3x0.75 2.0m, white | Cable 3x0.75mm² for suspended luminaire up to 2.0 meters, white | [11 empty] | 7.568
| DM9015094 | CAP cable 3x0.75 2.0m, clear | Cable 3x0.75mm² for suspended luminaire up to 2.0 meters, transparent | [11 empty] | 15.91
| DM9016341 | CAP cable clip D6.3mm SET clear | Cable and suspension wire clip set, 4pcs. For cable diameter up to 6,3mm and wire diameter 1mm | [11 empty] | 2.752
Available accessories:
| DM9028292 | Panel removal tool | A pair of Serpens S / Decor S panel removal tools for neat panel removal during installation | [11 empty] | 4.343
| DM1126370 | Decor LED1x900 K075 T830 OP LO1 | non-dimmable, I, IP40, IK05, opal polycarbonate diffuser, light grey aluminium body | 573 | 59 | 69 |  | 100000/L80B10 | 3 | 827 | 6.8 | 122 | 80+ | 3000 | 120.142
| DM1126371 | Decor LED1x1200 K076 T830 OP LO2 | non-dimmable, I, IP40, IK05, opal polycarbonate diffuser, light grey aluminium body | 573 | 59 | 69 |  | 100000/L80B10 | 3 | 1140 | 9.5 | 120 | 80+ | 3000 | 120.142
| DM1126372 | Decor LED1x1700 K077 T830 OP LO3 | non-dimmable, I, IP40, IK05, opal polycarbonate diffuser, light grey aluminium body | 573 | 59 | 69 |  | 100000/L80B10 | 3 | 1593 | 13.8 | 115 | 80+ | 3000 | 132.397
| DM1126373 | Decor LED1x2500 K078 T830 OP LO4 | non-dimmable, I, IP40, IK05, opal polycarbonate diffuser, light grey aluminium body | 573 | 59 | 69 |  | 100000/L80B10 | 3 | 2390 | 19.9 | 120 | 80+ | 3000 | 134.891
| DM1126374 | Decor LED1x1100 K079 T830 OP LO1 | non-dimmable, I, IP40, IK05, opal polycarbonate diffuser, light grey aluminium body | 713 | 59 | 69 |  | 100000/L80B10 | 3 | 1034 | 8.2 | 126 | 80+ | 3000 | 144.609
| DM1126375 | Decor LED1x1500 K080 T830 OP LO2 | non-dimmable, I, IP40, IK05, opal polycarbonate diffuser, light grey aluminium body | 713 | 59 | 69 |  | 100000/L80B10 | 3 | 1425 | 11.6 | 123 | 80+ | 3000 | 144.609
| DM1126376 | Decor LED1x2100 K081 T830 OP LO3 | non-dimmable, I, IP40, IK05, opal polycarbonate diffuser, light grey aluminium body | 713 | 59 | 69 |  | 100000/L80B10 | 3 | 1991 | 16.8 | 119 | 80+ | 3000 | 156.692
| DM1126377 | Decor LED1x3150 K082 T830 OP LO4 | non-dimmable, I, IP40, IK05, opal polycarbonate diffuser, light grey aluminium body | 713 | 59 | 69 |  | 100000/L80B10 | 3 | 2987 | 24.6 | 121 | 80+ | 3000 | 160.304
| DM1126378 | Decor LED1x1300 K083 T830 OP LO1 | non-dimmable, I, IP40, IK05, opal polycarbonate diffuser, light grey aluminium body | 853 | 59 | 69 |  | 100000/L80B10 | 3 | 1241 | 10.1 | 123 | 80+ | 3000 | 171.441
| DM1126379 | Decor LED1x1800 K084 T830 OP LO2 | non-dimmable, I, IP40, IK05, opal polycarbonate diffuser, light grey aluminium body | 853 | 59 | 69 |  | 100000/L80B10 | 3 | 1709 | 14 | 122 | 80+ | 3000 | 171.441
| DM1126380 | Decor LED1x2500 K085 T830 OP LO3 | non-dimmable, I, IP40, IK05, opal polycarbonate diffuser, light grey aluminium body | 853 | 59 | 69 |  | 100000/L80B10 | 3 | 2390 | 20.2 | 118 | 80+ | 3000 | 176.644
| DM1126381 | Decor LED1x3750 K086 T830 OP LO4 | non-dimmable, I, IP40, IK05, opal polycarbonate diffuser, light grey aluminium body | 853 | 59 | 69 |  | 100000/L80B10 | 3 | 3584 | 29.5 | 121 | 80+ | 3000 | 180.299
| DM1126382 | Decor LED1x1550 K087 T830 OP LO1 | non-dimmable, I, IP40, IK05, opal polycarbonate diffuser, light grey aluminium body | 993 | 59 | 69 |  | 100000/L80B10 | 3 | 1448 | 11.6 | 125 | 80+ | 3000 | 188.856
| DM1126383 | Decor LED1x2100 K088 T830 OP LO2 | non-dimmable, I, IP40, IK05, opal polycarbonate diffuser, light grey aluminium body | 993 | 59 | 69 |  | 100000/L80B10 | 3 | 1994 | 15.9 | 125 | 80+ | 3000 | 188.856
| DM1126384 | Decor LED1x2950 K089 T830 OP LO3 | non-dimmable, I, IP40, IK05, opal polycarbonate diffuser, light grey aluminium body | 993 | 59 | 69 |  | 100000/L80B10 | 3 | 2788 | 23 | 121 | 80+ | 3000 | 194.145
| DM1126385 | Decor LED1x1750 K090 T830 OP LO1 | non-dimmable, I, IP40, IK05, opal polycarbonate diffuser, light grey aluminium body | 1133 | 59 | 69 |  | 100000/L80B10 | 3 | 1655 | 13.1 | 126 | 80+ | 3000 | 191.393
| DM1126386 | Decor LED1x2400 K091 T830 OP LO2 | non-dimmable, I, IP40, IK05, opal polycarbonate diffuser, light grey aluminium body | 1133 | 59 | 69 |  | 100000/L80B10 | 3 | 2279 | 18 | 127 | 80+ | 3000 | 191.393
| DM1126387 | Decor LED1x3350 K092 T830 OP LO3 | non-dimmable, I, IP40, IK05, opal polycarbonate diffuser, light grey aluminium body | 1133 | 59 | 69 |  | 100000/L80B10 | 3 | 3186 | 26.3 | 121 | 80+ | 3000 | 196.639
| DM1126388 | Decor LED1x5000 K093 T830 OP LO4 | non-dimmable, I, IP40, IK05, opal polycarbonate diffuser, light grey aluminium body | 1133 | 59 | 69 |  | 100000/L80B10 | 3 | 4779 | 38.1 | 125 | 80+ | 3000 | 222.052
| DM1126389 | Decor LED1x1950 K094 T830 OP LO1 | non-dimmable, I, IP40, IK05, opal polycarbonate diffuser, light grey aluminium body | 1273 | 59 | 69 |  | 100000/L80B10 | 3 | 1862 | 14.5 | 128 | 80+ | 3000 | 219.3
| DM1126390 | Decor LED1x2700 K095 T830 OP LO2 | non-dimmable, I, IP40, IK05, opal polycarbonate diffuser, light grey aluminium body | 1273 | 59 | 69 |  | 100000/L80B10 | 3 | 2564 | 20.2 | 127 | 80+ | 3000 | 219.3
| DM1126391 | Decor LED1x3750 K096 T830 OP LO3 | non-dimmable, I, IP40, IK05, opal polycarbonate diffuser, light grey aluminium body | 1273 | 59 | 69 |  | 100000/L80B10 | 3 | 3584 | 29.6 | 121 | 80+ | 3000 | 224.546
| DM1126392 | Decor LED1x2200 K097 T830 OP LO1 | non-dimmable, I, IP40, IK05, opal polycarbonate diffuser, light grey aluminium body | 1413 | 59 | 69 |  | 100000/L80B10 | 3 | 2069 | 16.6 | 125 | 80+ | 3000 | 239.295
| DM1126393 | Decor LED1x3000 K098 T830 OP LO2 | non-dimmable, I, IP40, IK05, opal polycarbonate diffuser, light grey aluminium body | 1413 | 59 | 69 |  | 100000/L80B10 | 3 | 2849 | 23 | 124 | 80+ | 3000 | 239.295
| DM1126394 | Decor LED1x4200 K099 T830 OP LO3 | non-dimmable, I, IP40, IK05, opal polycarbonate diffuser, light grey aluminium body | 1413 | 59 | 69 |  | 100000/L80B10 | 3 | 3983 | 31.7 | 126 | 80+ | 3000 | 258.344
| DM1126395 | Decor LED1x6250 K100 T830 OP LO4 | non-dimmable, I, IP40, IK05, opal polycarbonate diffuser, light grey aluminium body | 1413 | 59 | 69 |  | 100000/L80B10 | 3 | 5974 | 47.6 | 126 | 80+ | 3000 | 266.299
| DM1126396 | Decor LED1x2600 K101 T830 OP LO1 | non-dimmable, I, IP40, IK05, opal polycarbonate diffuser, light grey aluminium body | 1693 | 59 | 69 |  | 100000/L80B10 | 3 | 2482 | 19.4 | 128 | 80+ | 3000 | 277.694
| DM1126397 | Decor LED1x3600 K102 T830 OP LO2 | non-dimmable, I, IP40, IK05, opal polycarbonate diffuser, light grey aluminium body | 1693 | 59 | 69 |  | 100000/L80B10 | 3 | 3419 | 27.3 | 125 | 80+ | 3000 | 277.694
| DM1126398 | Decor LED1x5000 K103 T830 OP LO3 | non-dimmable, I, IP40, IK05, opal polycarbonate diffuser, light grey aluminium body | 1693 | 59 | 69 |  | 100000/L80B10 | 3 | 4779 | 38.1 | 125 | 80+ | 3000 | 296.7
| DM1126399 | Decor LED1x7500 K104 T830 OP LO4 | non-dimmable, I, IP40, IK05, opal polycarbonate diffuser, light grey aluminium body | 1693 | 59 | 69 |  | 100000/L80B10 | 3 | 7169 | 57.1 | 126 | 80+ | 3000 | 312.352
| DM1126400 | Decor LED1x3050 K105 T830 OP LO1 | non-dimmable, I, IP40, IK05, opal polycarbonate diffuser, light grey aluminium body | 1973 | 59 | 69 |  | 100000/L80B10 | 3 | 2896 | 22.4 | 129 | 80+ | 3000 | 283.8
| DM1126401 | Decor LED1x4200 K106 T830 OP LO2 | non-dimmable, I, IP40, IK05, opal polycarbonate diffuser, light grey aluminium body | 1973 | 59 | 69 |  | 100000/L80B10 | 3 | 3989 | 31.5 | 127 | 80+ | 3000 | 283.8
| DM1126402 | Decor LED1x5850 K107 T830 OP LO3 | non-dimmable, I, IP40, IK05, opal polycarbonate diffuser, light grey aluminium body | 1973 | 59 | 69 |  | 100000/L80B10 | 3 | 5576 | 44.4 | 126 | 80+ | 3000 | 302.849
| DM1126403 | Decor LED1x9350 K108 T830 OP LO4 | non-dimmable, I, IP40, IK05, opal polycarbonate diffuser, light grey aluminium body | 2113 | 59 | 69 |  | 100000/L80B10 | 3 | 8961 | 71.3 | 126 | 80+ | 3000 | 363.694
| DM1126404 | Decor LED1x3500 K109 T830 OP LO1 | non-dimmable, I, IP40, IK05, opal polycarbonate diffuser, light grey aluminium body | 2253 | 59 | 69 |  | 100000/L80B10 | 3 | 3310 | 25.3 | 131 | 80+ | 3000 | 340.302
| DM1126405 | Decor LED1x4800 K110 T830 OP LO2 | non-dimmable, I, IP40, IK05, opal polycarbonate diffuser, light grey aluminium body | 2253 | 59 | 69 |  | 100000/L80B10 | 3 | 4558 | 35.5 | 128 | 80+ | 3000 | 340.302
| DM1126406 | Decor LED1x6650 K111 T830 OP LO3 | non-dimmable, I, IP40, IK05, opal polycarbonate diffuser, light grey aluminium body | 2253 | 59 | 69 |  | 100000/L80B10 | 3 | 6372 | 50.8 | 125 | 80+ | 3000 | 359.394
| DM1126407 | Decor LED1x10000 K112 T830 OP LO4 | non-dimmable, I, IP40, IK05, opal polycarbonate diffuser, light grey aluminium body | 2253 | 59 | 69 |  | 100000/L80B10 | 3 | 9558 | 77 | 124 | 80+ | 3000 | 420.196
| DM1126408 | Decor LED1x3900 K113 T830 OP LO1 | non-dimmable, I, IP40, IK05, opal polycarbonate diffuser, light grey aluminium body | 2533 | 59 | 69 |  | 100000/L80B10 | 3 | 3723 | 27.5 | 135 | 80+ | 3000 | 432.451
| DM1126409 | Decor LED1x5350 K114 T830 OP LO2 | non-dimmable, I, IP40, IK05, opal polycarbonate diffuser, light grey aluminium body | 2533 | 59 | 69 |  | 100000/L80B10 | 3 | 5128 | 40 | 128 | 80+ | 3000 | 418.39
| DM1126410 | Decor LED1x7500 K115 T830 OP LO3 | non-dimmable, I, IP40, IK05, opal polycarbonate diffuser, light grey aluminium body | 2533 | 59 | 69 |  | 100000/L80B10 | 3 | 7169 | 57.1 | 126 | 80+ | 3000 | 440.191
| DM1126411 | Decor LED1x11250 K116 T830 OP LO4 | non-dimmable, I, IP40, IK05, opal polycarbonate diffuser, light grey aluminium body | 2533 | 59 | 69 |  | 100000/L80B10 | 3 | 10753 | 82.9 | 130 | 80+ | 3000 | 492.393
| DM1126412 | Decor LED1x4550 K117 T830 OP LO1 | non-dimmable, I, IP40, IK05, opal polycarbonate diffuser, light grey aluminium body | 2953 | 59 | 69 |  | 100000/L80B10 | 3 | 4344 | 32 | 136 | 80+ | 3000 | 445.394
| DM1126413 | Decor LED1x6250 K118 T830 OP LO2 | non-dimmable, I, IP40, IK05, opal polycarbonate diffuser, light grey aluminium body | 2953 | 59 | 69 |  | 100000/L80B10 | 3 | 5983 | 46.1 | 130 | 80+ | 3000 | 431.548
| DM1126414 | Decor LED1x8750 K119 T830 OP LO3 | non-dimmable, I, IP40, IK05, opal polycarbonate diffuser, light grey aluminium body | 2953 | 59 | 69 |  | 100000/L80B10 | 3 | 8363 | 66.7 | 125 | 80+ | 3000 | 453.349
| DM1126415 | Decor LED1x900 K075 T840 OP LO1 | non-dimmable, I, IP40, IK05, opal polycarbonate diffuser, light grey aluminium body | 573 | 59 | 69 |  | 100000/L80B10 | 3 | 863 | 6.8 | 127 | 80+ | 4000 | 120.142
| DM1126416 | Decor LED1x1200 K076 T840 OP LO2 | non-dimmable, I, IP40, IK05, opal polycarbonate diffuser, light grey aluminium body | 573 | 59 | 69 |  | 100000/L80B10 | 3 | 1189 | 9.5 | 125 | 80+ | 4000 | 120.142
| DM1126417 | Decor LED1x1700 K077 T840 OP LO3 | non-dimmable, I, IP40, IK05, opal polycarbonate diffuser, light grey aluminium body | 573 | 59 | 69 |  | 100000/L80B10 | 3 | 1662 | 13.8 | 120 | 80+ | 4000 | 132.397
| DM1126418 | Decor LED1x2500 K078 T840 OP LO4 | non-dimmable, I, IP40, IK05, opal polycarbonate diffuser, light grey aluminium body | 573 | 59 | 69 |  | 100000/L80B10 | 3 | 2493 | 19.9 | 125 | 80+ | 4000 | 134.891
| DM1126419 | Decor LED1x1100 K079 T840 OP LO1 | non-dimmable, I, IP40, IK05, opal polycarbonate diffuser, light grey aluminium body | 713 | 59 | 69 |  | 100000/L80B10 | 3 | 1079 | 8.2 | 132 | 80+ | 4000 | 144.609
| DM1126420 | Decor LED1x1500 K080 T840 OP LO2 | non-dimmable, I, IP40, IK05, opal polycarbonate diffuser, light grey aluminium body | 713 | 59 | 69 |  | 100000/L80B10 | 3 | 1486 | 11.6 | 128 | 80+ | 4000 | 144.609
| DM1126421 | Decor LED1x2100 K081 T840 OP LO3 | non-dimmable, I, IP40, IK05, opal polycarbonate diffuser, light grey aluminium body | 713 | 59 | 69 |  | 100000/L80B10 | 3 | 2077 | 16.8 | 124 | 80+ | 4000 | 156.692
| DM1126422 | Decor LED1x3150 K082 T840 OP LO4 | non-dimmable, I, IP40, IK05, opal polycarbonate diffuser, light grey aluminium body | 713 | 59 | 69 |  | 100000/L80B10 | 3 | 3116 | 24.6 | 127 | 80+ | 4000 | 160.304
| DM1126423 | Decor LED1x1300 K083 T840 OP LO1 | non-dimmable, I, IP40, IK05, opal polycarbonate diffuser, light grey aluminium body | 853 | 59 | 69 |  | 100000/L80B10 | 3 | 1295 | 10.1 | 128 | 80+ | 4000 | 171.441
| DM1126424 | Decor LED1x1800 K084 T840 OP LO2 | non-dimmable, I, IP40, IK05, opal polycarbonate diffuser, light grey aluminium body | 853 | 59 | 69 |  | 100000/L80B10 | 3 | 1783 | 14 | 127 | 80+ | 4000 | 171.441
| DM1126425 | Decor LED1x2500 K085 T840 OP LO3 | non-dimmable, I, IP40, IK05, opal polycarbonate diffuser, light grey aluminium body | 853 | 59 | 69 |  | 100000/L80B10 | 3 | 2493 | 20.2 | 123 | 80+ | 4000 | 176.644
| DM1126426 | Decor LED1x3750 K086 T840 OP LO4 | non-dimmable, I, IP40, IK05, opal polycarbonate diffuser, light grey aluminium body | 853 | 59 | 69 |  | 100000/L80B10 | 3 | 3739 | 29.5 | 127 | 80+ | 4000 | 180.299
| DM1126427 | Decor LED1x1550 K087 T840 OP LO1 | non-dimmable, I, IP40, IK05, opal polycarbonate diffuser, light grey aluminium body | 993 | 59 | 69 |  | 100000/L80B10 | 3 | 1510 | 11.6 | 130 | 80+ | 4000 | 188.856
| DM1126428 | Decor LED1x2100 K088 T840 OP LO2 | non-dimmable, I, IP40, IK05, opal polycarbonate diffuser, light grey aluminium body | 993 | 59 | 69 |  | 100000/L80B10 | 3 | 2080 | 15.9 | 131 | 80+ | 4000 | 188.856
| DM1126429 | Decor LED1x2950 K089 T840 OP LO3 | non-dimmable, I, IP40, IK05, opal polycarbonate diffuser, light grey aluminium body | 993 | 59 | 69 |  | 100000/L80B10 | 3 | 2908 | 23 | 126 | 80+ | 4000 | 194.145
| DM1126430 | Decor LED1x1750 K090 T840 OP LO1 | non-dimmable, I, IP40, IK05, opal polycarbonate diffuser, light grey aluminium body | 1133 | 59 | 69 |  | 100000/L80B10 | 3 | 1726 | 13.1 | 132 | 80+ | 4000 | 191.393
| DM1126431 | Decor LED1x2400 K091 T840 OP LO2 | non-dimmable, I, IP40, IK05, opal polycarbonate diffuser, light grey aluminium body | 1133 | 59 | 69 |  | 100000/L80B10 | 3 | 2378 | 18 | 132 | 80+ | 4000 | 191.393
| DM1126432 | Decor LED1x3350 K092 T840 OP LO3 | non-dimmable, I, IP40, IK05, opal polycarbonate diffuser, light grey aluminium body | 1133 | 59 | 69 |  | 100000/L80B10 | 3 | 3323 | 26.3 | 126 | 80+ | 4000 | 196.639
| DM1126433 | Decor LED1x5000 K093 T840 OP LO4 | non-dimmable, I, IP40, IK05, opal polycarbonate diffuser, light grey aluminium body | 1133 | 59 | 69 |  | 100000/L80B10 | 3 | 4985 | 38.1 | 131 | 80+ | 4000 | 222.052
| DM1126434 | Decor LED1x1950 K094 T840 OP LO1 | non-dimmable, I, IP40, IK05, opal polycarbonate diffuser, light grey aluminium body | 1273 | 59 | 69 |  | 100000/L80B10 | 3 | 1942 | 14.5 | 134 | 80+ | 4000 | 219.3
| DM1126435 | Decor LED1x2700 K095 T840 OP LO2 | non-dimmable, I, IP40, IK05, opal polycarbonate diffuser, light grey aluminium body | 1273 | 59 | 69 |  | 100000/L80B10 | 3 | 2675 | 20.2 | 132 | 80+ | 4000 | 219.3
| DM1126436 | Decor LED1x3750 K096 T840 OP LO3 | non-dimmable, I, IP40, IK05, opal polycarbonate diffuser, light grey aluminium body | 1273 | 59 | 69 |  | 100000/L80B10 | 3 | 3739 | 29.6 | 126 | 80+ | 4000 | 224.546
| DM1126437 | Decor LED1x2200 K097 T840 OP LO1 | non-dimmable, I, IP40, IK05, opal polycarbonate diffuser, light grey aluminium body | 1413 | 59 | 69 |  | 100000/L80B10 | 3 | 2158 | 16.6 | 130 | 80+ | 4000 | 239.295
| DM1126438 | Decor LED1x3000 K098 T840 OP LO2 | non-dimmable, I, IP40, IK05, opal polycarbonate diffuser, light grey aluminium body | 1413 | 59 | 69 |  | 100000/L80B10 | 3 | 2972 | 23 | 129 | 80+ | 4000 | 239.295
| DM1126439 | Decor LED1x4200 K099 T840 OP LO3 | non-dimmable, I, IP40, IK05, opal polycarbonate diffuser, light grey aluminium body | 1413 | 59 | 69 |  | 100000/L80B10 | 3 | 4154 | 31.7 | 131 | 80+ | 4000 | 258.344
| DM1126440 | Decor LED1x6250 K100 T840 OP LO4 | non-dimmable, I, IP40, IK05, opal polycarbonate diffuser, light grey aluminium body | 1413 | 59 | 69 |  | 100000/L80B10 | 3 | 6231 | 47.6 | 131 | 80+ | 4000 | 266.299
| DM1126441 | Decor LED1x2600 K101 T840 OP LO1 | non-dimmable, I, IP40, IK05, opal polycarbonate diffuser, light grey aluminium body | 1693 | 59 | 69 |  | 100000/L80B10 | 3 | 2589 | 19.4 | 133 | 80+ | 4000 | 277.694
| DM1126442 | Decor LED1x3600 K102 T840 OP LO2 | non-dimmable, I, IP40, IK05, opal polycarbonate diffuser, light grey aluminium body | 1693 | 59 | 69 |  | 100000/L80B10 | 3 | 3566 | 27.3 | 131 | 80+ | 4000 | 277.694
| DM1126443 | Decor LED1x5000 K103 T840 OP LO3 | non-dimmable, I, IP40, IK05, opal polycarbonate diffuser, light grey aluminium body | 1693 | 59 | 69 |  | 100000/L80B10 | 3 | 4985 | 38.1 | 131 | 80+ | 4000 | 296.7
| DM1126444 | Decor LED1x7500 K104 T840 OP LO4 | non-dimmable, I, IP40, IK05, opal polycarbonate diffuser, light grey aluminium body | 1693 | 59 | 69 |  | 100000/L80B10 | 3 | 7478 | 57.1 | 131 | 80+ | 4000 | 312.352
| DM1126445 | Decor LED1x3050 K105 T840 OP LO1 | non-dimmable, I, IP40, IK05, opal polycarbonate diffuser, light grey aluminium body | 1973 | 59 | 69 |  | 100000/L80B10 | 3 | 3021 | 22.4 | 135 | 80+ | 4000 | 283.8
| DM1126446 | Decor LED1x4200 K106 T840 OP LO2 | non-dimmable, I, IP40, IK05, opal polycarbonate diffuser, light grey aluminium body | 1973 | 59 | 69 |  | 100000/L80B10 | 3 | 4161 | 31.5 | 132 | 80+ | 4000 | 283.8
| DM1126447 | Decor LED1x5850 K107 T840 OP LO3 | non-dimmable, I, IP40, IK05, opal polycarbonate diffuser, light grey aluminium body | 1973 | 59 | 69 |  | 100000/L80B10 | 3 | 5816 | 44.4 | 131 | 80+ | 4000 | 302.849
| DM1126448 | Decor LED1x9350 K108 T840 OP LO4 | non-dimmable, I, IP40, IK05, opal polycarbonate diffuser, light grey aluminium body | 2113 | 59 | 69 |  | 100000/L80B10 | 3 | 9347 | 71.3 | 131 | 80+ | 4000 | 363.694
| DM1126449 | Decor LED1x3500 K109 T840 OP LO1 | non-dimmable, I, IP40, IK05, opal polycarbonate diffuser, light grey aluminium body | 2253 | 59 | 69 |  | 100000/L80B10 | 3 | 3452 | 25.3 | 136 | 80+ | 4000 | 340.302
| DM1126450 | Decor LED1x4800 K110 T840 OP LO2 | non-dimmable, I, IP40, IK05, opal polycarbonate diffuser, light grey aluminium body | 2253 | 59 | 69 |  | 100000/L80B10 | 3 | 4755 | 35.5 | 134 | 80+ | 4000 | 340.302
| DM1126451 | Decor LED1x6650 K111 T840 OP LO3 | non-dimmable, I, IP40, IK05, opal polycarbonate diffuser, light grey aluminium body | 2253 | 59 | 69 |  | 100000/L80B10 | 3 | 6647 | 50.8 | 131 | 80+ | 4000 | 359.394
| DM1126452 | Decor LED1x10000 K112 T840 OP LO4 | non-dimmable, I, IP40, IK05, opal polycarbonate diffuser, light grey aluminium body | 2253 | 59 | 69 |  | 100000/L80B10 | 3 | 9970 | 77 | 129 | 80+ | 4000 | 420.196
| DM1126453 | Decor LED1x3900 K113 T840 OP LO1 | non-dimmable, I, IP40, IK05, opal polycarbonate diffuser, light grey aluminium body | 2533 | 59 | 69 |  | 100000/L80B10 | 3 | 3884 | 27.5 | 141 | 80+ | 4000 | 432.451
| DM1126454 | Decor LED1x5350 K114 T840 OP LO2 | non-dimmable, I, IP40, IK05, opal polycarbonate diffuser, light grey aluminium body | 2533 | 59 | 69 |  | 100000/L80B10 | 3 | 5349 | 40 | 134 | 80+ | 4000 | 418.39
| DM1126455 | Decor LED1x7500 K115 T840 OP LO3 | non-dimmable, I, IP40, IK05, opal polycarbonate diffuser, light grey aluminium body | 2533 | 59 | 69 |  | 100000/L80B10 | 3 | 7478 | 57.1 | 131 | 80+ | 4000 | 440.191
| DM1126456 | Decor LED1x11250 K116 T840 OP LO4 | non-dimmable, I, IP40, IK05, opal polycarbonate diffuser, light grey aluminium body | 2533 | 59 | 69 |  | 100000/L80B10 | 3 | 11217 | 82.9 | 135 | 80+ | 4000 | 492.393
| DM1126457 | Decor LED1x4550 K117 T840 OP LO1 | non-dimmable, I, IP40, IK05, opal polycarbonate diffuser, light grey aluminium body | 2953 | 59 | 69 |  | 100000/L80B10 | 3 | 4531 | 32 | 142 | 80+ | 4000 | 445.394
| DM1126458 | Decor LED1x6250 K118 T840 OP LO2 | non-dimmable, I, IP40, IK05, opal polycarbonate diffuser, light grey aluminium body | 2953 | 59 | 69 |  | 100000/L80B10 | 3 | 6241 | 46.1 | 135 | 80+ | 4000 | 431.548
| DM1126459 | Decor LED1x8750 K119 T840 OP LO3 | non-dimmable, I, IP40, IK05, opal polycarbonate diffuser, light grey aluminium body | 2953 | 59 | 69 |  | 100000/L80B10 | 3 | 8724 | 66.7 | 131 | 80+ | 4000 | 453.349
| DM1126460 | Decor LED1x850 K075 T830 DPRZ LT80 LO1 | non-dimmable, I, IP40, IK05, UGR≤16, matt micro-prismatic polycarbonate diffuser, light grey aluminium body | 573 | 59 | 69 |  | 100000/L80B10 | 3 | 772 | 6.8 | 114 | 80+ | 3000 | 122.851
| DM1126461 | Decor LED1x1150 K076 T830 DPRZ LT80 LO2 | non-dimmable, I, IP40, IK05, UGR≤19, matt micro-prismatic polycarbonate diffuser, light grey aluminium body | 573 | 59 | 69 |  | 100000/L80B10 | 3 | 1064 | 9.5 | 112 | 80+ | 3000 | 122.851
| DM1126462 | Decor LED1x1600 K077 T830 DPRZ LT80 LO3 | non-dimmable, I, IP40, IK05, UGR≤19, matt micro-prismatic polycarbonate diffuser, light grey aluminium body | 573 | 59 | 69 |  | 100000/L80B10 | 3 | 1487 | 13.8 | 108 | 80+ | 3000 | 134.891
| DM1126463 | Decor LED1x2350 K078 T830 DPRZ LT80 LO4 | non-dimmable, I, IP40, IK05, UGR≤22, matt micro-prismatic polycarbonate diffuser, light grey aluminium body | 573 | 59 | 69 |  | 100000/L80B10 | 3 | 2230 | 19.9 | 112 | 80+ | 3000 | 137.6
| DM1126464 | Decor LED1x1050 K079 T830 DPRZ LT80 LO1 | non-dimmable, I, IP40, IK05, UGR≤16, matt micro-prismatic polycarbonate diffuser, light grey aluminium body | 713 | 59 | 69 |  | 100000/L80B10 | 3 | 965 | 8.2 | 118 | 80+ | 3000 | 148.049
| DM1126465 | Decor LED1x1400 K080 T830 DPRZ LT80 LO2 | non-dimmable, I, IP40, IK05, UGR≤19, matt micro-prismatic polycarbonate diffuser, light grey aluminium body | 713 | 59 | 69 |  | 100000/L80B10 | 3 | 1330 | 11.6 | 115 | 80+ | 3000 | 148.049
| DM1126466 | Decor LED1x1950 K081 T830 DPRZ LT80 LO3 | non-dimmable, I, IP40, IK05, UGR≤19, matt micro-prismatic polycarbonate diffuser, light grey aluminium body | 713 | 59 | 69 |  | 100000/L80B10 | 3 | 1859 | 16.8 | 111 | 80+ | 3000 | 160.304
| DM1126467 | Decor LED1x2950 K082 T830 DPRZ LT80 LO4 | non-dimmable, I, IP40, IK05, UGR≤22, matt micro-prismatic polycarbonate diffuser, light grey aluminium body | 713 | 59 | 69 |  | 100000/L80B10 | 3 | 2788 | 24.6 | 113 | 80+ | 3000 | 163.701
| DM1126468 | Decor LED1x1250 K083 T830 DPRZ LT80 LO1 | non-dimmable, I, IP40, IK05, UGR≤16, matt micro-prismatic polycarbonate diffuser, light grey aluminium body | 853 | 59 | 69 |  | 100000/L80B10 | 3 | 1158 | 10.1 | 115 | 80+ | 3000 | 175.741
| DM1126469 | Decor LED1x1700 K084 T830 DPRZ LT80 LO2 | non-dimmable, I, IP40, IK05, UGR≤19, matt micro-prismatic polycarbonate diffuser, light grey aluminium body | 853 | 59 | 69 |  | 100000/L80B10 | 3 | 1595 | 14 | 114 | 80+ | 3000 | 175.741
| DM1126470 | Decor LED1x2350 K085 T830 DPRZ LT80 LO3 | non-dimmable, I, IP40, IK05, UGR≤19, matt micro-prismatic polycarbonate diffuser, light grey aluminium body | 853 | 59 | 69 |  | 100000/L80B10 | 3 | 2230 | 20.2 | 110 | 80+ | 3000 | 180.944
| DM1126471 | Decor LED1x3500 K086 T830 DPRZ LT80 LO4 | non-dimmable, I, IP40, IK05, UGR≤22, matt micro-prismatic polycarbonate diffuser, light grey aluminium body | 853 | 59 | 69 |  | 100000/L80B10 | 3 | 3345 | 29.5 | 113 | 80+ | 3000 | 184.599
| DM1126472 | Decor LED1x1450 K087 T830 DPRZ LT80 LO1 | non-dimmable, I, IP40, IK05, UGR≤16, matt micro-prismatic polycarbonate diffuser, light grey aluminium body | 993 | 59 | 69 |  | 100000/L80B10 | 3 | 1351 | 11.6 | 116 | 80+ | 3000 | 194.145
| DM1126473 | Decor LED1x1950 K088 T830 DPRZ LT80 LO2 | non-dimmable, I, IP40, IK05, UGR≤19, matt micro-prismatic polycarbonate diffuser, light grey aluminium body | 993 | 59 | 69 |  | 100000/L80B10 | 3 | 1861 | 15.9 | 117 | 80+ | 3000 | 194.145
| DM1126474 | Decor LED1x2750 K089 T830 DPRZ LT80 LO3 | non-dimmable, I, IP40, IK05, UGR≤19, matt micro-prismatic polycarbonate diffuser, light grey aluminium body | 993 | 59 | 69 |  | 100000/L80B10 | 3 | 2602 | 23 | 113 | 80+ | 3000 | 199.305
| DM1126475 | Decor LED1x1650 K090 T830 DPRZ LT80 LO1 | non-dimmable, I, IP40, IK05, UGR≤16, matt micro-prismatic polycarbonate diffuser, light grey aluminium body | 1133 | 59 | 69 |  | 100000/L80B10 | 3 | 1545 | 13.1 | 118 | 80+ | 3000 | 196.639
| DM1126476 | Decor LED1x2250 K091 T830 DPRZ LT80 LO2 | non-dimmable, I, IP40, IK05, UGR≤19, matt micro-prismatic polycarbonate diffuser, light grey aluminium body | 1133 | 59 | 69 |  | 100000/L80B10 | 3 | 2127 | 18 | 118 | 80+ | 3000 | 196.639
| DM1126477 | Decor LED1x3150 K092 T830 DPRZ LT80 LO3 | non-dimmable, I, IP40, IK05, UGR≤19, matt micro-prismatic polycarbonate diffuser, light grey aluminium body | 1133 | 59 | 69 |  | 100000/L80B10 | 3 | 2974 | 26.3 | 113 | 80+ | 3000 | 201.842
| DM1126478 | Decor LED1x4700 K093 T830 DPRZ LT80 LO4 | non-dimmable, I, IP40, IK05, UGR≤22, matt micro-prismatic polycarbonate diffuser, light grey aluminium body | 1133 | 59 | 69 |  | 100000/L80B10 | 3 | 4460 | 38.1 | 117 | 80+ | 3000 | 227.255
| DM1126479 | Decor LED1x1850 K094 T830 DPRZ LT80 LO1 | non-dimmable, I, IP40, IK05, UGR≤16, matt micro-prismatic polycarbonate diffuser, light grey aluminium body | 1273 | 59 | 69 |  | 100000/L80B10 | 3 | 1738 | 14.5 | 120 | 80+ | 3000 | 225.449
| DM1126480 | Decor LED1x2500 K095 T830 DPRZ LT80 LO2 | non-dimmable, I, IP40, IK05, UGR≤19, matt micro-prismatic polycarbonate diffuser, light grey aluminium body | 1273 | 59 | 69 |  | 100000/L80B10 | 3 | 2393 | 20.2 | 118 | 80+ | 3000 | 225.449
| DM1126481 | Decor LED1x3500 K096 T830 DPRZ LT80 LO3 | non-dimmable, I, IP40, IK05, UGR≤19, matt micro-prismatic polycarbonate diffuser, light grey aluminium body | 1273 | 59 | 69 |  | 100000/L80B10 | 3 | 3345 | 29.6 | 113 | 80+ | 3000 | 230.652
| DM1126482 | Decor LED1x2050 K097 T830 DPRZ LT80 LO1 | non-dimmable, I, IP40, IK05, UGR≤16, matt micro-prismatic polycarbonate diffuser, light grey aluminium body | 1413 | 59 | 69 |  | 100000/L80B10 | 3 | 1931 | 16.6 | 116 | 80+ | 3000 | 245.444
| DM1126483 | Decor LED1x2800 K098 T830 DPRZ LT80 LO2 | non-dimmable, I, IP40, IK05, UGR≤19, matt micro-prismatic polycarbonate diffuser, light grey aluminium body | 1413 | 59 | 69 |  | 100000/L80B10 | 3 | 2659 | 23 | 116 | 80+ | 3000 | 245.444
| DM1126484 | Decor LED1x3900 K099 T830 DPRZ LT80 LO3 | non-dimmable, I, IP40, IK05, UGR≤19, matt micro-prismatic polycarbonate diffuser, light grey aluminium body | 1413 | 59 | 69 |  | 100000/L80B10 | 3 | 3717 | 31.7 | 117 | 80+ | 3000 | 264.493
| DM1126485 | Decor LED1x5850 K100 T830 DPRZ LT80 LO4 | non-dimmable, I, IP40, IK05, UGR≤22, matt micro-prismatic polycarbonate diffuser, light grey aluminium body | 1413 | 59 | 69 |  | 100000/L80B10 | 3 | 5576 | 47.6 | 117 | 80+ | 3000 | 272.405
| DM1126486 | Decor LED1x2450 K101 T830 DPRZ LT80 LO1 | non-dimmable, I, IP40, IK05, UGR≤16, matt micro-prismatic polycarbonate diffuser, light grey aluminium body | 1693 | 59 | 69 |  | 100000/L80B10 | 3 | 2317 | 19.4 | 119 | 80+ | 3000 | 285.391
| DM1126487 | Decor LED1x3350 K102 T830 DPRZ LT80 LO2 | non-dimmable, I, IP40, IK05, UGR≤19, matt micro-prismatic polycarbonate diffuser, light grey aluminium body | 1693 | 59 | 69 |  | 100000/L80B10 | 3 | 3191 | 27.3 | 117 | 80+ | 3000 | 285.391
| DM1126488 | Decor LED1x4700 K103 T830 DPRZ LT80 LO3 | non-dimmable, I, IP40, IK05, UGR≤19, matt micro-prismatic polycarbonate diffuser, light grey aluminium body | 1693 | 59 | 69 |  | 100000/L80B10 | 3 | 4460 | 38.1 | 117 | 80+ | 3000 | 304.655
| DM1126489 | Decor LED1x7000 K104 T830 DPRZ LT80 LO4 | non-dimmable, I, IP40, IK05, UGR≤22, matt micro-prismatic polycarbonate diffuser, light grey aluminium body | 1693 | 59 | 69 |  | 100000/L80B10 | 3 | 6691 | 57.1 | 117 | 80+ | 3000 | 320.307
| DM1126490 | Decor LED1x2850 K105 T830 DPRZ LT80 LO1 | non-dimmable, I, IP40, IK05, UGR≤16, matt micro-prismatic polycarbonate diffuser, light grey aluminium body | 1973 | 59 | 69 |  | 100000/L80B10 | 3 | 2703 | 22.4 | 121 | 80+ | 3000 | 292.4
| DM1126491 | Decor LED1x3900 K106 T830 DPRZ LT80 LO2 | non-dimmable, I, IP40, IK05, UGR≤19, matt micro-prismatic polycarbonate diffuser, light grey aluminium body | 1973 | 59 | 69 |  | 100000/L80B10 | 3 | 3723 | 31.5 | 118 | 80+ | 3000 | 292.4
| DM1126492 | Decor LED1x5450 K107 T830 DPRZ LT80 LO3 | non-dimmable, I, IP40, IK05, UGR≤19, matt micro-prismatic polycarbonate diffuser, light grey aluminium body | 1973 | 59 | 69 |  | 100000/L80B10 | 3 | 5204 | 44.4 | 117 | 80+ | 3000 | 311.449
| DM1126493 | Decor LED1x8750 K108 T830 DPRZ LT80 LO4 | non-dimmable, I, IP40, IK05, UGR≤19, matt micro-prismatic polycarbonate diffuser, light grey aluminium body | 2113 | 59 | 69 |  | 100000/L80B10 | 3 | 8364 | 71.3 | 117 | 80+ | 3000 | 373.197
| DM1126494 | Decor LED1x3250 K109 T830 DPRZ LT80 LO1 | non-dimmable, I, IP40, IK05, UGR≤16, matt micro-prismatic polycarbonate diffuser, light grey aluminium body | 2253 | 59 | 69 |  | 100000/L80B10 | 3 | 3089 | 25.3 | 122 | 80+ | 3000 | 349.805
| DM1126495 | Decor LED1x4450 K110 T830 DPRZ LT80 LO2 | non-dimmable, I, IP40, IK05, UGR≤19, matt micro-prismatic polycarbonate diffuser, light grey aluminium body | 2253 | 59 | 69 |  | 100000/L80B10 | 3 | 4255 | 35.5 | 120 | 80+ | 3000 | 349.805
| DM1126496 | Decor LED1x6250 K111 T830 DPRZ LT80 LO3 | non-dimmable, I, IP40, IK05, UGR≤19, matt micro-prismatic polycarbonate diffuser, light grey aluminium body | 2253 | 59 | 69 |  | 100000/L80B10 | 3 | 5947 | 50.8 | 117 | 80+ | 3000 | 368.897
| DM1126497 | Decor LED1x9350 K112 T830 DPRZ LT80 LO4 | non-dimmable, I, IP40, IK05, UGR≤22, matt micro-prismatic polycarbonate diffuser, light grey aluminium body | 2253 | 59 | 69 |  | 100000/L80B10 | 3 | 8921 | 77 | 116 | 80+ | 3000 | 430.645
| DM1126498 | Decor LED1x3650 K113 T830 DPRZ LT80 LO1 | non-dimmable, I, IP40, IK05, UGR≤16, matt micro-prismatic polycarbonate diffuser, light grey aluminium body | 2533 | 59 | 69 |  | 100000/L80B10 | 3 | 3475 | 27.5 | 126 | 80+ | 3000 | 445.394
| DM1126499 | Decor LED1x5000 K114 T830 DPRZ LT80 LO2 | non-dimmable, I, IP40, IK05, UGR≤19, matt micro-prismatic polycarbonate diffuser, light grey aluminium body | 2533 | 59 | 69 |  | 100000/L80B10 | 3 | 4786 | 40 | 120 | 80+ | 3000 | 430.645
| DM1126500 | Decor LED1x7000 K115 T830 DPRZ LT80 LO3 | non-dimmable, I, IP40, IK05, UGR≤19, matt micro-prismatic polycarbonate diffuser, light grey aluminium body | 2533 | 59 | 69 |  | 100000/L80B10 | 3 | 6691 | 57.1 | 117 | 80+ | 3000 | 453.349
| DM1126501 | Decor LED1x10500 K116 T830 DPRZ LT80 LO4 | non-dimmable, I, IP40, IK05, UGR≤22, matt micro-prismatic polycarbonate diffuser, light grey aluminium body | 2533 | 59 | 69 |  | 100000/L80B10 | 3 | 10036 | 82.9 | 121 | 80+ | 3000 | 505.551
| DM1126502 | Decor LED1x4250 K117 T830 DPRZ LT80 LO1 | non-dimmable, I, IP40, IK05, UGR≤16, matt micro-prismatic polycarbonate diffuser, light grey aluminium body | 2953 | 59 | 69 |  | 100000/L80B10 | 3 | 4054 | 32 | 127 | 80+ | 3000 | 458.552
| DM1126503 | Decor LED1x5850 K118 T830 DPRZ LT80 LO2 | non-dimmable, I, IP40, IK05, UGR≤19, matt micro-prismatic polycarbonate diffuser, light grey aluminium body | 2953 | 59 | 69 |  | 100000/L80B10 | 3 | 5584 | 46.1 | 121 | 80+ | 3000 | 444.491
| DM1126504 | Decor LED1x8150 K119 T830 DPRZ LT80 LO3 | non-dimmable, I, IP40, IK05, UGR≤19, matt micro-prismatic polycarbonate diffuser, light grey aluminium body | 2953 | 59 | 69 |  | 100000/L80B10 | 3 | 7806 | 66.7 | 117 | 80+ | 3000 | 466.249
| DM1126505 | Decor LED1x850 K075 T840 DPRZ LT80 LO1 | non-dimmable, I, IP40, IK05, UGR≤16, matt micro-prismatic polycarbonate diffuser, light grey aluminium body | 573 | 59 | 69 |  | 100000/L80B10 | 3 | 806 | 6.8 | 119 | 80+ | 4000 | 122.851
| DM1126506 | Decor LED1x1150 K076 T840 DPRZ LT80 LO2 | non-dimmable, I, IP40, IK05, UGR≤19, matt micro-prismatic polycarbonate diffuser, light grey aluminium body | 573 | 59 | 69 |  | 100000/L80B10 | 3 | 1110 | 9.5 | 117 | 80+ | 4000 | 122.851
| DM1126507 | Decor LED1x1600 K077 T840 DPRZ LT80 LO3 | non-dimmable, I, IP40, IK05, UGR≤19, matt micro-prismatic polycarbonate diffuser, light grey aluminium body | 573 | 59 | 69 |  | 100000/L80B10 | 3 | 1551 | 13.8 | 112 | 80+ | 4000 | 134.891
| DM1126508 | Decor LED1x2350 K078 T840 DPRZ LT80 LO4 | non-dimmable, I, IP40, IK05, UGR≤22, matt micro-prismatic polycarbonate diffuser, light grey aluminium body | 573 | 59 | 69 |  | 100000/L80B10 | 3 | 2326 | 19.9 | 117 | 80+ | 4000 | 137.6
| DM1126509 | Decor LED1x1050 K079 T840 DPRZ LT80 LO1 | non-dimmable, I, IP40, IK05, UGR≤16, matt micro-prismatic polycarbonate diffuser, light grey aluminium body | 713 | 59 | 69 |  | 100000/L80B10 | 3 | 1007 | 8.2 | 123 | 80+ | 4000 | 148.049
| DM1126510 | Decor LED1x1400 K080 T840 DPRZ LT80 LO2 | non-dimmable, I, IP40, IK05, UGR≤19, matt micro-prismatic polycarbonate diffuser, light grey aluminium body | 713 | 59 | 69 |  | 100000/L80B10 | 3 | 1387 | 11.6 | 120 | 80+ | 4000 | 148.049
| DM1126511 | Decor LED1x1950 K081 T840 DPRZ LT80 LO3 | non-dimmable, I, IP40, IK05, UGR≤19, matt micro-prismatic polycarbonate diffuser, light grey aluminium body | 713 | 59 | 69 |  | 100000/L80B10 | 3 | 1939 | 16.8 | 115 | 80+ | 4000 | 160.304
| DM1126512 | Decor LED1x2950 K082 T840 DPRZ LT80 LO4 | non-dimmable, I, IP40, IK05, UGR≤22, matt micro-prismatic polycarbonate diffuser, light grey aluminium body | 713 | 59 | 69 |  | 100000/L80B10 | 3 | 2908 | 24.6 | 118 | 80+ | 4000 | 163.701
| DM1126513 | Decor LED1x1250 K083 T840 DPRZ LT80 LO1 | non-dimmable, I, IP40, IK05, UGR≤16, matt micro-prismatic polycarbonate diffuser, light grey aluminium body | 853 | 59 | 69 |  | 100000/L80B10 | 3 | 1208 | 10.1 | 120 | 80+ | 4000 | 175.741
| DM1126514 | Decor LED1x1700 K084 T840 DPRZ LT80 LO2 | non-dimmable, I, IP40, IK05, UGR≤19, matt micro-prismatic polycarbonate diffuser, light grey aluminium body | 853 | 59 | 69 |  | 100000/L80B10 | 3 | 1664 | 14 | 119 | 80+ | 4000 | 175.741
| DM1126515 | Decor LED1x2350 K085 T840 DPRZ LT80 LO3 | non-dimmable, I, IP40, IK05, UGR≤19, matt micro-prismatic polycarbonate diffuser, light grey aluminium body | 853 | 59 | 69 |  | 100000/L80B10 | 3 | 2326 | 20.2 | 115 | 80+ | 4000 | 180.944
| DM1126516 | Decor LED1x3500 K086 T840 DPRZ LT80 LO4 | non-dimmable, I, IP40, IK05, UGR≤22, matt micro-prismatic polycarbonate diffuser, light grey aluminium body | 853 | 59 | 69 |  | 100000/L80B10 | 3 | 3490 | 29.5 | 118 | 80+ | 4000 | 184.599
| DM1126517 | Decor LED1x1450 K087 T840 DPRZ LT80 LO1 | non-dimmable, I, IP40, IK05, UGR≤16, matt micro-prismatic polycarbonate diffuser, light grey aluminium body | 993 | 59 | 69 |  | 100000/L80B10 | 3 | 1410 | 11.6 | 122 | 80+ | 4000 | 194.145
| DM1126518 | Decor LED1x1950 K088 T840 DPRZ LT80 LO2 | non-dimmable, I, IP40, IK05, UGR≤19, matt micro-prismatic polycarbonate diffuser, light grey aluminium body | 993 | 59 | 69 |  | 100000/L80B10 | 3 | 1942 | 15.9 | 122 | 80+ | 4000 | 194.145
| DM1126519 | Decor LED1x2750 K089 T840 DPRZ LT80 LO3 | non-dimmable, I, IP40, IK05, UGR≤19, matt micro-prismatic polycarbonate diffuser, light grey aluminium body | 993 | 59 | 69 |  | 100000/L80B10 | 3 | 2714 | 23 | 118 | 80+ | 4000 | 199.305
| DM1126520 | Decor LED1x1650 K090 T840 DPRZ LT80 LO1 | non-dimmable, I, IP40, IK05, UGR≤16, matt micro-prismatic polycarbonate diffuser, light grey aluminium body | 1133 | 59 | 69 |  | 100000/L80B10 | 3 | 1611 | 13.1 | 123 | 80+ | 4000 | 196.639
| DM1126521 | Decor LED1x2250 K091 T840 DPRZ LT80 LO2 | non-dimmable, I, IP40, IK05, UGR≤19, matt micro-prismatic polycarbonate diffuser, light grey aluminium body | 1133 | 59 | 69 |  | 100000/L80B10 | 3 | 2219 | 18 | 123 | 80+ | 4000 | 196.639
| DM1126522 | Decor LED1x3150 K092 T840 DPRZ LT80 LO3 | non-dimmable, I, IP40, IK05, UGR≤19, matt micro-prismatic polycarbonate diffuser, light grey aluminium body | 1133 | 59 | 69 |  | 100000/L80B10 | 3 | 3102 | 26.3 | 118 | 80+ | 4000 | 201.842
| DM1126523 | Decor LED1x4700 K093 T840 DPRZ LT80 LO4 | non-dimmable, I, IP40, IK05, UGR≤22, matt micro-prismatic polycarbonate diffuser, light grey aluminium body | 1133 | 59 | 69 |  | 100000/L80B10 | 3 | 4653 | 38.1 | 122 | 80+ | 4000 | 227.255
| DM1126524 | Decor LED1x1850 K094 T840 DPRZ LT80 LO1 | non-dimmable, I, IP40, IK05, UGR≤16, matt micro-prismatic polycarbonate diffuser, light grey aluminium body | 1273 | 59 | 69 |  | 100000/L80B10 | 3 | 1813 | 14.5 | 125 | 80+ | 4000 | 225.449
| DM1126525 | Decor LED1x2500 K095 T840 DPRZ LT80 LO2 | non-dimmable, I, IP40, IK05, UGR≤19, matt micro-prismatic polycarbonate diffuser, light grey aluminium body | 1273 | 59 | 69 |  | 100000/L80B10 | 3 | 2496 | 20.2 | 124 | 80+ | 4000 | 225.449
| DM1126526 | Decor LED1x3500 K096 T840 DPRZ LT80 LO3 | non-dimmable, I, IP40, IK05, UGR≤19, matt micro-prismatic polycarbonate diffuser, light grey aluminium body | 1273 | 59 | 69 |  | 100000/L80B10 | 3 | 3490 | 29.6 | 118 | 80+ | 4000 | 230.652
| DM1126527 | Decor LED1x2050 K097 T840 DPRZ LT80 LO1 | non-dimmable, I, IP40, IK05, UGR≤16, matt micro-prismatic polycarbonate diffuser, light grey aluminium body | 1413 | 59 | 69 |  | 100000/L80B10 | 3 | 2014 | 16.6 | 121 | 80+ | 4000 | 245.444
| DM1126528 | Decor LED1x2800 K098 T840 DPRZ LT80 LO2 | non-dimmable, I, IP40, IK05, UGR≤19, matt micro-prismatic polycarbonate diffuser, light grey aluminium body | 1413 | 59 | 69 |  | 100000/L80B10 | 3 | 2774 | 23 | 121 | 80+ | 4000 | 245.444
| DM1126529 | Decor LED1x3900 K099 T840 DPRZ LT80 LO3 | non-dimmable, I, IP40, IK05, UGR≤19, matt micro-prismatic polycarbonate diffuser, light grey aluminium body | 1413 | 59 | 69 |  | 100000/L80B10 | 3 | 3877 | 31.7 | 122 | 80+ | 4000 | 264.493
| DM1126530 | Decor LED1x5850 K100 T840 DPRZ LT80 LO4 | non-dimmable, I, IP40, IK05, UGR≤22, matt micro-prismatic polycarbonate diffuser, light grey aluminium body | 1413 | 59 | 69 |  | 100000/L80B10 | 3 | 5816 | 47.6 | 122 | 80+ | 4000 | 272.405
| DM1126531 | Decor LED1x2450 K101 T840 DPRZ LT80 LO1 | non-dimmable, I, IP40, IK05, UGR≤16, matt micro-prismatic polycarbonate diffuser, light grey aluminium body | 1693 | 59 | 69 |  | 100000/L80B10 | 3 | 2417 | 19.4 | 125 | 80+ | 4000 | 285.391
| DM1126532 | Decor LED1x3350 K102 T840 DPRZ LT80 LO2 | non-dimmable, I, IP40, IK05, UGR≤19, matt micro-prismatic polycarbonate diffuser, light grey aluminium body | 1693 | 59 | 69 |  | 100000/L80B10 | 3 | 3329 | 27.3 | 122 | 80+ | 4000 | 285.391
| DM1126533 | Decor LED1x4700 K103 T840 DPRZ LT80 LO3 | non-dimmable, I, IP40, IK05, UGR≤19, matt micro-prismatic polycarbonate diffuser, light grey aluminium body | 1693 | 59 | 69 |  | 100000/L80B10 | 3 | 4653 | 38.1 | 122 | 80+ | 4000 | 304.655
| DM1126534 | Decor LED1x7000 K104 T840 DPRZ LT80 LO4 | non-dimmable, I, IP40, IK05, UGR≤22, matt micro-prismatic polycarbonate diffuser, light grey aluminium body | 1693 | 59 | 69 |  | 100000/L80B10 | 3 | 6979 | 57.1 | 122 | 80+ | 4000 | 320.307
| DM1126535 | Decor LED1x2850 K105 T840 DPRZ LT80 LO1 | non-dimmable, I, IP40, IK05, UGR≤16, matt micro-prismatic polycarbonate diffuser, light grey aluminium body | 1973 | 59 | 69 |  | 100000/L80B10 | 3 | 2819 | 22.4 | 126 | 80+ | 4000 | 292.4
| DM1126536 | Decor LED1x3900 K106 T840 DPRZ LT80 LO2 | non-dimmable, I, IP40, IK05, UGR≤19, matt micro-prismatic polycarbonate diffuser, light grey aluminium body | 1973 | 59 | 69 |  | 100000/L80B10 | 3 | 3883 | 31.5 | 123 | 80+ | 4000 | 292.4
| DM1126537 | Decor LED1x5450 K107 T840 DPRZ LT80 LO3 | non-dimmable, I, IP40, IK05, UGR≤19, matt micro-prismatic polycarbonate diffuser, light grey aluminium body | 1973 | 59 | 69 |  | 100000/L80B10 | 3 | 5428 | 44.4 | 122 | 80+ | 4000 | 311.449
| DM1126538 | Decor LED1x8750 K108 T840 DPRZ LT80 LO4 | non-dimmable, I, IP40, IK05, UGR≤22, matt micro-prismatic polycarbonate diffuser, light grey aluminium body | 2113 | 59 | 69 |  | 100000/L80B10 | 3 | 8724 | 71.3 | 122 | 80+ | 4000 | 373.197
| DM1126539 | Decor LED1x3250 K109 T840 DPRZ LT80 LO1 | non-dimmable, I, IP40, IK05, UGR≤16, matt micro-prismatic polycarbonate diffuser, light grey aluminium body | 2253 | 59 | 69 |  | 100000/L80B10 | 3 | 3222 | 25.3 | 127 | 80+ | 4000 | 349.805
| DM1126540 | Decor LED1x4450 K110 T840 DPRZ LT80 LO2 | non-dimmable, I, IP40, IK05, UGR≤19, matt micro-prismatic polycarbonate diffuser, light grey aluminium body | 2253 | 59 | 69 |  | 100000/L80B10 | 3 | 4438 | 35.5 | 125 | 80+ | 4000 | 349.805
| DM1126541 | Decor LED1x6250 K111 T840 DPRZ LT80 LO3 | non-dimmable, I, IP40, IK05, UGR≤19, matt micro-prismatic polycarbonate diffuser, light grey aluminium body | 2253 | 59 | 69 |  | 100000/L80B10 | 3 | 6204 | 50.8 | 122 | 80+ | 4000 | 368.897
| DM1126542 | Decor LED1x9350 K112 T840 DPRZ LT80 LO4 | non-dimmable, I, IP40, IK05, UGR≤22, matt micro-prismatic polycarbonate diffuser, light grey aluminium body | 2253 | 59 | 69 |  | 100000/L80B10 | 3 | 9306 | 77 | 121 | 80+ | 4000 | 430.645
| DM1126543 | Decor LED1x3650 K113 T840 DPRZ LT80 LO1 | non-dimmable, I, IP40, IK05, UGR≤16, matt micro-prismatic polycarbonate diffuser, light grey aluminium body | 2533 | 59 | 69 |  | 100000/L80B10 | 3 | 3625 | 27.5 | 132 | 80+ | 4000 | 445.394
| DM1126544 | Decor LED1x5000 K114 T840 DPRZ LT80 LO2 | non-dimmable, I, IP40, IK05, UGR≤19, matt micro-prismatic polycarbonate diffuser, light grey aluminium body | 2533 | 59 | 69 |  | 100000/L80B10 | 3 | 4993 | 40 | 125 | 80+ | 4000 | 430.645
| DM1126545 | Decor LED1x7000 K115 T840 DPRZ LT80 LO3 | non-dimmable, I, IP40, IK05, UGR≤19, matt micro-prismatic polycarbonate diffuser, light grey aluminium body | 2533 | 59 | 69 |  | 100000/L80B10 | 3 | 6979 | 57.1 | 122 | 80+ | 4000 | 453.349
| DM1126546 | Decor LED1x10500 K116 T840 DPRZ LT80 LO4 | non-dimmable, I, IP40, IK05, UGR≤22, matt micro-prismatic polycarbonate diffuser, light grey aluminium body | 2533 | 59 | 69 |  | 100000/L80B10 | 3 | 10469 | 82.9 | 126 | 80+ | 4000 | 505.551
| DM1126547 | Decor LED1x4250 K117 T840 DPRZ LT80 LO1 | non-dimmable, I, IP40, IK05, UGR≤16, matt micro-prismatic polycarbonate diffuser, light grey aluminium body | 2953 | 59 | 69 |  | 100000/L80B10 | 3 | 4229 | 32 | 132 | 80+ | 4000 | 458.552
| DM1126548 | Decor LED1x5850 K118 T840 DPRZ LT80 LO2 | non-dimmable, I, IP40, IK05, UGR≤19, matt micro-prismatic polycarbonate diffuser, light grey aluminium body | 2953 | 59 | 69 |  | 100000/L80B10 | 3 | 5825 | 46.1 | 126 | 80+ | 4000 | 444.491
| DM1126549 | Decor LED1x8150 K119 T840 DPRZ LT80 LO3 | non-dimmable, I, IP40, IK05, UGR≤19, matt micro-prismatic polycarbonate diffuser, light grey aluminium body | 2953 | 59 | 69 |  | 100000/L80B10 | 3 | 8142 | 66.7 | 122 | 80+ | 4000 | 466.249
| DM1126550 | Decor LED1x900 K075 T830 OP LO1 1LIN L | non-dimmable, I, IP40, IK05, opal polycarbonate diffuser, light grey aluminium body, for in-line connection, first/end luminaire. | 568 | 59 | 69 |  | 100000/L80B10 | 3 | 827 | 6.8 | 122 | 80+ | 3000 | 134.203
| DM1126551 | Decor LED1x1200 K076 T830 OP LO2 1LIN L | non-dimmable, I, IP40, IK05, opal polycarbonate diffuser, light grey aluminium body, for in-line connection, first/end luminaire. | 568 | 59 | 69 |  | 100000/L80B10 | 3 | 1140 | 9.5 | 120 | 80+ | 3000 | 134.203
| DM1126552 | Decor LED1x1700 K077 T830 OP LO3 1LIN L | non-dimmable, I, IP40, IK05, opal polycarbonate diffuser, light grey aluminium body, for in-line connection, first/end luminaire. | 568 | 59 | 69 |  | 100000/L80B10 | 3 | 1593 | 13.8 | 115 | 80+ | 3000 | 146.243
| DM1126553 | Decor LED1x2500 K078 T830 OP LO4 1LIN L | non-dimmable, I, IP40, IK05, opal polycarbonate diffuser, light grey aluminium body, for in-line connection, first/end luminaire. | 568 | 59 | 69 |  | 100000/L80B10 | 3 | 2390 | 19.9 | 120 | 80+ | 3000 | 148.909
| DM1126554 | Decor LED1x1100 K079 T830 OP LO1 1LIN L | non-dimmable, I, IP40, IK05, opal polycarbonate diffuser, light grey aluminium body, for in-line connection, first/end luminaire. | 708 | 59 | 69 |  | 100000/L80B10 | 3 | 1034 | 8.2 | 126 | 80+ | 3000 | 158.498
| DM1126555 | Decor LED1x1500 K080 T830 OP LO2 1LIN L | non-dimmable, I, IP40, IK05, opal polycarbonate diffuser, light grey aluminium body, for in-line connection, first/end luminaire. | 708 | 59 | 69 |  | 100000/L80B10 | 3 | 1425 | 11.6 | 123 | 80+ | 3000 | 158.498
| DM1126556 | Decor LED1x2100 K081 T830 OP LO3 1LIN L | non-dimmable, I, IP40, IK05, opal polycarbonate diffuser, light grey aluminium body, for in-line connection, first/end luminaire. | 708 | 59 | 69 |  | 100000/L80B10 | 3 | 1991 | 16.8 | 119 | 80+ | 3000 | 170.538
| DM1126557 | Decor LED1x3150 K082 T830 OP LO4 1LIN L | non-dimmable, I, IP40, IK05, opal polycarbonate diffuser, light grey aluminium body, for in-line connection, first/end luminaire. | 708 | 59 | 69 |  | 100000/L80B10 | 3 | 2987 | 24.6 | 121 | 80+ | 3000 | 174.15
| DM1126558 | Decor LED1x1300 K083 T830 OP LO1 1LIN L | non-dimmable, I, IP40, IK05, opal polycarbonate diffuser, light grey aluminium body, for in-line connection, first/end luminaire. | 848 | 59 | 69 |  | 100000/L80B10 | 3 | 1241 | 10.1 | 123 | 80+ | 3000 | 185.502
| DM1126559 | Decor LED1x1800 K084 T830 OP LO2 1LIN L | non-dimmable, I, IP40, IK05, opal polycarbonate diffuser, light grey aluminium body, for in-line connection, first/end luminaire. | 848 | 59 | 69 |  | 100000/L80B10 | 3 | 1709 | 14 | 122 | 80+ | 3000 | 185.502
| DM1126560 | Decor LED1x2500 K085 T830 OP LO3 1LIN L | non-dimmable, I, IP40, IK05, opal polycarbonate diffuser, light grey aluminium body, for in-line connection, first/end luminaire. | 848 | 59 | 69 |  | 100000/L80B10 | 3 | 2390 | 20.2 | 118 | 80+ | 3000 | 190.705
| DM1126561 | Decor LED1x3750 K086 T830 OP LO4 1LIN L | non-dimmable, I, IP40, IK05, opal polycarbonate diffuser, light grey aluminium body, for in-line connection, first/end luminaire. | 848 | 59 | 69 |  | 100000/L80B10 | 3 | 3584 | 29.5 | 121 | 80+ | 3000 | 194.145
| DM1126562 | Decor LED1x1550 K087 T830 OP LO1 1LIN L | non-dimmable, I, IP40, IK05, opal polycarbonate diffuser, light grey aluminium body, for in-line connection, first/end luminaire. | 988 | 59 | 69 |  | 100000/L80B10 | 3 | 1448 | 11.6 | 125 | 80+ | 3000 | 202.745
| DM1126563 | Decor LED1x2100 K088 T830 OP LO2 1LIN L | non-dimmable, I, IP40, IK05, opal polycarbonate diffuser, light grey aluminium body, for in-line connection, first/end luminaire. | 988 | 59 | 69 |  | 100000/L80B10 | 3 | 1994 | 15.9 | 125 | 80+ | 3000 | 202.745
| DM1126564 | Decor LED1x2950 K089 T830 OP LO3 1LIN L | non-dimmable, I, IP40, IK05, opal polycarbonate diffuser, light grey aluminium body, for in-line connection, first/end luminaire. | 988 | 59 | 69 |  | 100000/L80B10 | 3 | 2788 | 23 | 121 | 80+ | 3000 | 207.948
| DM1126565 | Decor LED1x1750 K090 T830 OP LO1 1LIN L | non-dimmable, I, IP40, IK05, opal polycarbonate diffuser, light grey aluminium body, for in-line connection, first/end luminaire. | 1128 | 59 | 69 |  | 100000/L80B10 | 3 | 1655 | 13.1 | 126 | 80+ | 3000 | 205.497
| DM1126566 | Decor LED1x2400 K091 T830 OP LO2 1LIN L | non-dimmable, I, IP40, IK05, opal polycarbonate diffuser, light grey aluminium body, for in-line connection, first/end luminaire. | 1128 | 59 | 69 |  | 100000/L80B10 | 3 | 2279 | 18 | 127 | 80+ | 3000 | 205.497
| DM1126567 | Decor LED1x3350 K092 T830 OP LO3 1LIN L | non-dimmable, I, IP40, IK05, opal polycarbonate diffuser, light grey aluminium body, for in-line connection, first/end luminaire. | 1128 | 59 | 69 |  | 100000/L80B10 | 3 | 3186 | 26.3 | 121 | 80+ | 3000 | 210.657
| DM1126568 | Decor LED1x5000 K093 T830 OP LO4 1LIN L | non-dimmable, I, IP40, IK05, opal polycarbonate diffuser, light grey aluminium body, for in-line connection, first/end luminaire. | 1128 | 59 | 69 |  | 100000/L80B10 | 3 | 4779 | 38.1 | 125 | 80+ | 3000 | 235.898
| DM1126569 | Decor LED1x1950 K094 T830 OP LO1 1LIN L | non-dimmable, I, IP40, IK05, opal polycarbonate diffuser, light grey aluminium body, for in-line connection, first/end luminaire. | 1268 | 59 | 69 |  | 100000/L80B10 | 3 | 1862 | 14.5 | 128 | 80+ | 3000 | 233.146
| DM1126570 | Decor LED1x2700 K095 T830 OP LO2 1LIN L | non-dimmable, I, IP40, IK05, opal polycarbonate diffuser, light grey aluminium body, for in-line connection, first/end luminaire. | 1268 | 59 | 69 |  | 100000/L80B10 | 3 | 2564 | 20.2 | 127 | 80+ | 3000 | 233.146
| DM1126571 | Decor LED1x3750 K096 T830 OP LO3 1LIN L | non-dimmable, I, IP40, IK05, opal polycarbonate diffuser, light grey aluminium body, for in-line connection, first/end luminaire. | 1268 | 59 | 69 |  | 100000/L80B10 | 3 | 3584 | 29.6 | 121 | 80+ | 3000 | 238.392
| DM1126572 | Decor LED1x2200 K097 T830 OP LO1 1LIN L | non-dimmable, I, IP40, IK05, opal polycarbonate diffuser, light grey aluminium body, for in-line connection, first/end luminaire. | 1408 | 59 | 69 |  | 100000/L80B10 | 3 | 2069 | 16.6 | 125 | 80+ | 3000 | 253.141
| DM1126573 | Decor LED1x3000 K098 T830 OP LO2 1LIN L | non-dimmable, I, IP40, IK05, opal polycarbonate diffuser, light grey aluminium body, for in-line connection, first/end luminaire. | 1408 | 59 | 69 |  | 100000/L80B10 | 3 | 2849 | 23 | 124 | 80+ | 3000 | 253.141
| DM1126574 | Decor LED1x4200 K099 T830 OP LO3 1LIN L | non-dimmable, I, IP40, IK05, opal polycarbonate diffuser, light grey aluminium body, for in-line connection, first/end luminaire. | 1408 | 59 | 69 |  | 100000/L80B10 | 3 | 3983 | 31.7 | 126 | 80+ | 3000 | 272.405
| DM1126575 | Decor LED1x6250 K100 T830 OP LO4 1LIN L | non-dimmable, I, IP40, IK05, opal polycarbonate diffuser, light grey aluminium body, for in-line connection, first/end luminaire. | 1408 | 59 | 69 |  | 100000/L80B10 | 3 | 5974 | 47.6 | 126 | 80+ | 3000 | 280.145
| DM1126576 | Decor LED1x2600 K101 T830 OP LO1 1LIN L | non-dimmable, I, IP40, IK05, opal polycarbonate diffuser, light grey aluminium body, for in-line connection, first/end luminaire. | 1688 | 59 | 69 |  | 100000/L80B10 | 3 | 2482 | 19.4 | 128 | 80+ | 3000 | 291.497
| DM1126577 | Decor LED1x3600 K102 T830 OP LO2 1LIN L | non-dimmable, I, IP40, IK05, opal polycarbonate diffuser, light grey aluminium body, for in-line connection, first/end luminaire. | 1688 | 59 | 69 |  | 100000/L80B10 | 3 | 3419 | 27.3 | 125 | 80+ | 3000 | 291.497
| DM1126578 | Decor LED1x5000 K103 T830 OP LO3 1LIN L | non-dimmable, I, IP40, IK05, opal polycarbonate diffuser, light grey aluminium body, for in-line connection, first/end luminaire. | 1688 | 59 | 69 |  | 100000/L80B10 | 3 | 4779 | 38.1 | 125 | 80+ | 3000 | 310.546
| DM1126579 | Decor LED1x7500 K104 T830 OP LO4 1LIN L | non-dimmable, I, IP40, IK05, opal polycarbonate diffuser, light grey aluminium body, for in-line connection, first/end luminaire. | 1688 | 59 | 69 |  | 100000/L80B10 | 3 | 7169 | 57.1 | 126 | 80+ | 3000 | 326.198
| DM1126580 | Decor LED1x3050 K105 T830 OP LO1 1LIN L | non-dimmable, I, IP40, IK05, opal polycarbonate diffuser, light grey aluminium body, for in-line connection, first/end luminaire. | 1968 | 59 | 69 |  | 100000/L80B10 | 3 | 2896 | 22.4 | 129 | 80+ | 3000 | 301
| DM1126581 | Decor LED1x4200 K106 T830 OP LO2 1LIN L | non-dimmable, I, IP40, IK05, opal polycarbonate diffuser, light grey aluminium body, for in-line connection, first/end luminaire. | 1968 | 59 | 69 |  | 100000/L80B10 | 3 | 3989 | 31.5 | 127 | 80+ | 3000 | 301
| DM1126582 | Decor LED1x5850 K107 T830 OP LO3 1LIN L | non-dimmable, I, IP40, IK05, opal polycarbonate diffuser, light grey aluminium body, for in-line connection, first/end luminaire. | 1968 | 59 | 69 |  | 100000/L80B10 | 3 | 5576 | 44.4 | 126 | 80+ | 3000 | 320.307
| DM1126583 | Decor LED1x9350 K108 T830 OP LO4 1LIN L | non-dimmable, I, IP40, IK05, opal polycarbonate diffuser, light grey aluminium body, for in-line connection, first/end luminaire. | 2108 | 59 | 69 |  | 100000/L80B10 | 3 | 8961 | 71.3 | 126 | 80+ | 3000 | 381.195
| DM1126584 | Decor LED1x3500 K109 T830 OP LO1 1LIN L | non-dimmable, I, IP40, IK05, opal polycarbonate diffuser, light grey aluminium body, for in-line connection, first/end luminaire. | 2248 | 59 | 69 |  | 100000/L80B10 | 3 | 3310 | 25.3 | 131 | 80+ | 3000 | 357.588
| DM1126585 | Decor LED1x4800 K110 T830 OP LO2 1LIN L | non-dimmable, I, IP40, IK05, opal polycarbonate diffuser, light grey aluminium body, for in-line connection, first/end luminaire. | 2248 | 59 | 69 |  | 100000/L80B10 | 3 | 4558 | 35.5 | 128 | 80+ | 3000 | 357.588
| DM1126586 | Decor LED1x6650 K111 T830 OP LO3 1LIN L | non-dimmable, I, IP40, IK05, opal polycarbonate diffuser, light grey aluminium body, for in-line connection, first/end luminaire. | 2248 | 59 | 69 |  | 100000/L80B10 | 3 | 6372 | 50.8 | 125 | 80+ | 3000 | 376.852
| DM1126587 | Decor LED1x10000 K112 T830 OP LO4 1LIN L | non-dimmable, I, IP40, IK05, opal polycarbonate diffuser, light grey aluminium body, for in-line connection, first/end luminaire. | 2248 | 59 | 69 |  | 100000/L80B10 | 3 | 9558 | 77 | 124 | 80+ | 3000 | 437.654
| DM1126588 | Decor LED1x3900 K113 T830 OP LO1 1LIN L | non-dimmable, I, IP40, IK05, opal polycarbonate diffuser, light grey aluminium body, for in-line connection, first/end luminaire. | 2528 | 59 | 69 |  | 100000/L80B10 | 3 | 3723 | 27.5 | 135 | 80+ | 3000 | 449.694
| DM1126589 | Decor LED1x5350 K114 T830 OP LO2 1LIN L | non-dimmable, I, IP40, IK05, opal polycarbonate diffuser, light grey aluminium body, for in-line connection, first/end luminaire. | 2528 | 59 | 69 |  | 100000/L80B10 | 3 | 5128 | 40 | 128 | 80+ | 3000 | 435.848
| DM1126590 | Decor LED1x7500 K115 T830 OP LO3 1LIN L | non-dimmable, I, IP40, IK05, opal polycarbonate diffuser, light grey aluminium body, for in-line connection, first/end luminaire. | 2528 | 59 | 69 |  | 100000/L80B10 | 3 | 7169 | 57.1 | 126 | 80+ | 3000 | 457.606
| DM1126591 | Decor LED1x11250 K116 T830 OP LO4 1LIN L | non-dimmable, I, IP40, IK05, opal polycarbonate diffuser, light grey aluminium body, for in-line connection, first/end luminaire. | 2528 | 59 | 69 |  | 100000/L80B10 | 3 | 10753 | 82.9 | 130 | 80+ | 3000 | 509.851
| DM1126592 | Decor LED1x4550 K117 T830 OP LO1 1LIN L | non-dimmable, I, IP40, IK05, opal polycarbonate diffuser, light grey aluminium body, for in-line connection, first/end luminaire. | 2948 | 59 | 69 |  | 100000/L80B10 | 3 | 4344 | 32 | 136 | 80+ | 3000 | 462.895
| DM1126593 | Decor LED1x6250 K118 T830 OP LO2 1LIN L | non-dimmable, I, IP40, IK05, opal polycarbonate diffuser, light grey aluminium body, for in-line connection, first/end luminaire. | 2948 | 59 | 69 |  | 100000/L80B10 | 3 | 5983 | 46.1 | 130 | 80+ | 3000 | 449.049
| DM1126594 | Decor LED1x8750 K119 T830 OP LO3 1LIN L | non-dimmable, I, IP40, IK05, opal polycarbonate diffuser, light grey aluminium body, for in-line connection, first/end luminaire. | 2948 | 59 | 69 |  | 100000/L80B10 | 3 | 8363 | 66.7 | 125 | 80+ | 3000 | 470.592
| DM1126595 | Decor LED1x900 K075 T840 OP LO1 1LIN L | non-dimmable, I, IP40, IK05, opal polycarbonate diffuser, light grey aluminium body, for in-line connection, first/end luminaire. | 568 | 59 | 69 |  | 100000/L80B10 | 3 | 863 | 6.8 | 127 | 80+ | 4000 | 134.203
| DM1126596 | Decor LED1x1200 K076 T840 OP LO2 1LIN L | non-dimmable, I, IP40, IK05, opal polycarbonate diffuser, light grey aluminium body, for in-line connection, first/end luminaire. | 568 | 59 | 69 |  | 100000/L80B10 | 3 | 1189 | 9.5 | 125 | 80+ | 4000 | 134.203
| DM1126597 | Decor LED1x1700 K077 T840 OP LO3 1LIN L | non-dimmable, I, IP40, IK05, opal polycarbonate diffuser, light grey aluminium body, for in-line connection, first/end luminaire. | 568 | 59 | 69 |  | 100000/L80B10 | 3 | 1662 | 13.8 | 120 | 80+ | 4000 | 146.243
| DM1126598 | Decor LED1x2500 K078 T840 OP LO4 1LIN L | non-dimmable, I, IP40, IK05, opal polycarbonate diffuser, light grey aluminium body, for in-line connection, first/end luminaire. | 568 | 59 | 69 |  | 100000/L80B10 | 3 | 2493 | 19.9 | 125 | 80+ | 4000 | 148.909
| DM1126599 | Decor LED1x1100 K079 T840 OP LO1 1LIN L | non-dimmable, I, IP40, IK05, opal polycarbonate diffuser, light grey aluminium body, for in-line connection, first/end luminaire. | 708 | 59 | 69 |  | 100000/L80B10 | 3 | 1079 | 8.2 | 132 | 80+ | 4000 | 158.498
| DM1126600 | Decor LED1x1500 K080 T840 OP LO2 1LIN L | non-dimmable, I, IP40, IK05, opal polycarbonate diffuser, light grey aluminium body, for in-line connection, first/end luminaire. | 708 | 59 | 69 |  | 100000/L80B10 | 3 | 1486 | 11.6 | 128 | 80+ | 4000 | 158.498
| DM1126601 | Decor LED1x2100 K081 T840 OP LO3 1LIN L | non-dimmable, I, IP40, IK05, opal polycarbonate diffuser, light grey aluminium body, for in-line connection, first/end luminaire. | 708 | 59 | 69 |  | 100000/L80B10 | 3 | 2077 | 16.8 | 124 | 80+ | 4000 | 170.538
| DM1126602 | Decor LED1x3150 K082 T840 OP LO4 1LIN L | non-dimmable, I, IP40, IK05, opal polycarbonate diffuser, light grey aluminium body, for in-line connection, first/end luminaire. | 708 | 59 | 69 |  | 100000/L80B10 | 3 | 3116 | 24.6 | 127 | 80+ | 4000 | 174.15
| DM1126603 | Decor LED1x1300 K083 T840 OP LO1 1LIN L | non-dimmable, I, IP40, IK05, opal polycarbonate diffuser, light grey aluminium body, for in-line connection, first/end luminaire. | 848 | 59 | 69 |  | 100000/L80B10 | 3 | 1295 | 10.1 | 128 | 80+ | 4000 | 185.502
| DM1126604 | Decor LED1x1800 K084 T840 OP LO2 1LIN L | non-dimmable, I, IP40, IK05, opal polycarbonate diffuser, light grey aluminium body, for in-line connection, first/end luminaire. | 848 | 59 | 69 |  | 100000/L80B10 | 3 | 1783 | 14 | 127 | 80+ | 4000 | 185.502
| DM1126605 | Decor LED1x2500 K085 T840 OP LO3 1LIN L | non-dimmable, I, IP40, IK05, opal polycarbonate diffuser, light grey aluminium body, for in-line connection, first/end luminaire. | 848 | 59 | 69 |  | 100000/L80B10 | 3 | 2493 | 20.2 | 123 | 80+ | 4000 | 190.705
| DM1126606 | Decor LED1x3750 K086 T840 OP LO4 1LIN L | non-dimmable, I, IP40, IK05, opal polycarbonate diffuser, light grey aluminium body, for in-line connection, first/end luminaire. | 848 | 59 | 69 |  | 100000/L80B10 | 3 | 3739 | 29.5 | 127 | 80+ | 4000 | 194.145
| DM1126607 | Decor LED1x1550 K087 T840 OP LO1 1LIN L | non-dimmable, I, IP40, IK05, opal polycarbonate diffuser, light grey aluminium body, for in-line connection, first/end luminaire. | 988 | 59 | 69 |  | 100000/L80B10 | 3 | 1510 | 11.6 | 130 | 80+ | 4000 | 202.745
| DM1126608 | Decor LED1x2100 K088 T840 OP LO2 1LIN L | non-dimmable, I, IP40, IK05, opal polycarbonate diffuser, light grey aluminium body, for in-line connection, first/end luminaire. | 988 | 59 | 69 |  | 100000/L80B10 | 3 | 2080 | 15.9 | 131 | 80+ | 4000 | 202.745
| DM1126609 | Decor LED1x2950 K089 T840 OP LO3 1LIN L | non-dimmable, I, IP40, IK05, opal polycarbonate diffuser, light grey aluminium body, for in-line connection, first/end luminaire. | 988 | 59 | 69 |  | 100000/L80B10 | 3 | 2908 | 23 | 126 | 80+ | 4000 | 207.948
| DM1126610 | Decor LED1x1750 K090 T840 OP LO1 1LIN L | non-dimmable, I, IP40, IK05, opal polycarbonate diffuser, light grey aluminium body, for in-line connection, first/end luminaire. | 1128 | 59 | 69 |  | 100000/L80B10 | 3 | 1726 | 13.1 | 132 | 80+ | 4000 | 205.497
| DM1126611 | Decor LED1x2400 K091 T840 OP LO2 1LIN L | non-dimmable, I, IP40, IK05, opal polycarbonate diffuser, light grey aluminium body, for in-line connection, first/end luminaire. | 1128 | 59 | 69 |  | 100000/L80B10 | 3 | 2378 | 18 | 132 | 80+ | 4000 | 205.497
| DM1126612 | Decor LED1x3350 K092 T840 OP LO3 1LIN L | non-dimmable, I, IP40, IK05, opal polycarbonate diffuser, light grey aluminium body, for in-line connection, first/end luminaire. | 1128 | 59 | 69 |  | 100000/L80B10 | 3 | 3323 | 26.3 | 126 | 80+ | 4000 | 210.657
| DM1126613 | Decor LED1x5000 K093 T840 OP LO4 1LIN L | non-dimmable, I, IP40, IK05, opal polycarbonate diffuser, light grey aluminium body, for in-line connection, first/end luminaire. | 1128 | 59 | 69 |  | 100000/L80B10 | 3 | 4985 | 38.1 | 131 | 80+ | 4000 | 235.898
| DM1126614 | Decor LED1x1950 K094 T840 OP LO1 1LIN L | non-dimmable, I, IP40, IK05, opal polycarbonate diffuser, light grey aluminium body, for in-line connection, first/end luminaire. | 1268 | 59 | 69 |  | 100000/L80B10 | 3 | 1942 | 14.5 | 134 | 80+ | 4000 | 233.146
| DM1126615 | Decor LED1x2700 K095 T840 OP LO2 1LIN L | non-dimmable, I, IP40, IK05, opal polycarbonate diffuser, light grey aluminium body, for in-line connection, first/end luminaire. | 1268 | 59 | 69 |  | 100000/L80B10 | 3 | 2675 | 20.2 | 132 | 80+ | 4000 | 233.146
| DM1126616 | Decor LED1x3750 K096 T840 OP LO3 1LIN L | non-dimmable, I, IP40, IK05, opal polycarbonate diffuser, light grey aluminium body, for in-line connection, first/end luminaire. | 1268 | 59 | 69 |  | 100000/L80B10 | 3 | 3739 | 29.6 | 126 | 80+ | 4000 | 238.392
| DM1126617 | Decor LED1x2200 K097 T840 OP LO1 1LIN L | non-dimmable, I, IP40, IK05, opal polycarbonate diffuser, light grey aluminium body, for in-line connection, first/end luminaire. | 1408 | 59 | 69 |  | 100000/L80B10 | 3 | 2158 | 16.6 | 130 | 80+ | 4000 | 253.141
| DM1126618 | Decor LED1x3000 K098 T840 OP LO2 1LIN L | non-dimmable, I, IP40, IK05, opal polycarbonate diffuser, light grey aluminium body, for in-line connection, first/end luminaire. | 1408 | 59 | 69 |  | 100000/L80B10 | 3 | 2972 | 23 | 129 | 80+ | 4000 | 253.141
| DM1126619 | Decor LED1x4200 K099 T840 OP LO3 1LIN L | non-dimmable, I, IP40, IK05, opal polycarbonate diffuser, light grey aluminium body, for in-line connection, first/end luminaire. | 1408 | 59 | 69 |  | 100000/L80B10 | 3 | 4154 | 31.7 | 131 | 80+ | 4000 | 272.405
| DM1126620 | Decor LED1x6250 K100 T840 OP LO4 1LIN L | non-dimmable, I, IP40, IK05, opal polycarbonate diffuser, light grey aluminium body, for in-line connection, first/end luminaire. | 1408 | 59 | 69 |  | 100000/L80B10 | 3 | 6231 | 47.6 | 131 | 80+ | 4000 | 280.145
| DM1126621 | Decor LED1x2600 K101 T840 OP LO1 1LIN L | non-dimmable, I, IP40, IK05, opal polycarbonate diffuser, light grey aluminium body, for in-line connection, first/end luminaire. | 1688 | 59 | 69 |  | 100000/L80B10 | 3 | 2589 | 19.4 | 133 | 80+ | 4000 | 291.497
| DM1126622 | Decor LED1x3600 K102 T840 OP LO2 1LIN L | non-dimmable, I, IP40, IK05, opal polycarbonate diffuser, light grey aluminium body, for in-line connection, first/end luminaire. | 1688 | 59 | 69 |  | 100000/L80B10 | 3 | 3566 | 27.3 | 131 | 80+ | 4000 | 291.497
| DM1126623 | Decor LED1x5000 K103 T840 OP LO3 1LIN L | non-dimmable, I, IP40, IK05, opal polycarbonate diffuser, light grey aluminium body, for in-line connection, first/end luminaire. | 1688 | 59 | 69 |  | 100000/L80B10 | 3 | 4985 | 38.1 | 131 | 80+ | 4000 | 310.546
| DM1126624 | Decor LED1x7500 K104 T840 OP LO4 1LIN L | non-dimmable, I, IP40, IK05, opal polycarbonate diffuser, light grey aluminium body, for in-line connection, first/end luminaire. | 1688 | 59 | 69 |  | 100000/L80B10 | 3 | 7478 | 57.1 | 131 | 80+ | 4000 | 326.198
| DM1126625 | Decor LED1x3050 K105 T840 OP LO1 1LIN L | non-dimmable, I, IP40, IK05, opal polycarbonate diffuser, light grey aluminium body, for in-line connection, first/end luminaire. | 1968 | 59 | 69 |  | 100000/L80B10 | 3 | 3021 | 22.4 | 135 | 80+ | 4000 | 301
| DM1126626 | Decor LED1x4200 K106 T840 OP LO2 1LIN L | non-dimmable, I, IP40, IK05, opal polycarbonate diffuser, light grey aluminium body, for in-line connection, first/end luminaire. | 1968 | 59 | 69 |  | 100000/L80B10 | 3 | 4161 | 31.5 | 132 | 80+ | 4000 | 301
| DM1126627 | Decor LED1x5850 K107 T840 OP LO3 1LIN L | non-dimmable, I, IP40, IK05, opal polycarbonate diffuser, light grey aluminium body, for in-line connection, first/end luminaire. | 1968 | 59 | 69 |  | 100000/L80B10 | 3 | 5816 | 44.4 | 131 | 80+ | 4000 | 320.307
| DM1126628 | Decor LED1x9350 K108 T840 OP LO4 1LIN L | non-dimmable, I, IP40, IK05, opal polycarbonate diffuser, light grey aluminium body, for in-line connection, first/end luminaire. | 2108 | 59 | 69 |  | 100000/L80B10 | 3 | 9347 | 71.3 | 131 | 80+ | 4000 | 381.195
| DM1126629 | Decor LED1x3500 K109 T840 OP LO1 1LIN L | non-dimmable, I, IP40, IK05, opal polycarbonate diffuser, light grey aluminium body, for in-line connection, first/end luminaire. | 2248 | 59 | 69 |  | 100000/L80B10 | 3 | 3452 | 25.3 | 136 | 80+ | 4000 | 357.588
| DM1126630 | Decor LED1x4800 K110 T840 OP LO2 1LIN L | non-dimmable, I, IP40, IK05, opal polycarbonate diffuser, light grey aluminium body, for in-line connection, first/end luminaire. | 2248 | 59 | 69 |  | 100000/L80B10 | 3 | 4755 | 35.5 | 134 | 80+ | 4000 | 357.588
| DM1126631 | Decor LED1x6650 K111 T840 OP LO3 1LIN L | non-dimmable, I, IP40, IK05, opal polycarbonate diffuser, light grey aluminium body, for in-line connection, first/end luminaire. | 2248 | 59 | 69 |  | 100000/L80B10 | 3 | 6647 | 50.8 | 131 | 80+ | 4000 | 376.852
| DM1126632 | Decor LED1x10000 K112 T840 OP LO4 1LIN L | non-dimmable, I, IP40, IK05, opal polycarbonate diffuser, light grey aluminium body, for in-line connection, first/end luminaire. | 2248 | 59 | 69 |  | 100000/L80B10 | 3 | 9970 | 77 | 129 | 80+ | 4000 | 437.654
| DM1126633 | Decor LED1x3900 K113 T840 OP LO1 1LIN L | non-dimmable, I, IP40, IK05, opal polycarbonate diffuser, light grey aluminium body, for in-line connection, first/end luminaire. | 2528 | 59 | 69 |  | 100000/L80B10 | 3 | 3884 | 27.5 | 141 | 80+ | 4000 | 449.694
| DM1126634 | Decor LED1x5350 K114 T840 OP LO2 1LIN L | non-dimmable, I, IP40, IK05, opal polycarbonate diffuser, light grey aluminium body, for in-line connection, first/end luminaire. | 2528 | 59 | 69 |  | 100000/L80B10 | 3 | 5349 | 40 | 134 | 80+ | 4000 | 435.848
| DM1126635 | Decor LED1x7500 K115 T840 OP LO3 1LIN L | non-dimmable, I, IP40, IK05, opal polycarbonate diffuser, light grey aluminium body, for in-line connection, first/end luminaire. | 2528 | 59 | 69 |  | 100000/L80B10 | 3 | 7478 | 57.1 | 131 | 80+ | 4000 | 457.606
| DM1126636 | Decor LED1x11250 K116 T840 OP LO4 1LIN L | non-dimmable, I, IP40, IK05, opal polycarbonate diffuser, light grey aluminium body, for in-line connection, first/end luminaire. | 2528 | 59 | 69 |  | 100000/L80B10 | 3 | 11217 | 82.9 | 135 | 80+ | 4000 | 509.851
| DM1126637 | Decor LED1x4550 K117 T840 OP LO1 1LIN L | non-dimmable, I, IP40, IK05, opal polycarbonate diffuser, light grey aluminium body, for in-line connection, first/end luminaire. | 2948 | 59 | 69 |  | 100000/L80B10 | 3 | 4531 | 32 | 142 | 80+ | 4000 | 462.895
| DM1126638 | Decor LED1x6250 K118 T840 OP LO2 1LIN L | non-dimmable, I, IP40, IK05, opal polycarbonate diffuser, light grey aluminium body, for in-line connection, first/end luminaire. | 2948 | 59 | 69 |  | 100000/L80B10 | 3 | 6241 | 46.1 | 135 | 80+ | 4000 | 449.049
| DM1126639 | Decor LED1x8750 K119 T840 OP LO3 1LIN L | non-dimmable, I, IP40, IK05, opal polycarbonate diffuser, light grey aluminium body, for in-line connection, first/end luminaire. | 2948 | 59 | 69 |  | 100000/L80B10 | 3 | 8724 | 66.7 | 131 | 80+ | 4000 | 470.592
| DM1126640 | Decor LED1x850 K075 T830 DPRZ LT80 LO1 1LIN L | non-dimmable, I, IP40, IK05, UGR≤16, matt micro-prismatic polycarbonate diffuser, light grey aluminium body, for in-line connection, first/end luminaire. | 568 | 59 | 69 |  | 100000/L80B10 | 3 | 772 | 6.8 | 114 | 80+ | 3000 | 136.697
| DM1126641 | Decor LED1x1150 K076 T830 DPRZ LT80 LO2 1LIN L | non-dimmable, I, IP40, IK05, UGR≤19, matt micro-prismatic polycarbonate diffuser, light grey aluminium body, for in-line connection, first/end luminaire. | 568 | 59 | 69 |  | 100000/L80B10 | 3 | 1064 | 9.5 | 112 | 80+ | 3000 | 136.697
| DM1126642 | Decor LED1x1600 K077 T830 DPRZ LT80 LO3 1LIN L | non-dimmable, I, IP40, IK05, UGR≤19, matt micro-prismatic polycarbonate diffuser, light grey aluminium body, for in-line connection, first/end luminaire. | 568 | 59 | 69 |  | 100000/L80B10 | 3 | 1487 | 13.8 | 108 | 80+ | 3000 | 148.909
| DM1126643 | Decor LED1x2350 K078 T830 DPRZ LT80 LO4 1LIN L | non-dimmable, I, IP40, IK05, UGR≤22, matt micro-prismatic polycarbonate diffuser, light grey aluminium body, for in-line connection, first/end luminaire. | 568 | 59 | 69 |  | 100000/L80B10 | 3 | 2230 | 19.9 | 112 | 80+ | 3000 | 151.446
| DM1126644 | Decor LED1x1050 K079 T830 DPRZ LT80 LO1 1LIN L | non-dimmable, I, IP40, IK05, UGR≤16, matt micro-prismatic polycarbonate diffuser, light grey aluminium body, for in-line connection, first/end luminaire. | 708 | 59 | 69 |  | 100000/L80B10 | 3 | 965 | 8.2 | 118 | 80+ | 3000 | 161.895
| DM1126645 | Decor LED1x1400 K080 T830 DPRZ LT80 LO2 1LIN L | non-dimmable, I, IP40, IK05, UGR≤19, matt micro-prismatic polycarbonate diffuser, light grey aluminium body, for in-line connection, first/end luminaire. | 708 | 59 | 69 |  | 100000/L80B10 | 3 | 1330 | 11.6 | 115 | 80+ | 3000 | 161.895
| DM1126646 | Decor LED1x1950 K081 T830 DPRZ LT80 LO3 1LIN L | non-dimmable, I, IP40, IK05, UGR≤19, matt micro-prismatic polycarbonate diffuser, light grey aluminium body, for in-line connection, first/end luminaire. | 708 | 59 | 69 |  | 100000/L80B10 | 3 | 1859 | 16.8 | 111 | 80+ | 3000 | 174.15
| DM1126647 | Decor LED1x2950 K082 T830 DPRZ LT80 LO4 1LIN L | non-dimmable, I, IP40, IK05, UGR≤22, matt micro-prismatic polycarbonate diffuser, light grey aluminium body, for in-line connection, first/end luminaire. | 708 | 59 | 69 |  | 100000/L80B10 | 3 | 2788 | 24.6 | 113 | 80+ | 3000 | 177.547
| DM1126648 | Decor LED1x1250 K083 T830 DPRZ LT80 LO1 1LIN L | non-dimmable, I, IP40, IK05, UGR≤16, matt micro-prismatic polycarbonate diffuser, light grey aluminium body, for in-line connection, first/end luminaire. | 848 | 59 | 69 |  | 100000/L80B10 | 3 | 1158 | 10.1 | 115 | 80+ | 3000 | 189.802
| DM1126649 | Decor LED1x1700 K084 T830 DPRZ LT80 LO2 1LIN L | non-dimmable, I, IP40, IK05, UGR≤19, matt micro-prismatic polycarbonate diffuser, light grey aluminium body, for in-line connection, first/end luminaire. | 848 | 59 | 69 |  | 100000/L80B10 | 3 | 1595 | 14 | 114 | 80+ | 3000 | 189.802
| DM1126650 | Decor LED1x2350 K085 T830 DPRZ LT80 LO3 1LIN L | non-dimmable, I, IP40, IK05, UGR≤19, matt micro-prismatic polycarbonate diffuser, light grey aluminium body, for in-line connection, first/end luminaire. | 848 | 59 | 69 |  | 100000/L80B10 | 3 | 2230 | 20.2 | 110 | 80+ | 3000 | 195.048
| DM1126651 | Decor LED1x3500 K086 T830 DPRZ LT80 LO4 1LIN L | non-dimmable, I, IP40, IK05, UGR≤22, matt micro-prismatic polycarbonate diffuser, light grey aluminium body, for in-line connection, first/end luminaire. | 848 | 59 | 69 |  | 100000/L80B10 | 3 | 3345 | 29.5 | 113 | 80+ | 3000 | 198.445
| DM1126652 | Decor LED1x1450 K087 T830 DPRZ LT80 LO1 1LIN L | non-dimmable, I, IP40, IK05, UGR≤16, matt micro-prismatic polycarbonate diffuser, light grey aluminium body, for in-line connection, first/end luminaire. | 988 | 59 | 69 |  | 100000/L80B10 | 3 | 1351 | 11.6 | 116 | 80+ | 3000 | 207.948
| DM1126653 | Decor LED1x1950 K088 T830 DPRZ LT80 LO2 1LIN L | non-dimmable, I, IP40, IK05, UGR≤19, matt micro-prismatic polycarbonate diffuser, light grey aluminium body, for in-line connection, first/end luminaire. | 988 | 59 | 69 |  | 100000/L80B10 | 3 | 1861 | 15.9 | 117 | 80+ | 3000 | 207.948
| DM1126654 | Decor LED1x2750 K089 T830 DPRZ LT80 LO3 1LIN L | non-dimmable, I, IP40, IK05, UGR≤19, matt micro-prismatic polycarbonate diffuser, light grey aluminium body, for in-line connection, first/end luminaire. | 988 | 59 | 69 |  | 100000/L80B10 | 3 | 2602 | 23 | 113 | 80+ | 3000 | 213.194
| DM1126655 | Decor LED1x1650 K090 T830 DPRZ LT80 LO1 1LIN L | non-dimmable, I, IP40, IK05, UGR≤16, matt micro-prismatic polycarbonate diffuser, light grey aluminium body, for in-line connection, first/end luminaire. | 1128 | 59 | 69 |  | 100000/L80B10 | 3 | 1545 | 13.1 | 118 | 80+ | 3000 | 210.657
| DM1126656 | Decor LED1x2250 K091 T830 DPRZ LT80 LO2 1LIN L | non-dimmable, I, IP40, IK05, UGR≤19, matt micro-prismatic polycarbonate diffuser, light grey aluminium body, for in-line connection, first/end luminaire. | 1128 | 59 | 69 |  | 100000/L80B10 | 3 | 2127 | 18 | 118 | 80+ | 3000 | 210.657
| DM1126657 | Decor LED1x3150 K092 T830 DPRZ LT80 LO3 1LIN L | non-dimmable, I, IP40, IK05, UGR≤19, matt micro-prismatic polycarbonate diffuser, light grey aluminium body, for in-line connection, first/end luminaire. | 1128 | 59 | 69 |  | 100000/L80B10 | 3 | 2974 | 26.3 | 113 | 80+ | 3000 | 215.946
| DM1126658 | Decor LED1x4700 K093 T830 DPRZ LT80 LO4 1LIN L | non-dimmable, I, IP40, IK05, UGR≤22, matt micro-prismatic polycarbonate diffuser, light grey aluminium body, for in-line connection, first/end luminaire. | 1128 | 59 | 69 |  | 100000/L80B10 | 3 | 4460 | 38.1 | 117 | 80+ | 3000 | 241.101
| DM1126659 | Decor LED1x1850 K094 T830 DPRZ LT80 LO1 1LIN L | non-dimmable, I, IP40, IK05, UGR≤16, matt micro-prismatic polycarbonate diffuser, light grey aluminium body, for in-line connection, first/end luminaire. | 1268 | 59 | 69 |  | 100000/L80B10 | 3 | 1738 | 14.5 | 120 | 80+ | 3000 | 239.295
| DM1126660 | Decor LED1x2500 K095 T830 DPRZ LT80 LO2 1LIN L | non-dimmable, I, IP40, IK05, UGR≤19, matt micro-prismatic polycarbonate diffuser, light grey aluminium body, for in-line connection, first/end luminaire. | 1268 | 59 | 69 |  | 100000/L80B10 | 3 | 2393 | 20.2 | 118 | 80+ | 3000 | 239.295
| DM1126661 | Decor LED1x3500 K096 T830 DPRZ LT80 LO3 1LIN L | non-dimmable, I, IP40, IK05, UGR≤19, matt micro-prismatic polycarbonate diffuser, light grey aluminium body, for in-line connection, first/end luminaire. | 1268 | 59 | 69 |  | 100000/L80B10 | 3 | 3345 | 29.6 | 113 | 80+ | 3000 | 244.498
| DM1126662 | Decor LED1x2050 K097 T830 DPRZ LT80 LO1 1LIN L | non-dimmable, I, IP40, IK05, UGR≤16, matt micro-prismatic polycarbonate diffuser, light grey aluminium body, for in-line connection, first/end luminaire. | 1408 | 59 | 69 |  | 100000/L80B10 | 3 | 1931 | 16.6 | 116 | 80+ | 3000 | 259.247
| DM1126663 | Decor LED1x2800 K098 T830 DPRZ LT80 LO2 1LIN L | non-dimmable, I, IP40, IK05, UGR≤19, matt micro-prismatic polycarbonate diffuser, light grey aluminium body, for in-line connection, first/end luminaire. | 1408 | 59 | 69 |  | 100000/L80B10 | 3 | 2659 | 23 | 116 | 80+ | 3000 | 259.247
| DM1126664 | Decor LED1x3900 K099 T830 DPRZ LT80 LO3 1LIN L | non-dimmable, I, IP40, IK05, UGR≤19, matt micro-prismatic polycarbonate diffuser, light grey aluminium body, for in-line connection, first/end luminaire. | 1408 | 59 | 69 |  | 100000/L80B10 | 3 | 3717 | 31.7 | 117 | 80+ | 3000 | 278.554
| DM1126665 | Decor LED1x5850 K100 T830 DPRZ LT80 LO4 1LIN L | non-dimmable, I, IP40, IK05, UGR≤22, matt micro-prismatic polycarbonate diffuser, light grey aluminium body, for in-line connection, first/end luminaire. | 1408 | 59 | 69 |  | 100000/L80B10 | 3 | 5576 | 47.6 | 117 | 80+ | 3000 | 286.251
| DM1126666 | Decor LED1x2450 K101 T830 DPRZ LT80 LO1 1LIN L | non-dimmable, I, IP40, IK05, UGR≤16, matt micro-prismatic polycarbonate diffuser, light grey aluminium body, for in-line connection, first/end luminaire. | 1688 | 59 | 69 |  | 100000/L80B10 | 3 | 2317 | 19.4 | 119 | 80+ | 3000 | 299.452
| DM1126667 | Decor LED1x3350 K102 T830 DPRZ LT80 LO2 1LIN L | non-dimmable, I, IP40, IK05, UGR≤19, matt micro-prismatic polycarbonate diffuser, light grey aluminium body, for in-line connection, first/end luminaire. | 1688 | 59 | 69 |  | 100000/L80B10 | 3 | 3191 | 27.3 | 117 | 80+ | 3000 | 299.452
| DM1126668 | Decor LED1x4700 K103 T830 DPRZ LT80 LO3 1LIN L | non-dimmable, I, IP40, IK05, UGR≤19, matt micro-prismatic polycarbonate diffuser, light grey aluminium body, for in-line connection, first/end luminaire. | 1688 | 59 | 69 |  | 100000/L80B10 | 3 | 4460 | 38.1 | 117 | 80+ | 3000 | 318.501
| DM1126669 | Decor LED1x7000 K104 T830 DPRZ LT80 LO4 1LIN L | non-dimmable, I, IP40, IK05, UGR≤22, matt micro-prismatic polycarbonate diffuser, light grey aluminium body, for in-line connection, first/end luminaire. | 1688 | 59 | 69 |  | 100000/L80B10 | 3 | 6691 | 57.1 | 117 | 80+ | 3000 | 334.153
| DM1126670 | Decor LED1x2850 K105 T830 DPRZ LT80 LO1 1LIN L | non-dimmable, I, IP40, IK05, UGR≤16, matt micro-prismatic polycarbonate diffuser, light grey aluminium body, for in-line connection, first/end luminaire. | 1968 | 59 | 69 |  | 100000/L80B10 | 3 | 2703 | 22.4 | 121 | 80+ | 3000 | 309.858
| DM1126671 | Decor LED1x3900 K106 T830 DPRZ LT80 LO2 1LIN L | non-dimmable, I, IP40, IK05, UGR≤19, matt micro-prismatic polycarbonate diffuser, light grey aluminium body, for in-line connection, first/end luminaire. | 1968 | 59 | 69 |  | 100000/L80B10 | 3 | 3723 | 31.5 | 118 | 80+ | 3000 | 309.858
| DM1126672 | Decor LED1x5450 K107 T830 DPRZ LT80 LO3 1LIN L | non-dimmable, I, IP40, IK05, UGR≤19, matt micro-prismatic polycarbonate diffuser, light grey aluminium body, for in-line connection, first/end luminaire. | 1968 | 59 | 69 |  | 100000/L80B10 | 3 | 5204 | 44.4 | 117 | 80+ | 3000 | 328.95
| DM1126673 | Decor LED1x8750 K108 T830 DPRZ LT80 LO4 1LIN L | non-dimmable, I, IP40, IK05, UGR≤19, matt micro-prismatic polycarbonate diffuser, light grey aluminium body, for in-line connection, first/end luminaire. | 2108 | 59 | 69 |  | 100000/L80B10 | 3 | 8364 | 71.3 | 117 | 80+ | 3000 | 390.698
| DM1126674 | Decor LED1x3250 K109 T830 DPRZ LT80 LO1 1LIN L | non-dimmable, I, IP40, IK05, UGR≤16, matt micro-prismatic polycarbonate diffuser, light grey aluminium body, for in-line connection, first/end luminaire. | 2248 | 59 | 69 |  | 100000/L80B10 | 3 | 3089 | 25.3 | 122 | 80+ | 3000 | 367.994
| DM1126675 | Decor LED1x4450 K110 T830 DPRZ LT80 LO2 1LIN L | non-dimmable, I, IP40, IK05, UGR≤19, matt micro-prismatic polycarbonate diffuser, light grey aluminium body, for in-line connection, first/end luminaire. | 2248 | 59 | 69 |  | 100000/L80B10 | 3 | 4255 | 35.5 | 120 | 80+ | 3000 | 367.994
| DM1126676 | Decor LED1x6250 K111 T830 DPRZ LT80 LO3 1LIN L | non-dimmable, I, IP40, IK05, UGR≤19, matt micro-prismatic polycarbonate diffuser, light grey aluminium body, for in-line connection, first/end luminaire. | 2248 | 59 | 69 |  | 100000/L80B10 | 3 | 5947 | 50.8 | 117 | 80+ | 3000 | 387.301
| DM1126677 | Decor LED1x9350 K112 T830 DPRZ LT80 LO4 1LIN L | non-dimmable, I, IP40, IK05, UGR≤22, matt micro-prismatic polycarbonate diffuser, light grey aluminium body, for in-line connection, first/end luminaire. | 2248 | 59 | 69 |  | 100000/L80B10 | 3 | 8921 | 77 | 116 | 80+ | 3000 | 448.103
| DM1126678 | Decor LED1x3650 K113 T830 DPRZ LT80 LO1 1LIN L | non-dimmable, I, IP40, IK05, UGR≤16, matt micro-prismatic polycarbonate diffuser, light grey aluminium body, for in-line connection, first/end luminaire. | 2528 | 59 | 69 |  | 100000/L80B10 | 3 | 3475 | 27.5 | 126 | 80+ | 3000 | 462.895
| DM1126679 | Decor LED1x5000 K114 T830 DPRZ LT80 LO2 1LIN L | non-dimmable, I, IP40, IK05, UGR≤19, matt micro-prismatic polycarbonate diffuser, light grey aluminium body, for in-line connection, first/end luminaire. | 2528 | 59 | 69 |  | 100000/L80B10 | 3 | 4786 | 40 | 120 | 80+ | 3000 | 448.103
| DM1126680 | Decor LED1x7000 K115 T830 DPRZ LT80 LO3 1LIN L | non-dimmable, I, IP40, IK05, UGR≤19, matt micro-prismatic polycarbonate diffuser, light grey aluminium body, for in-line connection, first/end luminaire. | 2528 | 59 | 69 |  | 100000/L80B10 | 3 | 6691 | 57.1 | 117 | 80+ | 3000 | 470.592
| DM1126681 | Decor LED1x10500 K116 T830 DPRZ LT80 LO4 1LIN L | non-dimmable, I, IP40, IK05, UGR≤22, matt micro-prismatic polycarbonate diffuser, light grey aluminium body, for in-line connection, first/end luminaire. | 2528 | 59 | 69 |  | 100000/L80B10 | 3 | 10036 | 82.9 | 121 | 80+ | 3000 | 522.837
| DM1126682 | Decor LED1x4250 K117 T830 DPRZ LT80 LO1 1LIN L | non-dimmable, I, IP40, IK05, UGR≤16, matt micro-prismatic polycarbonate diffuser, light grey aluminium body, for in-line connection, first/end luminaire. | 2948 | 59 | 69 |  | 100000/L80B10 | 3 | 4054 | 32 | 127 | 80+ | 3000 | 475.795
| DM1126683 | Decor LED1x5850 K118 T830 DPRZ LT80 LO2 1LIN L | non-dimmable, I, IP40, IK05, UGR≤19, matt micro-prismatic polycarbonate diffuser, light grey aluminium body, for in-line connection, first/end luminaire. | 2948 | 59 | 69 |  | 100000/L80B10 | 3 | 5584 | 46.1 | 121 | 80+ | 3000 | 461.949
| DM1126684 | Decor LED1x8150 K119 T830 DPRZ LT80 LO3 1LIN L | non-dimmable, I, IP40, IK05, UGR≤19, matt micro-prismatic polycarbonate diffuser, light grey aluminium body, for in-line connection, first/end luminaire. | 2948 | 59 | 69 |  | 100000/L80B10 | 3 | 7806 | 66.7 | 117 | 80+ | 3000 | 483.75
| DM1126685 | Decor LED1x850 K075 T840 DPRZ LT80 LO1 1LIN L | non-dimmable, I, IP40, IK05, UGR≤16, matt micro-prismatic polycarbonate diffuser, light grey aluminium body, for in-line connection, first/end luminaire. | 568 | 59 | 69 |  | 100000/L80B10 | 3 | 806 | 6.8 | 119 | 80+ | 4000 | 136.697
| DM1126686 | Decor LED1x1150 K076 T840 DPRZ LT80 LO2 1LIN L | non-dimmable, I, IP40, IK05, UGR≤19, matt micro-prismatic polycarbonate diffuser, light grey aluminium body, for in-line connection, first/end luminaire. | 568 | 59 | 69 |  | 100000/L80B10 | 3 | 1110 | 9.5 | 117 | 80+ | 4000 | 136.697
| DM1126687 | Decor LED1x1600 K077 T840 DPRZ LT80 LO3 1LIN L | non-dimmable, I, IP40, IK05, UGR≤19, matt micro-prismatic polycarbonate diffuser, light grey aluminium body, for in-line connection, first/end luminaire. | 568 | 59 | 69 |  | 100000/L80B10 | 3 | 1551 | 13.8 | 112 | 80+ | 4000 | 148.909
| DM1126688 | Decor LED1x2350 K078 T840 DPRZ LT80 LO4 1LIN L | non-dimmable, I, IP40, IK05, UGR≤22, matt micro-prismatic polycarbonate diffuser, light grey aluminium body, for in-line connection, first/end luminaire. | 568 | 59 | 69 |  | 100000/L80B10 | 3 | 2326 | 19.9 | 117 | 80+ | 4000 | 151.446
| DM1126689 | Decor LED1x1050 K079 T840 DPRZ LT80 LO1 1LIN L | non-dimmable, I, IP40, IK05, UGR≤16, matt micro-prismatic polycarbonate diffuser, light grey aluminium body, for in-line connection, first/end luminaire. | 708 | 59 | 69 |  | 100000/L80B10 | 3 | 1007 | 8.2 | 123 | 80+ | 4000 | 161.895
| DM1126690 | Decor LED1x1400 K080 T840 DPRZ LT80 LO2 1LIN L | non-dimmable, I, IP40, IK05, UGR≤19, matt micro-prismatic polycarbonate diffuser, light grey aluminium body, for in-line connection, first/end luminaire. | 708 | 59 | 69 |  | 100000/L80B10 | 3 | 1387 | 11.6 | 120 | 80+ | 4000 | 161.895
| DM1126691 | Decor LED1x1950 K081 T840 DPRZ LT80 LO3 1LIN L | non-dimmable, I, IP40, IK05, UGR≤19, matt micro-prismatic polycarbonate diffuser, light grey aluminium body, for in-line connection, first/end luminaire. | 708 | 59 | 69 |  | 100000/L80B10 | 3 | 1939 | 16.8 | 115 | 80+ | 4000 | 174.15
| DM1126692 | Decor LED1x2950 K082 T840 DPRZ LT80 LO4 1LIN L | non-dimmable, I, IP40, IK05, UGR≤22, matt micro-prismatic polycarbonate diffuser, light grey aluminium body, for in-line connection, first/end luminaire. | 708 | 59 | 69 |  | 100000/L80B10 | 3 | 2908 | 24.6 | 118 | 80+ | 4000 | 177.547
| DM1126693 | Decor LED1x1250 K083 T840 DPRZ LT80 LO1 1LIN L | non-dimmable, I, IP40, IK05, UGR≤16, matt micro-prismatic polycarbonate diffuser, light grey aluminium body, for in-line connection, first/end luminaire. | 848 | 59 | 69 |  | 100000/L80B10 | 3 | 1208 | 10.1 | 120 | 80+ | 4000 | 189.802
| DM1126694 | Decor LED1x1700 K084 T840 DPRZ LT80 LO2 1LIN L | non-dimmable, I, IP40, IK05, UGR≤19, matt micro-prismatic polycarbonate diffuser, light grey aluminium body, for in-line connection, first/end luminaire. | 848 | 59 | 69 |  | 100000/L80B10 | 3 | 1664 | 14 | 119 | 80+ | 4000 | 189.802
| DM1126695 | Decor LED1x2350 K085 T840 DPRZ LT80 LO3 1LIN L | non-dimmable, I, IP40, IK05, UGR≤19, matt micro-prismatic polycarbonate diffuser, light grey aluminium body, for in-line connection, first/end luminaire. | 848 | 59 | 69 |  | 100000/L80B10 | 3 | 2326 | 20.2 | 115 | 80+ | 4000 | 195.048
| DM1126696 | Decor LED1x3500 K086 T840 DPRZ LT80 LO4 1LIN L | non-dimmable, I, IP40, IK05, UGR≤22, matt micro-prismatic polycarbonate diffuser, light grey aluminium body, for in-line connection, first/end luminaire. | 848 | 59 | 69 |  | 100000/L80B10 | 3 | 3490 | 29.5 | 118 | 80+ | 4000 | 198.445
| DM1126697 | Decor LED1x1450 K087 T840 DPRZ LT80 LO1 1LIN L | non-dimmable, I, IP40, IK05, UGR≤16, matt micro-prismatic polycarbonate diffuser, light grey aluminium body, for in-line connection, first/end luminaire. | 988 | 59 | 69 |  | 100000/L80B10 | 3 | 1410 | 11.6 | 122 | 80+ | 4000 | 207.948
| DM1126698 | Decor LED1x1950 K088 T840 DPRZ LT80 LO2 1LIN L | non-dimmable, I, IP40, IK05, UGR≤19, matt micro-prismatic polycarbonate diffuser, light grey aluminium body, for in-line connection, first/end luminaire. | 988 | 59 | 69 |  | 100000/L80B10 | 3 | 1942 | 15.9 | 122 | 80+ | 4000 | 207.948
| DM1126699 | Decor LED1x2750 K089 T840 DPRZ LT80 LO3 1LIN L | non-dimmable, I, IP40, IK05, UGR≤19, matt micro-prismatic polycarbonate diffuser, light grey aluminium body, for in-line connection, first/end luminaire. | 988 | 59 | 69 |  | 100000/L80B10 | 3 | 2714 | 23 | 118 | 80+ | 4000 | 213.194
| DM1126700 | Decor LED1x1650 K090 T840 DPRZ LT80 LO1 1LIN L | non-dimmable, I, IP40, IK05, UGR≤16, matt micro-prismatic polycarbonate diffuser, light grey aluminium body, for in-line connection, first/end luminaire. | 1128 | 59 | 69 |  | 100000/L80B10 | 3 | 1611 | 13.1 | 123 | 80+ | 4000 | 210.657
| DM1126701 | Decor LED1x2250 K091 T840 DPRZ LT80 LO2 1LIN L | non-dimmable, I, IP40, IK05, UGR≤19, matt micro-prismatic polycarbonate diffuser, light grey aluminium body, for in-line connection, first/end luminaire. | 1128 | 59 | 69 |  | 100000/L80B10 | 3 | 2219 | 18 | 123 | 80+ | 4000 | 210.657
| DM1126702 | Decor LED1x3150 K092 T840 DPRZ LT80 LO3 1LIN L | non-dimmable, I, IP40, IK05, UGR≤19, matt micro-prismatic polycarbonate diffuser, light grey aluminium body, for in-line connection, first/end luminaire. | 1128 | 59 | 69 |  | 100000/L80B10 | 3 | 3102 | 26.3 | 118 | 80+ | 4000 | 215.946
| DM1126703 | Decor LED1x4700 K093 T840 DPRZ LT80 LO4 1LIN L | non-dimmable, I, IP40, IK05, UGR≤22, matt micro-prismatic polycarbonate diffuser, light grey aluminium body, for in-line connection, first/end luminaire. | 1128 | 59 | 69 |  | 100000/L80B10 | 3 | 4653 | 38.1 | 122 | 80+ | 4000 | 241.101
| DM1126704 | Decor LED1x1850 K094 T840 DPRZ LT80 LO1 1LIN L | non-dimmable, I, IP40, IK05, UGR≤16, matt micro-prismatic polycarbonate diffuser, light grey aluminium body, for in-line connection, first/end luminaire. | 1268 | 59 | 69 |  | 100000/L80B10 | 3 | 1813 | 14.5 | 125 | 80+ | 4000 | 239.295
| DM1126705 | Decor LED1x2500 K095 T840 DPRZ LT80 LO2 1LIN L | non-dimmable, I, IP40, IK05, UGR≤19, matt micro-prismatic polycarbonate diffuser, light grey aluminium body, for in-line connection, first/end luminaire. | 1268 | 59 | 69 |  | 100000/L80B10 | 3 | 2496 | 20.2 | 124 | 80+ | 4000 | 239.295
| DM1126706 | Decor LED1x3500 K096 T840 DPRZ LT80 LO3 1LIN L | non-dimmable, I, IP40, IK05, UGR≤19, matt micro-prismatic polycarbonate diffuser, light grey aluminium body, for in-line connection, first/end luminaire. | 1268 | 59 | 69 |  | 100000/L80B10 | 3 | 3490 | 29.6 | 118 | 80+ | 4000 | 244.498
| DM1126707 | Decor LED1x2050 K097 T840 DPRZ LT80 LO1 1LIN L | non-dimmable, I, IP40, IK05, UGR≤16, matt micro-prismatic polycarbonate diffuser, light grey aluminium body, for in-line connection, first/end luminaire. | 1408 | 59 | 69 |  | 100000/L80B10 | 3 | 2014 | 16.6 | 121 | 80+ | 4000 | 259.247
| DM1126708 | Decor LED1x2800 K098 T840 DPRZ LT80 LO2 1LIN L | non-dimmable, I, IP40, IK05, UGR≤19, matt micro-prismatic polycarbonate diffuser, light grey aluminium body, for in-line connection, first/end luminaire. | 1408 | 59 | 69 |  | 100000/L80B10 | 3 | 2774 | 23 | 121 | 80+ | 4000 | 259.247
| DM1126709 | Decor LED1x3900 K099 T840 DPRZ LT80 LO3 1LIN L | non-dimmable, I, IP40, IK05, UGR≤19, matt micro-prismatic polycarbonate diffuser, light grey aluminium body, for in-line connection, first/end luminaire. | 1408 | 59 | 69 |  | 100000/L80B10 | 3 | 3877 | 31.7 | 122 | 80+ | 4000 | 278.554
| DM1126710 | Decor LED1x5850 K100 T840 DPRZ LT80 LO4 1LIN L | non-dimmable, I, IP40, IK05, UGR≤22, matt micro-prismatic polycarbonate diffuser, light grey aluminium body, for in-line connection, first/end luminaire. | 1408 | 59 | 69 |  | 100000/L80B10 | 3 | 5816 | 47.6 | 122 | 80+ | 4000 | 286.251
| DM1126711 | Decor LED1x2450 K101 T840 DPRZ LT80 LO1 1LIN L | non-dimmable, I, IP40, IK05, UGR≤16, matt micro-prismatic polycarbonate diffuser, light grey aluminium body, for in-line connection, first/end luminaire. | 1688 | 59 | 69 |  | 100000/L80B10 | 3 | 2417 | 19.4 | 125 | 80+ | 4000 | 299.452
| DM1126712 | Decor LED1x3350 K102 T840 DPRZ LT80 LO2 1LIN L | non-dimmable, I, IP40, IK05, UGR≤19, matt micro-prismatic polycarbonate diffuser, light grey aluminium body, for in-line connection, first/end luminaire. | 1688 | 59 | 69 |  | 100000/L80B10 | 3 | 3329 | 27.3 | 122 | 80+ | 4000 | 299.452
| DM1126713 | Decor LED1x4700 K103 T840 DPRZ LT80 LO3 1LIN L | non-dimmable, I, IP40, IK05, UGR≤19, matt micro-prismatic polycarbonate diffuser, light grey aluminium body, for in-line connection, first/end luminaire. | 1688 | 59 | 69 |  | 100000/L80B10 | 3 | 4653 | 38.1 | 122 | 80+ | 4000 | 318.501
| DM1126714 | Decor LED1x7000 K104 T840 DPRZ LT80 LO4 1LIN L | non-dimmable, I, IP40, IK05, UGR≤22, matt micro-prismatic polycarbonate diffuser, light grey aluminium body, for in-line connection, first/end luminaire. | 1688 | 59 | 69 |  | 100000/L80B10 | 3 | 6979 | 57.1 | 122 | 80+ | 4000 | 334.153
| DM1126715 | Decor LED1x2850 K105 T840 DPRZ LT80 LO1 1LIN L | non-dimmable, I, IP40, IK05, UGR≤16, matt micro-prismatic polycarbonate diffuser, light grey aluminium body, for in-line connection, first/end luminaire. | 1968 | 59 | 69 |  | 100000/L80B10 | 3 | 2819 | 22.4 | 126 | 80+ | 4000 | 309.858
| DM1126716 | Decor LED1x3900 K106 T840 DPRZ LT80 LO2 1LIN L | non-dimmable, I, IP40, IK05, UGR≤19, matt micro-prismatic polycarbonate diffuser, light grey aluminium body, for in-line connection, first/end luminaire. | 1968 | 59 | 69 |  | 100000/L80B10 | 3 | 3883 | 31.5 | 123 | 80+ | 4000 | 309.858
| DM1126717 | Decor LED1x5450 K107 T840 DPRZ LT80 LO3 1LIN L | non-dimmable, I, IP40, IK05, UGR≤19, matt micro-prismatic polycarbonate diffuser, light grey aluminium body, for in-line connection, first/end luminaire. | 1968 | 59 | 69 |  | 100000/L80B10 | 3 | 5428 | 44.4 | 122 | 80+ | 4000 | 328.95
| DM1126718 | Decor LED1x8750 K108 T840 DPRZ LT80 LO4 1LIN L | non-dimmable, I, IP40, IK05, UGR≤22, matt micro-prismatic polycarbonate diffuser, light grey aluminium body, for in-line connection, first/end luminaire. | 2108 | 59 | 69 |  | 100000/L80B10 | 3 | 8724 | 71.3 | 122 | 80+ | 4000 | 390.698
| DM1126719 | Decor LED1x3250 K109 T840 DPRZ LT80 LO1 1LIN L | non-dimmable, I, IP40, IK05, UGR≤16, matt micro-prismatic polycarbonate diffuser, light grey aluminium body, for in-line connection, first/end luminaire. | 2248 | 59 | 69 |  | 100000/L80B10 | 3 | 3222 | 25.3 | 127 | 80+ | 4000 | 367.994
| DM1126720 | Decor LED1x4450 K110 T840 DPRZ LT80 LO2 1LIN L | non-dimmable, I, IP40, IK05, UGR≤19, matt micro-prismatic polycarbonate diffuser, light grey aluminium body, for in-line connection, first/end luminaire. | 2248 | 59 | 69 |  | 100000/L80B10 | 3 | 4438 | 35.5 | 125 | 80+ | 4000 | 367.994
| DM1126721 | Decor LED1x6250 K111 T840 DPRZ LT80 LO3 1LIN L | non-dimmable, I, IP40, IK05, UGR≤19, matt micro-prismatic polycarbonate diffuser, light grey aluminium body, for in-line connection, first/end luminaire. | 2248 | 59 | 69 |  | 100000/L80B10 | 3 | 6204 | 50.8 | 122 | 80+ | 4000 | 387.301
| DM1126722 | Decor LED1x9350 K112 T840 DPRZ LT80 LO4 1LIN L | non-dimmable, I, IP40, IK05, UGR≤22, matt micro-prismatic polycarbonate diffuser, light grey aluminium body, for in-line connection, first/end luminaire. | 2248 | 59 | 69 |  | 100000/L80B10 | 3 | 9306 | 77 | 121 | 80+ | 4000 | 448.103
| DM1126723 | Decor LED1x3650 K113 T840 DPRZ LT80 LO1 1LIN L | non-dimmable, I, IP40, IK05, UGR≤16, matt micro-prismatic polycarbonate diffuser, light grey aluminium body, for in-line connection, first/end luminaire. | 2528 | 59 | 69 |  | 100000/L80B10 | 3 | 3625 | 27.5 | 132 | 80+ | 4000 | 462.895
| DM1126724 | Decor LED1x5000 K114 T840 DPRZ LT80 LO2 1LIN L | non-dimmable, I, IP40, IK05, UGR≤19, matt micro-prismatic polycarbonate diffuser, light grey aluminium body, for in-line connection, first/end luminaire. | 2528 | 59 | 69 |  | 100000/L80B10 | 3 | 4993 | 40 | 125 | 80+ | 4000 | 448.103
| DM1126725 | Decor LED1x7000 K115 T840 DPRZ LT80 LO3 1LIN L | non-dimmable, I, IP40, IK05, UGR≤19, matt micro-prismatic polycarbonate diffuser, light grey aluminium body, for in-line connection, first/end luminaire. | 2528 | 59 | 69 |  | 100000/L80B10 | 3 | 6979 | 57.1 | 122 | 80+ | 4000 | 470.592
| DM1126726 | Decor LED1x10500 K116 T840 DPRZ LT80 LO4 1LIN L | non-dimmable, I, IP40, IK05, UGR≤22, matt micro-prismatic polycarbonate diffuser, light grey aluminium body, for in-line connection, first/end luminaire. | 2528 | 59 | 69 |  | 100000/L80B10 | 3 | 10469 | 82.9 | 126 | 80+ | 4000 | 522.837
| DM1126727 | Decor LED1x4250 K117 T840 DPRZ LT80 LO1 1LIN L | non-dimmable, I, IP40, IK05, UGR≤16, matt micro-prismatic polycarbonate diffuser, light grey aluminium body, for in-line connection, first/end luminaire. | 2948 | 59 | 69 |  | 100000/L80B10 | 3 | 4229 | 32 | 132 | 80+ | 4000 | 475.795
| DM1126728 | Decor LED1x5850 K118 T840 DPRZ LT80 LO2 1LIN L | non-dimmable, I, IP40, IK05, UGR≤19, matt micro-prismatic polycarbonate diffuser, light grey aluminium body, for in-line connection, first/end luminaire. | 2948 | 59 | 69 |  | 100000/L80B10 | 3 | 5825 | 46.1 | 126 | 80+ | 4000 | 461.949
| DM1126729 | Decor LED1x8150 K119 T840 DPRZ LT80 LO3 1LIN L | non-dimmable, I, IP40, IK05, UGR≤19, matt micro-prismatic polycarbonate diffuser, light grey aluminium body, for in-line connection, first/end luminaire. | 2948 | 59 | 69 |  | 100000/L80B10 | 3 | 8142 | 66.7 | 122 | 80+ | 4000 | 483.75
| DM1126730 | Decor LED1x900 K075 T830 OP LO1 1LIN LL | non-dimmable, I, IP40, IK05, opal polycarbonate diffuser, light grey aluminium body, for in-line connection. | 563 | 59 | 69 |  | 100000/L80B10 | 3 | 827 | 6.8 | 122 | 80+ | 3000 | 129.645
| DM1126731 | Decor LED1x1200 K076 T830 OP LO2 1LIN LL | non-dimmable, I, IP40, IK05, opal polycarbonate diffuser, light grey aluminium body, for in-line connection. | 563 | 59 | 69 |  | 100000/L80B10 | 3 | 1140 | 9.5 | 120 | 80+ | 3000 | 129.645
| DM1126732 | Decor LED1x1700 K077 T830 OP LO3 1LIN LL | non-dimmable, I, IP40, IK05, opal polycarbonate diffuser, light grey aluminium body, for in-line connection. | 563 | 59 | 69 |  | 100000/L80B10 | 3 | 1593 | 13.8 | 115 | 80+ | 3000 | 140.997
| DM1126733 | Decor LED1x2500 K078 T830 OP LO4 1LIN LL | non-dimmable, I, IP40, IK05, opal polycarbonate diffuser, light grey aluminium body, for in-line connection. | 563 | 59 | 69 |  | 100000/L80B10 | 3 | 2390 | 19.9 | 120 | 80+ | 3000 | 144.609
| DM1126734 | Decor LED1x1100 K079 T830 OP LO1 1LIN LL | non-dimmable, I, IP40, IK05, opal polycarbonate diffuser, light grey aluminium body, for in-line connection. | 703 | 59 | 69 |  | 100000/L80B10 | 3 | 1034 | 8.2 | 126 | 80+ | 3000 | 154.198
| DM1126735 | Decor LED1x1500 K080 T830 OP LO2 1LIN LL | non-dimmable, I, IP40, IK05, opal polycarbonate diffuser, light grey aluminium body, for in-line connection. | 703 | 59 | 69 |  | 100000/L80B10 | 3 | 1425 | 11.6 | 123 | 80+ | 3000 | 154.198
| DM1126736 | Decor LED1x2100 K081 T830 OP LO3 1LIN LL | non-dimmable, I, IP40, IK05, opal polycarbonate diffuser, light grey aluminium body, for in-line connection. | 703 | 59 | 69 |  | 100000/L80B10 | 3 | 1991 | 16.8 | 119 | 80+ | 3000 | 165.55
| DM1126737 | Decor LED1x3150 K082 T830 OP LO4 1LIN LL | non-dimmable, I, IP40, IK05, opal polycarbonate diffuser, light grey aluminium body, for in-line connection. | 703 | 59 | 69 |  | 100000/L80B10 | 3 | 2987 | 24.6 | 121 | 80+ | 3000 | 169.85
| DM1126738 | Decor LED1x1300 K083 T830 OP LO1 1LIN LL | non-dimmable, I, IP40, IK05, opal polycarbonate diffuser, light grey aluminium body, for in-line connection. | 843 | 59 | 69 |  | 100000/L80B10 | 3 | 1241 | 10.1 | 123 | 80+ | 3000 | 180.299
| DM1126739 | Decor LED1x1800 K084 T830 OP LO2 1LIN LL | non-dimmable, I, IP40, IK05, opal polycarbonate diffuser, light grey aluminium body, for in-line connection. | 843 | 59 | 69 |  | 100000/L80B10 | 3 | 1709 | 14 | 122 | 80+ | 3000 | 180.299
| DM1126740 | Decor LED1x2500 K085 T830 OP LO3 1LIN LL | non-dimmable, I, IP40, IK05, opal polycarbonate diffuser, light grey aluminium body, for in-line connection. | 843 | 59 | 69 |  | 100000/L80B10 | 3 | 2390 | 20.2 | 118 | 80+ | 3000 | 185.502
| DM1126741 | Decor LED1x3750 K086 T830 OP LO4 1LIN LL | non-dimmable, I, IP40, IK05, opal polycarbonate diffuser, light grey aluminium body, for in-line connection. | 843 | 59 | 69 |  | 100000/L80B10 | 3 | 3584 | 29.5 | 121 | 80+ | 3000 | 189.802
| DM1126742 | Decor LED1x1550 K087 T830 OP LO1 1LIN LL | non-dimmable, I, IP40, IK05, opal polycarbonate diffuser, light grey aluminium body, for in-line connection. | 983 | 59 | 69 |  | 100000/L80B10 | 3 | 1448 | 11.6 | 125 | 80+ | 3000 | 198.445
| DM1126743 | Decor LED1x2100 K088 T830 OP LO2 1LIN LL | non-dimmable, I, IP40, IK05, opal polycarbonate diffuser, light grey aluminium body, for in-line connection. | 983 | 59 | 69 |  | 100000/L80B10 | 3 | 1994 | 15.9 | 125 | 80+ | 3000 | 198.445
| DM1126744 | Decor LED1x2950 K089 T830 OP LO3 1LIN LL | non-dimmable, I, IP40, IK05, opal polycarbonate diffuser, light grey aluminium body, for in-line connection. | 983 | 59 | 69 |  | 100000/L80B10 | 3 | 2788 | 23 | 121 | 80+ | 3000 | 203.648
| DM1126745 | Decor LED1x1750 K090 T830 OP LO1 1LIN LL | non-dimmable, I, IP40, IK05, opal polycarbonate diffuser, light grey aluminium body, for in-line connection. | 1123 | 59 | 69 |  | 100000/L80B10 | 3 | 1655 | 13.1 | 126 | 80+ | 3000 | 201.154
| DM1126746 | Decor LED1x2400 K091 T830 OP LO2 1LIN LL | non-dimmable, I, IP40, IK05, opal polycarbonate diffuser, light grey aluminium body, for in-line connection. | 1123 | 59 | 69 |  | 100000/L80B10 | 3 | 2279 | 18 | 127 | 80+ | 3000 | 201.154
| DM1126747 | Decor LED1x3350 K092 T830 OP LO3 1LIN LL | non-dimmable, I, IP40, IK05, opal polycarbonate diffuser, light grey aluminium body, for in-line connection. | 1123 | 59 | 69 |  | 100000/L80B10 | 3 | 3186 | 26.3 | 121 | 80+ | 3000 | 206.357
| DM1126748 | Decor LED1x5000 K093 T830 OP LO4 1LIN LL | non-dimmable, I, IP40, IK05, opal polycarbonate diffuser, light grey aluminium body, for in-line connection. | 1123 | 59 | 69 |  | 100000/L80B10 | 3 | 4779 | 38.1 | 125 | 80+ | 3000 | 231.555
| DM1126749 | Decor LED1x1950 K094 T830 OP LO1 1LIN LL | non-dimmable, I, IP40, IK05, opal polycarbonate diffuser, light grey aluminium body, for in-line connection. | 1263 | 59 | 69 |  | 100000/L80B10 | 3 | 1862 | 14.5 | 128 | 80+ | 3000 | 227.943
| DM1126750 | Decor LED1x2700 K095 T830 OP LO2 1LIN LL | non-dimmable, I, IP40, IK05, opal polycarbonate diffuser, light grey aluminium body, for in-line connection. | 1263 | 59 | 69 |  | 100000/L80B10 | 3 | 2564 | 20.2 | 127 | 80+ | 3000 | 227.943
| DM1126751 | Decor LED1x3750 K096 T830 OP LO3 1LIN LL | non-dimmable, I, IP40, IK05, opal polycarbonate diffuser, light grey aluminium body, for in-line connection. | 1263 | 59 | 69 |  | 100000/L80B10 | 3 | 3584 | 29.6 | 121 | 80+ | 3000 | 234.092
| DM1126752 | Decor LED1x2200 K097 T830 OP LO1 1LIN LL | non-dimmable, I, IP40, IK05, opal polycarbonate diffuser, light grey aluminium body, for in-line connection. | 1403 | 59 | 69 |  | 100000/L80B10 | 3 | 2069 | 16.6 | 125 | 80+ | 3000 | 248.798
| DM1126753 | Decor LED1x3000 K098 T830 OP LO2 1LIN LL | non-dimmable, I, IP40, IK05, opal polycarbonate diffuser, light grey aluminium body, for in-line connection. | 1403 | 59 | 69 |  | 100000/L80B10 | 3 | 2849 | 23 | 124 | 80+ | 3000 | 248.798
| DM1126754 | Decor LED1x4200 K099 T830 OP LO3 1LIN LL | non-dimmable, I, IP40, IK05, opal polycarbonate diffuser, light grey aluminium body, for in-line connection. | 1403 | 59 | 69 |  | 100000/L80B10 | 3 | 3983 | 31.7 | 126 | 80+ | 3000 | 268.105
| DM1126755 | Decor LED1x6250 K100 T830 OP LO4 1LIN LL | non-dimmable, I, IP40, IK05, opal polycarbonate diffuser, light grey aluminium body, for in-line connection. | 1403 | 59 | 69 |  | 100000/L80B10 | 3 | 5974 | 47.6 | 126 | 80+ | 3000 | 274.942
| DM1126756 | Decor LED1x2600 K101 T830 OP LO1 1LIN LL | non-dimmable, I, IP40, IK05, opal polycarbonate diffuser, light grey aluminium body, for in-line connection. | 1683 | 59 | 69 |  | 100000/L80B10 | 3 | 2482 | 19.4 | 128 | 80+ | 3000 | 286.251
| DM1126757 | Decor LED1x3600 K102 T830 OP LO2 1LIN LL | non-dimmable, I, IP40, IK05, opal polycarbonate diffuser, light grey aluminium body, for in-line connection. | 1683 | 59 | 69 |  | 100000/L80B10 | 3 | 3419 | 27.3 | 125 | 80+ | 3000 | 286.251
| DM1126758 | Decor LED1x5000 K103 T830 OP LO3 1LIN LL | non-dimmable, I, IP40, IK05, opal polycarbonate diffuser, light grey aluminium body, for in-line connection. | 1683 | 59 | 69 |  | 100000/L80B10 | 3 | 4779 | 38.1 | 125 | 80+ | 3000 | 305.343
| DM1126759 | Decor LED1x7500 K104 T830 OP LO4 1LIN LL | non-dimmable, I, IP40, IK05, opal polycarbonate diffuser, light grey aluminium body, for in-line connection. | 1683 | 59 | 69 |  | 100000/L80B10 | 3 | 7169 | 57.1 | 126 | 80+ | 3000 | 320.995
| DM1126760 | Decor LED1x3050 K105 T830 OP LO1 1LIN LL | non-dimmable, I, IP40, IK05, opal polycarbonate diffuser, light grey aluminium body, for in-line connection. | 1963 | 59 | 69 |  | 100000/L80B10 | 3 | 2896 | 22.4 | 129 | 80+ | 3000 | 296.7
| DM1126761 | Decor LED1x4200 K106 T830 OP LO2 1LIN LL | non-dimmable, I, IP40, IK05, opal polycarbonate diffuser, light grey aluminium body, for in-line connection. | 1963 | 59 | 69 |  | 100000/L80B10 | 3 | 3989 | 31.5 | 127 | 80+ | 3000 | 296.7
| DM1126762 | Decor LED1x5850 K107 T830 OP LO3 1LIN LL | non-dimmable, I, IP40, IK05, opal polycarbonate diffuser, light grey aluminium body, for in-line connection. | 1963 | 59 | 69 |  | 100000/L80B10 | 3 | 5576 | 44.4 | 126 | 80+ | 3000 | 315.792
| DM1126763 | Decor LED1x9350 K108 T830 OP LO4 1LIN LL | non-dimmable, I, IP40, IK05, opal polycarbonate diffuser, light grey aluminium body, for in-line connection. | 2103 | 59 | 69 |  | 100000/L80B10 | 3 | 8961 | 71.3 | 126 | 80+ | 3000 | 375.906
| DM1126764 | Decor LED1x3500 K109 T830 OP LO1 1LIN LL | non-dimmable, I, IP40, IK05, opal polycarbonate diffuser, light grey aluminium body, for in-line connection. | 2243 | 59 | 69 |  | 100000/L80B10 | 3 | 3310 | 25.3 | 131 | 80+ | 3000 | 352.299
| DM1126765 | Decor LED1x4800 K110 T830 OP LO2 1LIN LL | non-dimmable, I, IP40, IK05, opal polycarbonate diffuser, light grey aluminium body, for in-line connection. | 2243 | 59 | 69 |  | 100000/L80B10 | 3 | 4558 | 35.5 | 128 | 80+ | 3000 | 352.299
| DM1126766 | Decor LED1x6650 K111 T830 OP LO3 1LIN LL | non-dimmable, I, IP40, IK05, opal polycarbonate diffuser, light grey aluminium body, for in-line connection. | 2243 | 59 | 69 |  | 100000/L80B10 | 3 | 6372 | 50.8 | 125 | 80+ | 3000 | 371.606
| DM1126767 | Decor LED1x10000 K112 T830 OP LO4 1LIN LL | non-dimmable, I, IP40, IK05, opal polycarbonate diffuser, light grey aluminium body, for in-line connection. | 2243 | 59 | 69 |  | 100000/L80B10 | 3 | 9558 | 77 | 124 | 80+ | 3000 | 432.451
| DM1126768 | Decor LED1x3900 K113 T830 OP LO1 1LIN LL | non-dimmable, I, IP40, IK05, opal polycarbonate diffuser, light grey aluminium body, for in-line connection. | 2523 | 59 | 69 |  | 100000/L80B10 | 3 | 3723 | 27.5 | 135 | 80+ | 3000 | 444.491
| DM1126769 | Decor LED1x5350 K114 T830 OP LO2 1LIN LL | non-dimmable, I, IP40, IK05, opal polycarbonate diffuser, light grey aluminium body, for in-line connection. | 2523 | 59 | 69 |  | 100000/L80B10 | 3 | 5128 | 40 | 128 | 80+ | 3000 | 430.645
| DM1126770 | Decor LED1x7500 K115 T830 OP LO3 1LIN LL | non-dimmable, I, IP40, IK05, opal polycarbonate diffuser, light grey aluminium body, for in-line connection. | 2523 | 59 | 69 |  | 100000/L80B10 | 3 | 7169 | 57.1 | 126 | 80+ | 3000 | 453.349
| DM1126771 | Decor LED1x11250 K116 T830 OP LO4 1LIN LL | non-dimmable, I, IP40, IK05, opal polycarbonate diffuser, light grey aluminium body, for in-line connection. | 2523 | 59 | 69 |  | 100000/L80B10 | 3 | 10753 | 82.9 | 130 | 80+ | 3000 | 505.551
| DM1126772 | Decor LED1x4550 K117 T830 OP LO1 1LIN LL | non-dimmable, I, IP40, IK05, opal polycarbonate diffuser, light grey aluminium body, for in-line connection. | 2943 | 59 | 69 |  | 100000/L80B10 | 3 | 4344 | 32 | 136 | 80+ | 3000 | 458.552
| DM1126773 | Decor LED1x6250 K118 T830 OP LO2 1LIN LL | non-dimmable, I, IP40, IK05, opal polycarbonate diffuser, light grey aluminium body, for in-line connection. | 2943 | 59 | 69 |  | 100000/L80B10 | 3 | 5983 | 46.1 | 130 | 80+ | 3000 | 443.803
| DM1126774 | Decor LED1x8750 K119 T830 OP LO3 1LIN LL | non-dimmable, I, IP40, IK05, opal polycarbonate diffuser, light grey aluminium body, for in-line connection. | 2943 | 59 | 69 |  | 100000/L80B10 | 3 | 8363 | 66.7 | 125 | 80+ | 3000 | 466.249
| DM1126775 | Decor LED1x900 K075 T840 OP LO1 1LIN LL | non-dimmable, I, IP40, IK05, opal polycarbonate diffuser, light grey aluminium body, for in-line connection. | 563 | 59 | 69 |  | 100000/L80B10 | 3 | 863 | 6.8 | 127 | 80+ | 4000 | 129.645
| DM1126776 | Decor LED1x1200 K076 T840 OP LO2 1LIN LL | non-dimmable, I, IP40, IK05, opal polycarbonate diffuser, light grey aluminium body, for in-line connection. | 563 | 59 | 69 |  | 100000/L80B10 | 3 | 1189 | 9.5 | 125 | 80+ | 4000 | 129.645
| DM1126777 | Decor LED1x1700 K077 T840 OP LO3 1LIN LL | non-dimmable, I, IP40, IK05, opal polycarbonate diffuser, light grey aluminium body, for in-line connection. | 563 | 59 | 69 |  | 100000/L80B10 | 3 | 1662 | 13.8 | 120 | 80+ | 4000 | 140.997
| DM1126778 | Decor LED1x2500 K078 T840 OP LO4 1LIN LL | non-dimmable, I, IP40, IK05, opal polycarbonate diffuser, light grey aluminium body, for in-line connection. | 563 | 59 | 69 |  | 100000/L80B10 | 3 | 2493 | 19.9 | 125 | 80+ | 4000 | 144.609
| DM1126779 | Decor LED1x1100 K079 T840 OP LO1 1LIN LL | non-dimmable, I, IP40, IK05, opal polycarbonate diffuser, light grey aluminium body, for in-line connection. | 703 | 59 | 69 |  | 100000/L80B10 | 3 | 1079 | 8.2 | 132 | 80+ | 4000 | 154.198
| DM1126780 | Decor LED1x1500 K080 T840 OP LO2 1LIN LL | non-dimmable, I, IP40, IK05, opal polycarbonate diffuser, light grey aluminium body, for in-line connection. | 703 | 59 | 69 |  | 100000/L80B10 | 3 | 1486 | 11.6 | 128 | 80+ | 4000 | 154.198
| DM1126781 | Decor LED1x2100 K081 T840 OP LO3 1LIN LL | non-dimmable, I, IP40, IK05, opal polycarbonate diffuser, light grey aluminium body, for in-line connection. | 703 | 59 | 69 |  | 100000/L80B10 | 3 | 2077 | 16.8 | 124 | 80+ | 4000 | 165.55
| DM1126782 | Decor LED1x3150 K082 T840 OP LO4 1LIN LL | non-dimmable, I, IP40, IK05, opal polycarbonate diffuser, light grey aluminium body, for in-line connection. | 703 | 59 | 69 |  | 100000/L80B10 | 3 | 3116 | 24.6 | 127 | 80+ | 4000 | 169.85
| DM1126783 | Decor LED1x1300 K083 T840 OP LO1 1LIN LL | non-dimmable, I, IP40, IK05, opal polycarbonate diffuser, light grey aluminium body, for in-line connection. | 843 | 59 | 69 |  | 100000/L80B10 | 3 | 1295 | 10.1 | 128 | 80+ | 4000 | 180.299
| DM1126784 | Decor LED1x1800 K084 T840 OP LO2 1LIN LL | non-dimmable, I, IP40, IK05, opal polycarbonate diffuser, light grey aluminium body, for in-line connection. | 843 | 59 | 69 |  | 100000/L80B10 | 3 | 1783 | 14 | 127 | 80+ | 4000 | 180.299
| DM1126785 | Decor LED1x2500 K085 T840 OP LO3 1LIN LL | non-dimmable, I, IP40, IK05, opal polycarbonate diffuser, light grey aluminium body, for in-line connection. | 843 | 59 | 69 |  | 100000/L80B10 | 3 | 2493 | 20.2 | 123 | 80+ | 4000 | 185.502
| DM1126786 | Decor LED1x3750 K086 T840 OP LO4 1LIN LL | non-dimmable, I, IP40, IK05, opal polycarbonate diffuser, light grey aluminium body, for in-line connection. | 843 | 59 | 69 |  | 100000/L80B10 | 3 | 3739 | 29.5 | 127 | 80+ | 4000 | 189.802
| DM1126787 | Decor LED1x1550 K087 T840 OP LO1 1LIN LL | non-dimmable, I, IP40, IK05, opal polycarbonate diffuser, light grey aluminium body, for in-line connection. | 983 | 59 | 69 |  | 100000/L80B10 | 3 | 1510 | 11.6 | 130 | 80+ | 4000 | 198.445
| DM1126788 | Decor LED1x2100 K088 T840 OP LO2 1LIN LL | non-dimmable, I, IP40, IK05, opal polycarbonate diffuser, light grey aluminium body, for in-line connection. | 983 | 59 | 69 |  | 100000/L80B10 | 3 | 2080 | 15.9 | 131 | 80+ | 4000 | 198.445
| DM1126789 | Decor LED1x2950 K089 T840 OP LO3 1LIN LL | non-dimmable, I, IP40, IK05, opal polycarbonate diffuser, light grey aluminium body, for in-line connection. | 983 | 59 | 69 |  | 100000/L80B10 | 3 | 2908 | 23 | 126 | 80+ | 4000 | 203.648
| DM1126790 | Decor LED1x1750 K090 T840 OP LO1 1LIN LL | non-dimmable, I, IP40, IK05, opal polycarbonate diffuser, light grey aluminium body, for in-line connection. | 1123 | 59 | 69 |  | 100000/L80B10 | 3 | 1726 | 13.1 | 132 | 80+ | 4000 | 201.154
| DM1126791 | Decor LED1x2400 K091 T840 OP LO2 1LIN LL | non-dimmable, I, IP40, IK05, opal polycarbonate diffuser, light grey aluminium body, for in-line connection. | 1123 | 59 | 69 |  | 100000/L80B10 | 3 | 2378 | 18 | 132 | 80+ | 4000 | 201.154
| DM1126792 | Decor LED1x3350 K092 T840 OP LO3 1LIN LL | non-dimmable, I, IP40, IK05, opal polycarbonate diffuser, light grey aluminium body, for in-line connection. | 1123 | 59 | 69 |  | 100000/L80B10 | 3 | 3323 | 26.3 | 126 | 80+ | 4000 | 206.357
| DM1126793 | Decor LED1x5000 K093 T840 OP LO4 1LIN LL | non-dimmable, I, IP40, IK05, opal polycarbonate diffuser, light grey aluminium body, for in-line connection. | 1123 | 59 | 69 |  | 100000/L80B10 | 3 | 4985 | 38.1 | 131 | 80+ | 4000 | 231.555
| DM1126794 | Decor LED1x1950 K094 T840 OP LO1 1LIN LL | non-dimmable, I, IP40, IK05, opal polycarbonate diffuser, light grey aluminium body, for in-line connection. | 1263 | 59 | 69 |  | 100000/L80B10 | 3 | 1942 | 14.5 | 134 | 80+ | 4000 | 227.943
| DM1126795 | Decor LED1x2700 K095 T840 OP LO2 1LIN LL | non-dimmable, I, IP40, IK05, opal polycarbonate diffuser, light grey aluminium body, for in-line connection. | 1263 | 59 | 69 |  | 100000/L80B10 | 3 | 2675 | 20.2 | 132 | 80+ | 4000 | 227.943
| DM1126796 | Decor LED1x3750 K096 T840 OP LO3 1LIN LL | non-dimmable, I, IP40, IK05, opal polycarbonate diffuser, light grey aluminium body, for in-line connection. | 1263 | 59 | 69 |  | 100000/L80B10 | 3 | 3739 | 29.6 | 126 | 80+ | 4000 | 234.092
| DM1126797 | Decor LED1x2200 K097 T840 OP LO1 1LIN LL | non-dimmable, I, IP40, IK05, opal polycarbonate diffuser, light grey aluminium body, for in-line connection. | 1403 | 59 | 69 |  | 100000/L80B10 | 3 | 2158 | 16.6 | 130 | 80+ | 4000 | 248.798
| DM1126798 | Decor LED1x3000 K098 T840 OP LO2 1LIN LL | non-dimmable, I, IP40, IK05, opal polycarbonate diffuser, light grey aluminium body, for in-line connection. | 1403 | 59 | 69 |  | 100000/L80B10 | 3 | 2972 | 23 | 129 | 80+ | 4000 | 248.798
| DM1126799 | Decor LED1x4200 K099 T840 OP LO3 1LIN LL | non-dimmable, I, IP40, IK05, opal polycarbonate diffuser, light grey aluminium body, for in-line connection. | 1403 | 59 | 69 |  | 100000/L80B10 | 3 | 4154 | 31.7 | 131 | 80+ | 4000 | 268.105
| DM1126800 | Decor LED1x6250 K100 T840 OP LO4 1LIN LL | non-dimmable, I, IP40, IK05, opal polycarbonate diffuser, light grey aluminium body, for in-line connection. | 1403 | 59 | 69 |  | 100000/L80B10 | 3 | 6231 | 47.6 | 131 | 80+ | 4000 | 274.942
| DM1126801 | Decor LED1x2600 K101 T840 OP LO1 1LIN LL | non-dimmable, I, IP40, IK05, opal polycarbonate diffuser, light grey aluminium body, for in-line connection. | 1683 | 59 | 69 |  | 100000/L80B10 | 3 | 2589 | 19.4 | 133 | 80+ | 4000 | 286.251
| DM1126802 | Decor LED1x3600 K102 T840 OP LO2 1LIN LL | non-dimmable, I, IP40, IK05, opal polycarbonate diffuser, light grey aluminium body, for in-line connection. | 1683 | 59 | 69 |  | 100000/L80B10 | 3 | 3566 | 27.3 | 131 | 80+ | 4000 | 286.251
| DM1126803 | Decor LED1x5000 K103 T840 OP LO3 1LIN LL | non-dimmable, I, IP40, IK05, opal polycarbonate diffuser, light grey aluminium body, for in-line connection. | 1683 | 59 | 69 |  | 100000/L80B10 | 3 | 4985 | 38.1 | 131 | 80+ | 4000 | 305.343
| DM1126804 | Decor LED1x7500 K104 T840 OP LO4 1LIN LL | non-dimmable, I, IP40, IK05, opal polycarbonate diffuser, light grey aluminium body, for in-line connection. | 1683 | 59 | 69 |  | 100000/L80B10 | 3 | 7478 | 57.1 | 131 | 80+ | 4000 | 320.995
| DM1126805 | Decor LED1x3050 K105 T840 OP LO1 1LIN LL | non-dimmable, I, IP40, IK05, opal polycarbonate diffuser, light grey aluminium body, for in-line connection. | 1963 | 59 | 69 |  | 100000/L80B10 | 3 | 3021 | 22.4 | 135 | 80+ | 4000 | 296.7
| DM1126806 | Decor LED1x4200 K106 T840 OP LO2 1LIN LL | non-dimmable, I, IP40, IK05, opal polycarbonate diffuser, light grey aluminium body, for in-line connection. | 1963 | 59 | 69 |  | 100000/L80B10 | 3 | 4161 | 31.5 | 132 | 80+ | 4000 | 296.7
| DM1126807 | Decor LED1x5850 K107 T840 OP LO3 1LIN LL | non-dimmable, I, IP40, IK05, opal polycarbonate diffuser, light grey aluminium body, for in-line connection. | 1963 | 59 | 69 |  | 100000/L80B10 | 3 | 5816 | 44.4 | 131 | 80+ | 4000 | 315.792
| DM1126808 | Decor LED1x9350 K108 T840 OP LO4 1LIN LL | non-dimmable, I, IP40, IK05, opal polycarbonate diffuser, light grey aluminium body, for in-line connection. | 2103 | 59 | 69 |  | 100000/L80B10 | 3 | 9347 | 71.3 | 131 | 80+ | 4000 | 375.906
| DM1126809 | Decor LED1x3500 K109 T840 OP LO1 1LIN LL | non-dimmable, I, IP40, IK05, opal polycarbonate diffuser, light grey aluminium body, for in-line connection. | 2243 | 59 | 69 |  | 100000/L80B10 | 3 | 3452 | 25.3 | 136 | 80+ | 4000 | 352.299
| DM1126810 | Decor LED1x4800 K110 T840 OP LO2 1LIN LL | non-dimmable, I, IP40, IK05, opal polycarbonate diffuser, light grey aluminium body, for in-line connection. | 2243 | 59 | 69 |  | 100000/L80B10 | 3 | 4755 | 35.5 | 134 | 80+ | 4000 | 352.299
| DM1126811 | Decor LED1x6650 K111 T840 OP LO3 1LIN LL | non-dimmable, I, IP40, IK05, opal polycarbonate diffuser, light grey aluminium body, for in-line connection. | 2243 | 59 | 69 |  | 100000/L80B10 | 3 | 6647 | 50.8 | 131 | 80+ | 4000 | 371.606
| DM1126812 | Decor LED1x10000 K112 T840 OP LO4 1LIN LL | non-dimmable, I, IP40, IK05, opal polycarbonate diffuser, light grey aluminium body, for in-line connection. | 2243 | 59 | 69 |  | 100000/L80B10 | 3 | 9970 | 77 | 129 | 80+ | 4000 | 432.451
| DM1126813 | Decor LED1x3900 K113 T840 OP LO1 1LIN LL | non-dimmable, I, IP40, IK05, opal polycarbonate diffuser, light grey aluminium body, for in-line connection. | 2523 | 59 | 69 |  | 100000/L80B10 | 3 | 3884 | 27.5 | 141 | 80+ | 4000 | 444.491
| DM1126814 | Decor LED1x5350 K114 T840 OP LO2 1LIN LL | non-dimmable, I, IP40, IK05, opal polycarbonate diffuser, light grey aluminium body, for in-line connection. | 2523 | 59 | 69 |  | 100000/L80B10 | 3 | 5349 | 40 | 134 | 80+ | 4000 | 430.645
| DM1126815 | Decor LED1x7500 K115 T840 OP LO3 1LIN LL | non-dimmable, I, IP40, IK05, opal polycarbonate diffuser, light grey aluminium body, for in-line connection. | 2523 | 59 | 69 |  | 100000/L80B10 | 3 | 7478 | 57.1 | 131 | 80+ | 4000 | 453.349
| DM1126816 | Decor LED1x11250 K116 T840 OP LO4 1LIN LL | non-dimmable, I, IP40, IK05, opal polycarbonate diffuser, light grey aluminium body, for in-line connection. | 2523 | 59 | 69 |  | 100000/L80B10 | 3 | 11217 | 82.9 | 135 | 80+ | 4000 | 505.551
| DM1126817 | Decor LED1x4550 K117 T840 OP LO1 1LIN LL | non-dimmable, I, IP40, IK05, opal polycarbonate diffuser, light grey aluminium body, for in-line connection. | 2943 | 59 | 69 |  | 100000/L80B10 | 3 | 4531 | 32 | 142 | 80+ | 4000 | 458.552
| DM1126818 | Decor LED1x6250 K118 T840 OP LO2 1LIN LL | non-dimmable, I, IP40, IK05, opal polycarbonate diffuser, light grey aluminium body, for in-line connection. | 2943 | 59 | 69 |  | 100000/L80B10 | 3 | 6241 | 46.1 | 135 | 80+ | 4000 | 443.803
| DM1126819 | Decor LED1x8750 K119 T840 OP LO3 1LIN LL | non-dimmable, I, IP40, IK05, opal polycarbonate diffuser, light grey aluminium body, for in-line connection. | 2943 | 59 | 69 |  | 100000/L80B10 | 3 | 8724 | 66.7 | 131 | 80+ | 4000 | 466.249
| DM1126820 | Decor LED1x850 K075 T830 DPRZ LT80 LO1 1LIN LL | non-dimmable, I, IP40, IK05, UGR≤16, matt micro-prismatic polycarbonate diffuser, light grey aluminium body, for in-line connection | 563 | 59 | 69 |  | 100000/L80B10 | 3 | 772 | 6.8 | 114 | 80+ | 3000 | 132.397
| DM1126821 | Decor LED1x1150 K076 T830 DPRZ LT80 LO2 1LIN LL | non-dimmable, I, IP40, IK05, UGR≤19, matt micro-prismatic polycarbonate diffuser, light grey aluminium body, for in-line connection | 563 | 59 | 69 |  | 100000/L80B10 | 3 | 1064 | 9.5 | 112 | 80+ | 3000 | 132.397
| DM1126822 | Decor LED1x1600 K077 T830 DPRZ LT80 LO3 1LIN LL | non-dimmable, I, IP40, IK05, UGR≤19, matt micro-prismatic polycarbonate diffuser, light grey aluminium body, for in-line connection | 563 | 59 | 69 |  | 100000/L80B10 | 3 | 1487 | 13.8 | 108 | 80+ | 3000 | 143.749
| DM1126823 | Decor LED1x2350 K078 T830 DPRZ LT80 LO4 1LIN LL | non-dimmable, I, IP40, IK05, UGR≤22, matt micro-prismatic polycarbonate diffuser, light grey aluminium body, for in-line connection | 563 | 59 | 69 |  | 100000/L80B10 | 3 | 2230 | 19.9 | 112 | 80+ | 3000 | 147.103
| DM1126824 | Decor LED1x1050 K079 T830 DPRZ LT80 LO1 1LIN LL | non-dimmable, I, IP40, IK05, UGR≤16, matt micro-prismatic polycarbonate diffuser, light grey aluminium body, for in-line connection | 703 | 59 | 69 |  | 100000/L80B10 | 3 | 965 | 8.2 | 118 | 80+ | 3000 | 157.552
| DM1126825 | Decor LED1x1400 K080 T830 DPRZ LT80 LO2 1LIN LL | non-dimmable, I, IP40, IK05, UGR≤19, matt micro-prismatic polycarbonate diffuser, light grey aluminium body, for in-line connection | 703 | 59 | 69 |  | 100000/L80B10 | 3 | 1330 | 11.6 | 115 | 80+ | 3000 | 157.552
| DM1126826 | Decor LED1x1950 K081 T830 DPRZ LT80 LO3 1LIN LL | non-dimmable, I, IP40, IK05, UGR≤19, matt micro-prismatic polycarbonate diffuser, light grey aluminium body, for in-line connection | 703 | 59 | 69 |  | 100000/L80B10 | 3 | 1859 | 16.8 | 111 | 80+ | 3000 | 168.904
| DM1126827 | Decor LED1x2950 K082 T830 DPRZ LT80 LO4 1LIN LL | non-dimmable, I, IP40, IK05, UGR≤22, matt micro-prismatic polycarbonate diffuser, light grey aluminium body, for in-line connection | 703 | 59 | 69 |  | 100000/L80B10 | 3 | 2788 | 24.6 | 113 | 80+ | 3000 | 173.247
| DM1126828 | Decor LED1x1250 K083 T830 DPRZ LT80 LO1 1LIN LL | non-dimmable, I, IP40, IK05, UGR≤16, matt micro-prismatic polycarbonate diffuser, light grey aluminium body, for in-line connection | 843 | 59 | 69 |  | 100000/L80B10 | 3 | 1158 | 10.1 | 115 | 80+ | 3000 | 184.599
| DM1126829 | Decor LED1x1700 K084 T830 DPRZ LT80 LO2 1LIN LL | non-dimmable, I, IP40, IK05, UGR≤19, matt micro-prismatic polycarbonate diffuser, light grey aluminium body, for in-line connection | 843 | 59 | 69 |  | 100000/L80B10 | 3 | 1595 | 14 | 114 | 80+ | 3000 | 184.599
| DM1126830 | Decor LED1x2350 K085 T830 DPRZ LT80 LO3 1LIN LL | non-dimmable, I, IP40, IK05, UGR≤19, matt micro-prismatic polycarbonate diffuser, light grey aluminium body, for in-line connection | 843 | 59 | 69 |  | 100000/L80B10 | 3 | 2230 | 20.2 | 110 | 80+ | 3000 | 189.802
| DM1126831 | Decor LED1x3500 K086 T830 DPRZ LT80 LO4 1LIN LL | non-dimmable, I, IP40, IK05, UGR≤22, matt micro-prismatic polycarbonate diffuser, light grey aluminium body, for in-line connection | 843 | 59 | 69 |  | 100000/L80B10 | 3 | 3345 | 29.5 | 113 | 80+ | 3000 | 194.145
| DM1126832 | Decor LED1x1450 K087 T830 DPRZ LT80 LO1 1LIN LL | non-dimmable, I, IP40, IK05, UGR≤16, matt micro-prismatic polycarbonate diffuser, light grey aluminium body, for in-line connection | 983 | 59 | 69 |  | 100000/L80B10 | 3 | 1351 | 11.6 | 116 | 80+ | 3000 | 203.648
| DM1126833 | Decor LED1x1950 K088 T830 DPRZ LT80 LO2 1LIN LL | non-dimmable, I, IP40, IK05, UGR≤19, matt micro-prismatic polycarbonate diffuser, light grey aluminium body, for in-line connection | 983 | 59 | 69 |  | 100000/L80B10 | 3 | 1861 | 15.9 | 117 | 80+ | 3000 | 203.648
| DM1126834 | Decor LED1x2750 K089 T830 DPRZ LT80 LO3 1LIN LL | non-dimmable, I, IP40, IK05, UGR≤19, matt micro-prismatic polycarbonate diffuser, light grey aluminium body, for in-line connection | 983 | 59 | 69 |  | 100000/L80B10 | 3 | 2602 | 23 | 113 | 80+ | 3000 | 208.851
| DM1126835 | Decor LED1x1650 K090 T830 DPRZ LT80 LO1 1LIN LL | non-dimmable, I, IP40, IK05, UGR≤16, matt micro-prismatic polycarbonate diffuser, light grey aluminium body, for in-line connection | 1123 | 59 | 69 |  | 100000/L80B10 | 3 | 1545 | 13.1 | 118 | 80+ | 3000 | 206.357
| DM1126836 | Decor LED1x2250 K091 T830 DPRZ LT80 LO2 1LIN LL | non-dimmable, I, IP40, IK05, UGR≤19, matt micro-prismatic polycarbonate diffuser, light grey aluminium body, for in-line connection | 1123 | 59 | 69 |  | 100000/L80B10 | 3 | 2127 | 18 | 118 | 80+ | 3000 | 206.357
| DM1126837 | Decor LED1x3150 K092 T830 DPRZ LT80 LO3 1LIN LL | non-dimmable, I, IP40, IK05, UGR≤19, matt micro-prismatic polycarbonate diffuser, light grey aluminium body, for in-line connection | 1123 | 59 | 69 |  | 100000/L80B10 | 3 | 2974 | 26.3 | 113 | 80+ | 3000 | 211.603
| DM1126838 | Decor LED1x4700 K093 T830 DPRZ LT80 LO4 1LIN LL | non-dimmable, I, IP40, IK05, UGR≤22, matt micro-prismatic polycarbonate diffuser, light grey aluminium body, for in-line connection | 1123 | 59 | 69 |  | 100000/L80B10 | 3 | 4460 | 38.1 | 117 | 80+ | 3000 | 236.801
| DM1126839 | Decor LED1x1850 K094 T830 DPRZ LT80 LO1 1LIN LL | non-dimmable, I, IP40, IK05, UGR≤16, matt micro-prismatic polycarbonate diffuser, light grey aluminium body, for in-line connection | 1263 | 59 | 69 |  | 100000/L80B10 | 3 | 1738 | 14.5 | 120 | 80+ | 3000 | 234.092
| DM1126840 | Decor LED1x2500 K095 T830 DPRZ LT80 LO2 1LIN LL | non-dimmable, I, IP40, IK05, UGR≤19, matt micro-prismatic polycarbonate diffuser, light grey aluminium body, for in-line connection | 1263 | 59 | 69 |  | 100000/L80B10 | 3 | 2393 | 20.2 | 118 | 80+ | 3000 | 234.092
| DM1126841 | Decor LED1x3500 K096 T830 DPRZ LT80 LO3 1LIN LL | non-dimmable, I, IP40, IK05, UGR≤19, matt micro-prismatic polycarbonate diffuser, light grey aluminium body, for in-line connection | 1263 | 59 | 69 |  | 100000/L80B10 | 3 | 3345 | 29.6 | 113 | 80+ | 3000 | 240.198
| DM1126842 | Decor LED1x2050 K097 T830 DPRZ LT80 LO1 1LIN LL | non-dimmable, I, IP40, IK05, UGR≤16, matt micro-prismatic polycarbonate diffuser, light grey aluminium body, for in-line connection | 1403 | 59 | 69 |  | 100000/L80B10 | 3 | 1931 | 16.6 | 116 | 80+ | 3000 | 254.947
| DM1126843 | Decor LED1x2800 K098 T830 DPRZ LT80 LO2 1LIN LL | non-dimmable, I, IP40, IK05, UGR≤19, matt micro-prismatic polycarbonate diffuser, light grey aluminium body, for in-line connection | 1403 | 59 | 69 |  | 100000/L80B10 | 3 | 2659 | 23 | 116 | 80+ | 3000 | 254.947
| DM1126844 | Decor LED1x3900 K099 T830 DPRZ LT80 LO3 1LIN LL | non-dimmable, I, IP40, IK05, UGR≤19, matt micro-prismatic polycarbonate diffuser, light grey aluminium body, for in-line connection | 1403 | 59 | 69 |  | 100000/L80B10 | 3 | 3717 | 31.7 | 117 | 80+ | 3000 | 274.039
| DM1126845 | Decor LED1x5850 K100 T830 DPRZ LT80 LO4 1LIN LL | non-dimmable, I, IP40, IK05, UGR≤22, matt micro-prismatic polycarbonate diffuser, light grey aluminium body, for in-line connection | 1403 | 59 | 69 |  | 100000/L80B10 | 3 | 5576 | 47.6 | 117 | 80+ | 3000 | 281.951
| DM1126846 | Decor LED1x2450 K101 T830 DPRZ LT80 LO1 1LIN LL | non-dimmable, I, IP40, IK05, UGR≤16, matt micro-prismatic polycarbonate diffuser, light grey aluminium body, for in-line connection | 1683 | 59 | 69 |  | 100000/L80B10 | 3 | 2317 | 19.4 | 119 | 80+ | 3000 | 294.206
| DM1126847 | Decor LED1x3350 K102 T830 DPRZ LT80 LO2 1LIN LL | non-dimmable, I, IP40, IK05, UGR≤19, matt micro-prismatic polycarbonate diffuser, light grey aluminium body, for in-line connection | 1683 | 59 | 69 |  | 100000/L80B10 | 3 | 3191 | 27.3 | 117 | 80+ | 3000 | 294.206
| DM1126848 | Decor LED1x4700 K103 T830 DPRZ LT80 LO3 1LIN LL | non-dimmable, I, IP40, IK05, UGR≤19, matt micro-prismatic polycarbonate diffuser, light grey aluminium body, for in-line connection | 1683 | 59 | 69 |  | 100000/L80B10 | 3 | 4460 | 38.1 | 117 | 80+ | 3000 | 313.298
| DM1126849 | Decor LED1x7000 K104 T830 DPRZ LT80 LO4 1LIN LL | non-dimmable, I, IP40, IK05, UGR≤22, matt micro-prismatic polycarbonate diffuser, light grey aluminium body, for in-line connection | 1683 | 59 | 69 |  | 100000/L80B10 | 3 | 6691 | 57.1 | 117 | 80+ | 3000 | 328.95
| DM1126850 | Decor LED1x2850 K105 T830 DPRZ LT80 LO1 1LIN LL | non-dimmable, I, IP40, IK05, UGR≤16, matt micro-prismatic polycarbonate diffuser, light grey aluminium body, for in-line connection | 1963 | 59 | 69 |  | 100000/L80B10 | 3 | 2703 | 22.4 | 121 | 80+ | 3000 | 304.655
| DM1126851 | Decor LED1x3900 K106 T830 DPRZ LT80 LO2 1LIN LL | non-dimmable, I, IP40, IK05, UGR≤19, matt micro-prismatic polycarbonate diffuser, light grey aluminium body, for in-line connection | 1963 | 59 | 69 |  | 100000/L80B10 | 3 | 3723 | 31.5 | 118 | 80+ | 3000 | 304.655
| DM1126852 | Decor LED1x5450 K107 T830 DPRZ LT80 LO3 1LIN LL | non-dimmable, I, IP40, IK05, UGR≤19, matt micro-prismatic polycarbonate diffuser, light grey aluminium body, for in-line connection | 1963 | 59 | 69 |  | 100000/L80B10 | 3 | 5204 | 44.4 | 117 | 80+ | 3000 | 323.747
| DM1126853 | Decor LED1x8750 K108 T830 DPRZ LT80 LO4 1LIN LL | non-dimmable, I, IP40, IK05, UGR≤19, matt micro-prismatic polycarbonate diffuser, light grey aluminium body, for in-line connection | 2103 | 59 | 69 |  | 100000/L80B10 | 3 | 8364 | 71.3 | 117 | 80+ | 3000 | 385.495
| DM1126854 | Decor LED1x3250 K109 T830 DPRZ LT80 LO1 1LIN LL | non-dimmable, I, IP40, IK05, UGR≤16, matt micro-prismatic polycarbonate diffuser, light grey aluminium body, for in-line connection | 2243 | 59 | 69 |  | 100000/L80B10 | 3 | 3089 | 25.3 | 122 | 80+ | 3000 | 362.748
| DM1126855 | Decor LED1x4450 K110 T830 DPRZ LT80 LO2 1LIN LL | non-dimmable, I, IP40, IK05, UGR≤19, matt micro-prismatic polycarbonate diffuser, light grey aluminium body, for in-line connection | 2243 | 59 | 69 |  | 100000/L80B10 | 3 | 4255 | 35.5 | 120 | 80+ | 3000 | 362.748
| DM1126856 | Decor LED1x6250 K111 T830 DPRZ LT80 LO3 1LIN LL | non-dimmable, I, IP40, IK05, UGR≤19, matt micro-prismatic polycarbonate diffuser, light grey aluminium body, for in-line connection | 2243 | 59 | 69 |  | 100000/L80B10 | 3 | 5947 | 50.8 | 117 | 80+ | 3000 | 382.055
| DM1126857 | Decor LED1x9350 K112 T830 DPRZ LT80 LO4 1LIN LL | non-dimmable, I, IP40, IK05, UGR≤22, matt micro-prismatic polycarbonate diffuser, light grey aluminium body, for in-line connection | 2243 | 59 | 69 |  | 100000/L80B10 | 3 | 8921 | 77 | 116 | 80+ | 3000 | 442.9
| DM1126858 | Decor LED1x3650 K113 T830 DPRZ LT80 LO1 1LIN LL | non-dimmable, I, IP40, IK05, UGR≤16, matt micro-prismatic polycarbonate diffuser, light grey aluminium body, for in-line connection | 2523 | 59 | 69 |  | 100000/L80B10 | 3 | 3475 | 27.5 | 126 | 80+ | 3000 | 457.606
| DM1126859 | Decor LED1x5000 K114 T830 DPRZ LT80 LO2 1LIN LL | non-dimmable, I, IP40, IK05, UGR≤19, matt micro-prismatic polycarbonate diffuser, light grey aluminium body, for in-line connection | 2523 | 59 | 69 |  | 100000/L80B10 | 3 | 4786 | 40 | 120 | 80+ | 3000 | 443.803
| DM1126860 | Decor LED1x7000 K115 T830 DPRZ LT80 LO3 1LIN LL | non-dimmable, I, IP40, IK05, UGR≤19, matt micro-prismatic polycarbonate diffuser, light grey aluminium body, for in-line connection | 2523 | 59 | 69 |  | 100000/L80B10 | 3 | 6691 | 57.1 | 117 | 80+ | 3000 | 466.249
| DM1126861 | Decor LED1x10500 K116 T830 DPRZ LT80 LO4 1LIN LL | non-dimmable, I, IP40, IK05, UGR≤22, matt micro-prismatic polycarbonate diffuser, light grey aluminium body, for in-line connection | 2523 | 59 | 69 |  | 100000/L80B10 | 3 | 10036 | 82.9 | 121 | 80+ | 3000 | 517.548
| DM1126862 | Decor LED1x4250 K117 T830 DPRZ LT80 LO1 1LIN LL | non-dimmable, I, IP40, IK05, UGR≤16, matt micro-prismatic polycarbonate diffuser, light grey aluminium body, for in-line connection | 2943 | 59 | 69 |  | 100000/L80B10 | 3 | 4054 | 32 | 127 | 80+ | 3000 | 470.592
| DM1126863 | Decor LED1x5850 K118 T830 DPRZ LT80 LO2 1LIN LL | non-dimmable, I, IP40, IK05, UGR≤19, matt micro-prismatic polycarbonate diffuser, light grey aluminium body, for in-line connection | 2943 | 59 | 69 |  | 100000/L80B10 | 3 | 5584 | 46.1 | 121 | 80+ | 3000 | 456.746
| DM1126864 | Decor LED1x8150 K119 T830 DPRZ LT80 LO3 1LIN LL | non-dimmable, I, IP40, IK05, UGR≤19, matt micro-prismatic polycarbonate diffuser, light grey aluminium body, for in-line connection | 2943 | 59 | 69 |  | 100000/L80B10 | 3 | 7806 | 66.7 | 117 | 80+ | 3000 | 479.407
| DM1126865 | Decor LED1x850 K075 T840 DPRZ LT80 LO1 1LIN LL | non-dimmable, I, IP40, IK05, UGR≤16, matt micro-prismatic polycarbonate diffuser, light grey aluminium body, for in-line connection | 563 | 59 | 69 |  | 100000/L80B10 | 3 | 806 | 6.8 | 119 | 80+ | 4000 | 132.397
| DM1126866 | Decor LED1x1150 K076 T840 DPRZ LT80 LO2 1LIN LL | non-dimmable, I, IP40, IK05, UGR≤19, matt micro-prismatic polycarbonate diffuser, light grey aluminium body, for in-line connection | 563 | 59 | 69 |  | 100000/L80B10 | 3 | 1110 | 9.5 | 117 | 80+ | 4000 | 132.397
| DM1126867 | Decor LED1x1600 K077 T840 DPRZ LT80 LO3 1LIN LL | non-dimmable, I, IP40, IK05, UGR≤19, matt micro-prismatic polycarbonate diffuser, light grey aluminium body, for in-line connection | 563 | 59 | 69 |  | 100000/L80B10 | 3 | 1551 | 13.8 | 112 | 80+ | 4000 | 143.749
| DM1126868 | Decor LED1x2350 K078 T840 DPRZ LT80 LO4 1LIN LL | non-dimmable, I, IP40, IK05, UGR≤22, matt micro-prismatic polycarbonate diffuser, light grey aluminium body, for in-line connection | 563 | 59 | 69 |  | 100000/L80B10 | 3 | 2326 | 19.9 | 117 | 80+ | 4000 | 147.103
| DM1126869 | Decor LED1x1050 K079 T840 DPRZ LT80 LO1 1LIN LL | non-dimmable, I, IP40, IK05, UGR≤16, matt micro-prismatic polycarbonate diffuser, light grey aluminium body, for in-line connection | 703 | 59 | 69 |  | 100000/L80B10 | 3 | 1007 | 8.2 | 123 | 80+ | 4000 | 157.552
| DM1126870 | Decor LED1x1400 K080 T840 DPRZ LT80 LO2 1LIN LL | non-dimmable, I, IP40, IK05, UGR≤19, matt micro-prismatic polycarbonate diffuser, light grey aluminium body, for in-line connection | 703 | 59 | 69 |  | 100000/L80B10 | 3 | 1387 | 11.6 | 120 | 80+ | 4000 | 157.552
| DM1126871 | Decor LED1x1950 K081 T840 DPRZ LT80 LO3 1LIN LL | non-dimmable, I, IP40, IK05, UGR≤19, matt micro-prismatic polycarbonate diffuser, light grey aluminium body, for in-line connection | 703 | 59 | 69 |  | 100000/L80B10 | 3 | 1939 | 16.8 | 115 | 80+ | 4000 | 168.904
| DM1126872 | Decor LED1x2950 K082 T840 DPRZ LT80 LO4 1LIN LL | non-dimmable, I, IP40, IK05, UGR≤22, matt micro-prismatic polycarbonate diffuser, light grey aluminium body, for in-line connection | 703 | 59 | 69 |  | 100000/L80B10 | 3 | 2908 | 24.6 | 118 | 80+ | 4000 | 173.247
| DM1126873 | Decor LED1x1250 K083 T840 DPRZ LT80 LO1 1LIN LL | non-dimmable, I, IP40, IK05, UGR≤16, matt micro-prismatic polycarbonate diffuser, light grey aluminium body, for in-line connection | 843 | 59 | 69 |  | 100000/L80B10 | 3 | 1208 | 10.1 | 120 | 80+ | 4000 | 184.599
| DM1126874 | Decor LED1x1700 K084 T840 DPRZ LT80 LO2 1LIN LL | non-dimmable, I, IP40, IK05, UGR≤19, matt micro-prismatic polycarbonate diffuser, light grey aluminium body, for in-line connection | 843 | 59 | 69 |  | 100000/L80B10 | 3 | 1664 | 14 | 119 | 80+ | 4000 | 184.599
| DM1126875 | Decor LED1x2350 K085 T840 DPRZ LT80 LO3 1LIN LL | non-dimmable, I, IP40, IK05, UGR≤19, matt micro-prismatic polycarbonate diffuser, light grey aluminium body, for in-line connection | 843 | 59 | 69 |  | 100000/L80B10 | 3 | 2326 | 20.2 | 115 | 80+ | 4000 | 189.802
| DM1126876 | Decor LED1x3500 K086 T840 DPRZ LT80 LO4 1LIN LL | non-dimmable, I, IP40, IK05, UGR≤22, matt micro-prismatic polycarbonate diffuser, light grey aluminium body, for in-line connection | 843 | 59 | 69 |  | 100000/L80B10 | 3 | 3490 | 29.5 | 118 | 80+ | 4000 | 194.145
| DM1126877 | Decor LED1x1450 K087 T840 DPRZ LT80 LO1 1LIN LL | non-dimmable, I, IP40, IK05, UGR≤16, matt micro-prismatic polycarbonate diffuser, light grey aluminium body, for in-line connection | 983 | 59 | 69 |  | 100000/L80B10 | 3 | 1410 | 11.6 | 122 | 80+ | 4000 | 203.648
| DM1126878 | Decor LED1x1950 K088 T840 DPRZ LT80 LO2 1LIN LL | non-dimmable, I, IP40, IK05, UGR≤19, matt micro-prismatic polycarbonate diffuser, light grey aluminium body, for in-line connection | 983 | 59 | 69 |  | 100000/L80B10 | 3 | 1942 | 15.9 | 122 | 80+ | 4000 | 203.648
| DM1126879 | Decor LED1x2750 K089 T840 DPRZ LT80 LO3 1LIN LL | non-dimmable, I, IP40, IK05, UGR≤19, matt micro-prismatic polycarbonate diffuser, light grey aluminium body, for in-line connection | 983 | 59 | 69 |  | 100000/L80B10 | 3 | 2714 | 23 | 118 | 80+ | 4000 | 208.851
| DM1126880 | Decor LED1x1650 K090 T840 DPRZ LT80 LO1 1LIN LL | non-dimmable, I, IP40, IK05, UGR≤16, matt micro-prismatic polycarbonate diffuser, light grey aluminium body, for in-line connection | 1123 | 59 | 69 |  | 100000/L80B10 | 3 | 1611 | 13.1 | 123 | 80+ | 4000 | 206.357
| DM1126881 | Decor LED1x2250 K091 T840 DPRZ LT80 LO2 1LIN LL | non-dimmable, I, IP40, IK05, UGR≤19, matt micro-prismatic polycarbonate diffuser, light grey aluminium body, for in-line connection | 1123 | 59 | 69 |  | 100000/L80B10 | 3 | 2219 | 18 | 123 | 80+ | 4000 | 206.357
| DM1126882 | Decor LED1x3150 K092 T840 DPRZ LT80 LO3 1LIN LL | non-dimmable, I, IP40, IK05, UGR≤19, matt micro-prismatic polycarbonate diffuser, light grey aluminium body, for in-line connection | 1123 | 59 | 69 |  | 100000/L80B10 | 3 | 3102 | 26.3 | 118 | 80+ | 4000 | 211.603
| DM1126883 | Decor LED1x4700 K093 T840 DPRZ LT80 LO4 1LIN LL | non-dimmable, I, IP40, IK05, UGR≤22, matt micro-prismatic polycarbonate diffuser, light grey aluminium body, for in-line connection | 1123 | 59 | 69 |  | 100000/L80B10 | 3 | 4653 | 38.1 | 122 | 80+ | 4000 | 236.801
| DM1126884 | Decor LED1x1850 K094 T840 DPRZ LT80 LO1 1LIN LL | non-dimmable, I, IP40, IK05, UGR≤16, matt micro-prismatic polycarbonate diffuser, light grey aluminium body, for in-line connection | 1263 | 59 | 69 |  | 100000/L80B10 | 3 | 1813 | 14.5 | 125 | 80+ | 4000 | 234.092
| DM1126885 | Decor LED1x2500 K095 T840 DPRZ LT80 LO2 1LIN LL | non-dimmable, I, IP40, IK05, UGR≤19, matt micro-prismatic polycarbonate diffuser, light grey aluminium body, for in-line connection | 1263 | 59 | 69 |  | 100000/L80B10 | 3 | 2496 | 20.2 | 124 | 80+ | 4000 | 234.092
| DM1126886 | Decor LED1x3500 K096 T840 DPRZ LT80 LO3 1LIN LL | non-dimmable, I, IP40, IK05, UGR≤19, matt micro-prismatic polycarbonate diffuser, light grey aluminium body, for in-line connection | 1263 | 59 | 69 |  | 100000/L80B10 | 3 | 3490 | 29.6 | 118 | 80+ | 4000 | 240.198
| DM1126887 | Decor LED1x2050 K097 T840 DPRZ LT80 LO1 1LIN LL | non-dimmable, I, IP40, IK05, UGR≤16, matt micro-prismatic polycarbonate diffuser, light grey aluminium body, for in-line connection | 1403 | 59 | 69 |  | 100000/L80B10 | 3 | 2014 | 16.6 | 121 | 80+ | 4000 | 254.947
| DM1126888 | Decor LED1x2800 K098 T840 DPRZ LT80 LO2 1LIN LL | non-dimmable, I, IP40, IK05, UGR≤19, matt micro-prismatic polycarbonate diffuser, light grey aluminium body, for in-line connection | 1403 | 59 | 69 |  | 100000/L80B10 | 3 | 2774 | 23 | 121 | 80+ | 4000 | 254.947
| DM1126889 | Decor LED1x3900 K099 T840 DPRZ LT80 LO3 1LIN LL | non-dimmable, I, IP40, IK05, UGR≤19, matt micro-prismatic polycarbonate diffuser, light grey aluminium body, for in-line connection | 1403 | 59 | 69 |  | 100000/L80B10 | 3 | 3877 | 31.7 | 122 | 80+ | 4000 | 274.039
| DM1126890 | Decor LED1x5850 K100 T840 DPRZ LT80 LO4 1LIN LL | non-dimmable, I, IP40, IK05, UGR≤22, matt micro-prismatic polycarbonate diffuser, light grey aluminium body, for in-line connection | 1403 | 59 | 69 |  | 100000/L80B10 | 3 | 5816 | 47.6 | 122 | 80+ | 4000 | 281.951
| DM1126891 | Decor LED1x2450 K101 T840 DPRZ LT80 LO1 1LIN LL | non-dimmable, I, IP40, IK05, UGR≤16, matt micro-prismatic polycarbonate diffuser, light grey aluminium body, for in-line connection | 1683 | 59 | 69 |  | 100000/L80B10 | 3 | 2417 | 19.4 | 125 | 80+ | 4000 | 294.206
| DM1126892 | Decor LED1x3350 K102 T840 DPRZ LT80 LO2 1LIN LL | non-dimmable, I, IP40, IK05, UGR≤19, matt micro-prismatic polycarbonate diffuser, light grey aluminium body, for in-line connection | 1683 | 59 | 69 |  | 100000/L80B10 | 3 | 3329 | 27.3 | 122 | 80+ | 4000 | 294.206
| DM1126893 | Decor LED1x4700 K103 T840 DPRZ LT80 LO3 1LIN LL | non-dimmable, I, IP40, IK05, UGR≤19, matt micro-prismatic polycarbonate diffuser, light grey aluminium body, for in-line connection | 1683 | 59 | 69 |  | 100000/L80B10 | 3 | 4653 | 38.1 | 122 | 80+ | 4000 | 313.298
| DM1126894 | Decor LED1x7000 K104 T840 DPRZ LT80 LO4 1LIN LL | non-dimmable, I, IP40, IK05, UGR≤22, matt micro-prismatic polycarbonate diffuser, light grey aluminium body, for in-line connection | 1683 | 59 | 69 |  | 100000/L80B10 | 3 | 6979 | 57.1 | 122 | 80+ | 4000 | 328.95
| DM1126895 | Decor LED1x2850 K105 T840 DPRZ LT80 LO1 1LIN LL | non-dimmable, I, IP40, IK05, UGR≤16, matt micro-prismatic polycarbonate diffuser, light grey aluminium body, for in-line connection | 1963 | 59 | 69 |  | 100000/L80B10 | 3 | 2819 | 22.4 | 126 | 80+ | 4000 | 304.655
| DM1126896 | Decor LED1x3900 K106 T840 DPRZ LT80 LO2 1LIN LL | non-dimmable, I, IP40, IK05, UGR≤19, matt micro-prismatic polycarbonate diffuser, light grey aluminium body, for in-line connection | 1963 | 59 | 69 |  | 100000/L80B10 | 3 | 3883 | 31.5 | 123 | 80+ | 4000 | 304.655
| DM1126897 | Decor LED1x5450 K107 T840 DPRZ LT80 LO3 1LIN LL | non-dimmable, I, IP40, IK05, UGR≤19, matt micro-prismatic polycarbonate diffuser, light grey aluminium body, for in-line connection | 1963 | 59 | 69 |  | 100000/L80B10 | 3 | 5428 | 44.4 | 122 | 80+ | 4000 | 323.747
| DM1126898 | Decor LED1x8750 K108 T840 DPRZ LT80 LO4 1LIN LL | non-dimmable, I, IP40, IK05, UGR≤22, matt micro-prismatic polycarbonate diffuser, light grey aluminium body, for in-line connection | 2103 | 59 | 69 |  | 100000/L80B10 | 3 | 8724 | 71.3 | 122 | 80+ | 4000 | 385.495
| DM1126899 | Decor LED1x3250 K109 T840 DPRZ LT80 LO1 1LIN LL | non-dimmable, I, IP40, IK05, UGR≤16, matt micro-prismatic polycarbonate diffuser, light grey aluminium body, for in-line connection | 2243 | 59 | 69 |  | 100000/L80B10 | 3 | 3222 | 25.3 | 127 | 80+ | 4000 | 362.748
| DM1126900 | Decor LED1x4450 K110 T840 DPRZ LT80 LO2 1LIN LL | non-dimmable, I, IP40, IK05, UGR≤19, matt micro-prismatic polycarbonate diffuser, light grey aluminium body, for in-line connection | 2243 | 59 | 69 |  | 100000/L80B10 | 3 | 4438 | 35.5 | 125 | 80+ | 4000 | 362.748
| DM1126901 | Decor LED1x6250 K111 T840 DPRZ LT80 LO3 1LIN LL | non-dimmable, I, IP40, IK05, UGR≤19, matt micro-prismatic polycarbonate diffuser, light grey aluminium body, for in-line connection | 2243 | 59 | 69 |  | 100000/L80B10 | 3 | 6204 | 50.8 | 122 | 80+ | 4000 | 382.055
| DM1126902 | Decor LED1x9350 K112 T840 DPRZ LT80 LO4 1LIN LL | non-dimmable, I, IP40, IK05, UGR≤22, matt micro-prismatic polycarbonate diffuser, light grey aluminium body, for in-line connection | 2243 | 59 | 69 |  | 100000/L80B10 | 3 | 9306 | 77 | 121 | 80+ | 4000 | 442.9
| DM1126903 | Decor LED1x3650 K113 T840 DPRZ LT80 LO1 1LIN LL | non-dimmable, I, IP40, IK05, UGR≤16, matt micro-prismatic polycarbonate diffuser, light grey aluminium body, for in-line connection | 2523 | 59 | 69 |  | 100000/L80B10 | 3 | 3625 | 27.5 | 132 | 80+ | 4000 | 457.606
| DM1126904 | Decor LED1x5000 K114 T840 DPRZ LT80 LO2 1LIN LL | non-dimmable, I, IP40, IK05, UGR≤19, matt micro-prismatic polycarbonate diffuser, light grey aluminium body, for in-line connection | 2523 | 59 | 69 |  | 100000/L80B10 | 3 | 4993 | 40 | 125 | 80+ | 4000 | 443.803
| DM1126905 | Decor LED1x7000 K115 T840 DPRZ LT80 LO3 1LIN LL | non-dimmable, I, IP40, IK05, UGR≤19, matt micro-prismatic polycarbonate diffuser, light grey aluminium body, for in-line connection | 2523 | 59 | 69 |  | 100000/L80B10 | 3 | 6979 | 57.1 | 122 | 80+ | 4000 | 466.249
| DM1126906 | Decor LED1x10500 K116 T840 DPRZ LT80 LO4 1LIN LL | non-dimmable, I, IP40, IK05, UGR≤22, matt micro-prismatic polycarbonate diffuser, light grey aluminium body, for in-line connection | 2523 | 59 | 69 |  | 100000/L80B10 | 3 | 10469 | 82.9 | 126 | 80+ | 4000 | 517.548
| DM1126907 | Decor LED1x4250 K117 T840 DPRZ LT80 LO1 1LIN LL | non-dimmable, I, IP40, IK05, UGR≤16, matt micro-prismatic polycarbonate diffuser, light grey aluminium body, for in-line connection | 2943 | 59 | 69 |  | 100000/L80B10 | 3 | 4229 | 32 | 132 | 80+ | 4000 | 470.592
| DM1126908 | Decor LED1x5850 K118 T840 DPRZ LT80 LO2 1LIN LL | non-dimmable, I, IP40, IK05, UGR≤19, matt micro-prismatic polycarbonate diffuser, light grey aluminium body, for in-line connection | 2943 | 59 | 69 |  | 100000/L80B10 | 3 | 5825 | 46.1 | 126 | 80+ | 4000 | 456.746
| DM1126909 | Decor LED1x8150 K119 T840 DPRZ LT80 LO3 1LIN LL | non-dimmable, I, IP40, IK05, UGR≤19, matt micro-prismatic polycarbonate diffuser, light grey aluminium body, for in-line connection | 2943 | 59 | 69 |  | 100000/L80B10 | 3 | 8142 | 66.7 | 122 | 80+ | 4000 | 479.407
| DM1126910 | Decor LED1x900 K075 T830 OP LO1 DALI | DALI-dimmable, I, IP40, IK05, opal polycarbonate diffuser, light grey aluminium body | 573 | 59 | 69 |  | 100000/L80B10 | 3 | 827 | 6.8 | 122 | 80+ | 3000 | 180.299
| DM1126911 | Decor LED1x1200 K076 T830 OP LO2 DALI | DALI-dimmable, I, IP40, IK05, opal polycarbonate diffuser, light grey aluminium body | 573 | 59 | 69 |  | 100000/L80B10 | 3 | 1140 | 9.5 | 120 | 80+ | 3000 | 180.299
| DM1126912 | Decor LED1x1700 K077 T830 OP LO3 DALI | DALI-dimmable, I, IP40, IK05, opal polycarbonate diffuser, light grey aluminium body | 573 | 59 | 69 |  | 100000/L80B10 | 3 | 1593 | 13.8 | 115 | 80+ | 3000 | 180.944
| DM1126913 | Decor LED1x2500 K078 T830 OP LO4 DALI | DALI-dimmable, I, IP40, IK05, opal polycarbonate diffuser, light grey aluminium body | 573 | 59 | 69 |  | 100000/L80B10 | 3 | 2390 | 19.9 | 120 | 80+ | 3000 | 183.696
| DM1126914 | Decor LED1x1100 K079 T830 OP LO1 DALI | DALI-dimmable, I, IP40, IK05, opal polycarbonate diffuser, light grey aluminium body | 713 | 59 | 69 |  | 100000/L80B10 | 3 | 1034 | 8.2 | 126 | 80+ | 3000 | 204.551
| DM1126915 | Decor LED1x1500 K080 T830 OP LO2 DALI | DALI-dimmable, I, IP40, IK05, opal polycarbonate diffuser, light grey aluminium body | 713 | 59 | 69 |  | 100000/L80B10 | 3 | 1425 | 11.6 | 123 | 80+ | 3000 | 204.551
| DM1126916 | Decor LED1x2100 K081 T830 OP LO3 DALI | DALI-dimmable, I, IP40, IK05, opal polycarbonate diffuser, light grey aluminium body | 713 | 59 | 69 |  | 100000/L80B10 | 3 | 1991 | 16.8 | 119 | 80+ | 3000 | 205.497
| DM1126917 | Decor LED1x3150 K082 T830 OP LO4 DALI | DALI-dimmable, I, IP40, IK05, opal polycarbonate diffuser, light grey aluminium body | 713 | 59 | 69 |  | 100000/L80B10 | 3 | 2987 | 24.6 | 121 | 80+ | 3000 | 208.851
| DM1126918 | Decor LED1x1300 K083 T830 OP LO1 DALI | DALI-dimmable, I, IP40, IK05, opal polycarbonate diffuser, light grey aluminium body | 853 | 59 | 69 |  | 100000/L80B10 | 3 | 1241 | 10.1 | 123 | 80+ | 3000 | 225.449
| DM1126919 | Decor LED1x1800 K084 T830 OP LO2 DALI | DALI-dimmable, I, IP40, IK05, opal polycarbonate diffuser, light grey aluminium body | 853 | 59 | 69 |  | 100000/L80B10 | 3 | 1709 | 14 | 122 | 80+ | 3000 | 225.449
| DM1126920 | Decor LED1x2500 K085 T830 OP LO3 DALI | DALI-dimmable, I, IP40, IK05, opal polycarbonate diffuser, light grey aluminium body | 853 | 59 | 69 |  | 100000/L80B10 | 3 | 2390 | 20.2 | 118 | 80+ | 3000 | 225.449
| DM1126921 | Decor LED1x3750 K086 T830 OP LO4 DALI | DALI-dimmable, I, IP40, IK05, opal polycarbonate diffuser, light grey aluminium body | 853 | 59 | 69 |  | 100000/L80B10 | 3 | 3584 | 29.5 | 121 | 80+ | 3000 | 228.803
| DM1126922 | Decor LED1x1550 K087 T830 OP LO1 DALI | DALI-dimmable, I, IP40, IK05, opal polycarbonate diffuser, light grey aluminium body | 993 | 59 | 69 |  | 100000/L80B10 | 3 | 1448 | 11.6 | 125 | 80+ | 3000 | 242.907
| DM1126923 | Decor LED1x2100 K088 T830 OP LO2 DALI | DALI-dimmable, I, IP40, IK05, opal polycarbonate diffuser, light grey aluminium body | 993 | 59 | 69 |  | 100000/L80B10 | 3 | 1994 | 15.9 | 125 | 80+ | 3000 | 242.907
| DM1126924 | Decor LED1x2950 K089 T830 OP LO3 DALI | DALI-dimmable, I, IP40, IK05, opal polycarbonate diffuser, light grey aluminium body | 993 | 59 | 69 |  | 100000/L80B10 | 3 | 2788 | 23 | 121 | 80+ | 3000 | 242.907
| DM1126925 | Decor LED1x1750 K090 T830 OP LO1 DALI | DALI-dimmable, I, IP40, IK05, opal polycarbonate diffuser, light grey aluminium body | 1133 | 59 | 69 |  | 100000/L80B10 | 3 | 1655 | 13.1 | 126 | 80+ | 3000 | 245.444
| DM1126926 | Decor LED1x2400 K091 T830 OP LO2 DALI | DALI-dimmable, I, IP40, IK05, opal polycarbonate diffuser, light grey aluminium body | 1133 | 59 | 69 |  | 100000/L80B10 | 3 | 2279 | 18 | 127 | 80+ | 3000 | 245.444
| DM1126927 | Decor LED1x3350 K092 T830 OP LO3 DALI | DALI-dimmable, I, IP40, IK05, opal polycarbonate diffuser, light grey aluminium body | 1133 | 59 | 69 |  | 100000/L80B10 | 3 | 3186 | 26.3 | 121 | 80+ | 3000 | 245.444
| DM1126928 | Decor LED1x5000 K093 T830 OP LO4 DALI | DALI-dimmable, I, IP40, IK05, opal polycarbonate diffuser, light grey aluminium body | 1133 | 59 | 69 |  | 100000/L80B10 | 3 | 4779 | 38.1 | 125 | 80+ | 3000 | 261.053
| DM1126929 | Decor LED1x1950 K094 T830 OP LO1 DALI | DALI-dimmable, I, IP40, IK05, opal polycarbonate diffuser, light grey aluminium body | 1273 | 59 | 69 |  | 100000/L80B10 | 3 | 1862 | 14.5 | 128 | 80+ | 3000 | 273.351
| DM1126930 | Decor LED1x2700 K095 T830 OP LO2 DALI | DALI-dimmable, I, IP40, IK05, opal polycarbonate diffuser, light grey aluminium body | 1273 | 59 | 69 |  | 100000/L80B10 | 3 | 2564 | 20.2 | 127 | 80+ | 3000 | 273.351
| DM1126931 | Decor LED1x3750 K096 T830 OP LO3 DALI | DALI-dimmable, I, IP40, IK05, opal polycarbonate diffuser, light grey aluminium body | 1273 | 59 | 69 |  | 100000/L80B10 | 3 | 3584 | 29.6 | 121 | 80+ | 3000 | 273.351
| DM1126932 | Decor LED1x2200 K097 T830 OP LO1 DALI | DALI-dimmable, I, IP40, IK05, opal polycarbonate diffuser, light grey aluminium body | 1413 | 59 | 69 |  | 100000/L80B10 | 3 | 2069 | 16.6 | 125 | 80+ | 3000 | 288.1
| DM1126933 | Decor LED1x3000 K098 T830 OP LO2 DALI | DALI-dimmable, I, IP40, IK05, opal polycarbonate diffuser, light grey aluminium body | 1413 | 59 | 69 |  | 100000/L80B10 | 3 | 2849 | 23 | 124 | 80+ | 3000 | 288.1
| DM1126934 | Decor LED1x4200 K099 T830 OP LO3 DALI | DALI-dimmable, I, IP40, IK05, opal polycarbonate diffuser, light grey aluminium body | 1413 | 59 | 69 |  | 100000/L80B10 | 3 | 3983 | 31.7 | 126 | 80+ | 3000 | 292.4
| DM1126935 | Decor LED1x6250 K100 T830 OP LO4 DALI | DALI-dimmable, I, IP40, IK05, opal polycarbonate diffuser, light grey aluminium body | 1413 | 59 | 69 |  | 100000/L80B10 | 3 | 5974 | 47.6 | 126 | 80+ | 3000 | 300.14
| DM1126936 | Decor LED1x2600 K101 T830 OP LO1 DALI | DALI-dimmable, I, IP40, IK05, opal polycarbonate diffuser, light grey aluminium body | 1693 | 59 | 69 |  | 100000/L80B10 | 3 | 2482 | 19.4 | 128 | 80+ | 3000 | 326.198
| DM1126937 | Decor LED1x3600 K102 T830 OP LO2 DALI | DALI-dimmable, I, IP40, IK05, opal polycarbonate diffuser, light grey aluminium body | 1693 | 59 | 69 |  | 100000/L80B10 | 3 | 3419 | 27.3 | 125 | 80+ | 3000 | 326.198
| DM1126938 | Decor LED1x5000 K103 T830 OP LO3 DALI | DALI-dimmable, I, IP40, IK05, opal polycarbonate diffuser, light grey aluminium body | 1693 | 59 | 69 |  | 100000/L80B10 | 3 | 4779 | 38.1 | 125 | 80+ | 3000 | 330.799
| DM1126939 | Decor LED1x7500 K104 T830 OP LO4 DALI | DALI-dimmable, I, IP40, IK05, opal polycarbonate diffuser, light grey aluminium body | 1693 | 59 | 69 |  | 100000/L80B10 | 3 | 7169 | 57.1 | 126 | 80+ | 3000 | 343.699
| DM1126940 | Decor LED1x3050 K105 T830 OP LO1 DALI | DALI-dimmable, I, IP40, IK05, opal polycarbonate diffuser, light grey aluminium body | 1973 | 59 | 69 |  | 100000/L80B10 | 3 | 2896 | 22.4 | 129 | 80+ | 3000 | 332.347
| DM1126941 | Decor LED1x4200 K106 T830 OP LO2 DALI | DALI-dimmable, I, IP40, IK05, opal polycarbonate diffuser, light grey aluminium body | 1973 | 59 | 69 |  | 100000/L80B10 | 3 | 3989 | 31.5 | 127 | 80+ | 3000 | 332.347
| DM1126942 | Decor LED1x5850 K107 T830 OP LO3 DALI | DALI-dimmable, I, IP40, IK05, opal polycarbonate diffuser, light grey aluminium body | 1973 | 59 | 69 |  | 100000/L80B10 | 3 | 5576 | 44.4 | 126 | 80+ | 3000 | 336.69
| DM1126943 | Decor LED1x9350 K108 T830 OP LO4 DALI | DALI-dimmable, I, IP40, IK05, opal polycarbonate diffuser, light grey aluminium body | 2113 | 59 | 69 |  | 100000/L80B10 | 3 | 8961 | 71.3 | 126 | 80+ | 3000 | 394.998
| DM1126944 | Decor LED1x3500 K109 T830 OP LO1 DALI | DALI-dimmable, I, IP40, IK05, opal polycarbonate diffuser, light grey aluminium body | 2253 | 59 | 69 |  | 100000/L80B10 | 3 | 3310 | 25.3 | 131 | 80+ | 3000 | 388.892
| DM1126945 | Decor LED1x4800 K110 T830 OP LO2 DALI | DALI-dimmable, I, IP40, IK05, opal polycarbonate diffuser, light grey aluminium body | 2253 | 59 | 69 |  | 100000/L80B10 | 3 | 4558 | 35.5 | 128 | 80+ | 3000 | 388.892
| DM1126946 | Decor LED1x6650 K111 T830 OP LO3 DALI | DALI-dimmable, I, IP40, IK05, opal polycarbonate diffuser, light grey aluminium body | 2253 | 59 | 69 |  | 100000/L80B10 | 3 | 6372 | 50.8 | 125 | 80+ | 3000 | 393.192
| DM1126947 | Decor LED1x3900 K113 T830 OP LO1 DALI | DALI-dimmable, I, IP40, IK05, opal polycarbonate diffuser, light grey aluminium body | 2533 | 59 | 69 |  | 100000/L80B10 | 3 | 3723 | 27.5 | 135 | 80+ | 3000 | 466.249
| DM1126948 | Decor LED1x5350 K114 T830 OP LO2 DALI | DALI-dimmable, I, IP40, IK05, opal polycarbonate diffuser, light grey aluminium body | 2533 | 59 | 69 |  | 100000/L80B10 | 3 | 5128 | 40 | 128 | 80+ | 3000 | 466.249
| DM1126949 | Decor LED1x7500 K115 T830 OP LO3 DALI | DALI-dimmable, I, IP40, IK05, opal polycarbonate diffuser, light grey aluminium body | 2533 | 59 | 69 |  | 100000/L80B10 | 3 | 7169 | 57.1 | 126 | 80+ | 3000 | 471.495
| DM1126950 | Decor LED1x4550 K117 T830 OP LO1 DALI | DALI-dimmable, I, IP40, IK05, opal polycarbonate diffuser, light grey aluminium body | 2953 | 59 | 69 |  | 100000/L80B10 | 3 | 4344 | 32 | 136 | 80+ | 3000 | 479.407
| DM1126951 | Decor LED1x6250 K118 T830 OP LO2 DALI | DALI-dimmable, I, IP40, IK05, opal polycarbonate diffuser, light grey aluminium body | 2953 | 59 | 69 |  | 100000/L80B10 | 3 | 5983 | 46.1 | 130 | 80+ | 3000 | 479.407
| DM1126952 | Decor LED1x8750 K119 T830 OP LO3 DALI | DALI-dimmable, I, IP40, IK05, opal polycarbonate diffuser, light grey aluminium body | 2953 | 59 | 69 |  | 100000/L80B10 | 3 | 8363 | 66.7 | 125 | 80+ | 3000 | 484.696
| DM1126953 | Decor LED1x900 K075 T840 OP LO1 DALI | DALI-dimmable, I, IP40, IK05, opal polycarbonate diffuser, light grey aluminium body | 573 | 59 | 69 |  | 100000/L80B10 | 3 | 863 | 6.8 | 127 | 80+ | 4000 | 180.299
| DM1126954 | Decor LED1x1200 K076 T840 OP LO2 DALI | DALI-dimmable, I, IP40, IK05, opal polycarbonate diffuser, light grey aluminium body | 573 | 59 | 69 |  | 100000/L80B10 | 3 | 1189 | 9.5 | 125 | 80+ | 4000 | 180.299
| DM1126955 | Decor LED1x1700 K077 T840 OP LO3 DALI | DALI-dimmable, I, IP40, IK05, opal polycarbonate diffuser, light grey aluminium body | 573 | 59 | 69 |  | 100000/L80B10 | 3 | 1662 | 13.8 | 120 | 80+ | 4000 | 180.944
| DM1126956 | Decor LED1x2500 K078 T840 OP LO4 DALI | DALI-dimmable, I, IP40, IK05, opal polycarbonate diffuser, light grey aluminium body | 573 | 59 | 69 |  | 100000/L80B10 | 3 | 2493 | 19.9 | 125 | 80+ | 4000 | 183.696
| DM1126957 | Decor LED1x1100 K079 T840 OP LO1 DALI | DALI-dimmable, I, IP40, IK05, opal polycarbonate diffuser, light grey aluminium body | 713 | 59 | 69 |  | 100000/L80B10 | 3 | 1079 | 8.2 | 132 | 80+ | 4000 | 204.551
| DM1126958 | Decor LED1x1500 K080 T840 OP LO2 DALI | DALI-dimmable, I, IP40, IK05, opal polycarbonate diffuser, light grey aluminium body | 713 | 59 | 69 |  | 100000/L80B10 | 3 | 1486 | 11.6 | 128 | 80+ | 4000 | 204.551
| DM1126959 | Decor LED1x2100 K081 T840 OP LO3 DALI | DALI-dimmable, I, IP40, IK05, opal polycarbonate diffuser, light grey aluminium body | 713 | 59 | 69 |  | 100000/L80B10 | 3 | 2077 | 16.8 | 124 | 80+ | 4000 | 205.497
| DM1126960 | Decor LED1x3150 K082 T840 OP LO4 DALI | DALI-dimmable, I, IP40, IK05, opal polycarbonate diffuser, light grey aluminium body | 713 | 59 | 69 |  | 100000/L80B10 | 3 | 3116 | 24.6 | 127 | 80+ | 4000 | 208.851
| DM1126961 | Decor LED1x1300 K083 T840 OP LO1 DALI | DALI-dimmable, I, IP40, IK05, opal polycarbonate diffuser, light grey aluminium body | 853 | 59 | 69 |  | 100000/L80B10 | 3 | 1295 | 10.1 | 128 | 80+ | 4000 | 225.449
| DM1126962 | Decor LED1x1800 K084 T840 OP LO2 DALI | DALI-dimmable, I, IP40, IK05, opal polycarbonate diffuser, light grey aluminium body | 853 | 59 | 69 |  | 100000/L80B10 | 3 | 1783 | 14 | 127 | 80+ | 4000 | 225.449
| DM1126963 | Decor LED1x2500 K085 T840 OP LO3 DALI | DALI-dimmable, I, IP40, IK05, opal polycarbonate diffuser, light grey aluminium body | 853 | 59 | 69 |  | 100000/L80B10 | 3 | 2493 | 20.2 | 123 | 80+ | 4000 | 225.449
| DM1126964 | Decor LED1x3750 K086 T840 OP LO4 DALI | DALI-dimmable, I, IP40, IK05, opal polycarbonate diffuser, light grey aluminium body | 853 | 59 | 69 |  | 100000/L80B10 | 3 | 3739 | 29.5 | 127 | 80+ | 4000 | 228.803
| DM1126965 | Decor LED1x1550 K087 T840 OP LO1 DALI | DALI-dimmable, I, IP40, IK05, opal polycarbonate diffuser, light grey aluminium body | 993 | 59 | 69 |  | 100000/L80B10 | 3 | 1510 | 11.6 | 130 | 80+ | 4000 | 242.907
| DM1126966 | Decor LED1x2100 K088 T840 OP LO2 DALI | DALI-dimmable, I, IP40, IK05, opal polycarbonate diffuser, light grey aluminium body | 993 | 59 | 69 |  | 100000/L80B10 | 3 | 2080 | 15.9 | 131 | 80+ | 4000 | 242.907
| DM1126967 | Decor LED1x2950 K089 T840 OP LO3 DALI | DALI-dimmable, I, IP40, IK05, opal polycarbonate diffuser, light grey aluminium body | 993 | 59 | 69 |  | 100000/L80B10 | 3 | 2908 | 23 | 126 | 80+ | 4000 | 242.907
| DM1126968 | Decor LED1x1750 K090 T840 OP LO1 DALI | DALI-dimmable, I, IP40, IK05, opal polycarbonate diffuser, light grey aluminium body | 1133 | 59 | 69 |  | 100000/L80B10 | 3 | 1726 | 13.1 | 132 | 80+ | 4000 | 245.444
| DM1126969 | Decor LED1x2400 K091 T840 OP LO2 DALI | DALI-dimmable, I, IP40, IK05, opal polycarbonate diffuser, light grey aluminium body | 1133 | 59 | 69 |  | 100000/L80B10 | 3 | 2378 | 18 | 132 | 80+ | 4000 | 245.444
| DM1126970 | Decor LED1x3350 K092 T840 OP LO3 DALI | DALI-dimmable, I, IP40, IK05, opal polycarbonate diffuser, light grey aluminium body | 1133 | 59 | 69 |  | 100000/L80B10 | 3 | 3323 | 26.3 | 126 | 80+ | 4000 | 245.444
| DM1126971 | Decor LED1x5000 K093 T840 OP LO4 DALI | DALI-dimmable, I, IP40, IK05, opal polycarbonate diffuser, light grey aluminium body | 1133 | 59 | 69 |  | 100000/L80B10 | 3 | 4985 | 38.1 | 131 | 80+ | 4000 | 261.053
| DM1126972 | Decor LED1x1950 K094 T840 OP LO1 DALI | DALI-dimmable, I, IP40, IK05, opal polycarbonate diffuser, light grey aluminium body | 1273 | 59 | 69 |  | 100000/L80B10 | 3 | 1942 | 14.5 | 134 | 80+ | 4000 | 273.351
| DM1126973 | Decor LED1x2700 K095 T840 OP LO2 DALI | DALI-dimmable, I, IP40, IK05, opal polycarbonate diffuser, light grey aluminium body | 1273 | 59 | 69 |  | 100000/L80B10 | 3 | 2675 | 20.2 | 132 | 80+ | 4000 | 273.351
| DM1126974 | Decor LED1x3750 K096 T840 OP LO3 DALI | DALI-dimmable, I, IP40, IK05, opal polycarbonate diffuser, light grey aluminium body | 1273 | 59 | 69 |  | 100000/L80B10 | 3 | 3739 | 29.6 | 126 | 80+ | 4000 | 273.351
| DM1126975 | Decor LED1x2200 K097 T840 OP LO1 DALI | DALI-dimmable, I, IP40, IK05, opal polycarbonate diffuser, light grey aluminium body | 1413 | 59 | 69 |  | 100000/L80B10 | 3 | 2158 | 16.6 | 130 | 80+ | 4000 | 288.1
| DM1126976 | Decor LED1x3000 K098 T840 OP LO2 DALI | DALI-dimmable, I, IP40, IK05, opal polycarbonate diffuser, light grey aluminium body | 1413 | 59 | 69 |  | 100000/L80B10 | 3 | 2972 | 23 | 129 | 80+ | 4000 | 288.1
| DM1126977 | Decor LED1x4200 K099 T840 OP LO3 DALI | DALI-dimmable, I, IP40, IK05, opal polycarbonate diffuser, light grey aluminium body | 1413 | 59 | 69 |  | 100000/L80B10 | 3 | 4154 | 31.7 | 131 | 80+ | 4000 | 292.4
| DM1126978 | Decor LED1x6250 K100 T840 OP LO4 DALI | DALI-dimmable, I, IP40, IK05, opal polycarbonate diffuser, light grey aluminium body | 1413 | 59 | 69 |  | 100000/L80B10 | 3 | 6231 | 47.6 | 131 | 80+ | 4000 | 300.14
| DM1126979 | Decor LED1x2600 K101 T840 OP LO1 DALI | DALI-dimmable, I, IP40, IK05, opal polycarbonate diffuser, light grey aluminium body | 1693 | 59 | 69 |  | 100000/L80B10 | 3 | 2589 | 19.4 | 133 | 80+ | 4000 | 326.198
| DM1126980 | Decor LED1x3600 K102 T840 OP LO2 DALI | DALI-dimmable, I, IP40, IK05, opal polycarbonate diffuser, light grey aluminium body | 1693 | 59 | 69 |  | 100000/L80B10 | 3 | 3566 | 27.3 | 131 | 80+ | 4000 | 326.198
| DM1126981 | Decor LED1x5000 K103 T840 OP LO3 DALI | DALI-dimmable, I, IP40, IK05, opal polycarbonate diffuser, light grey aluminium body | 1693 | 59 | 69 |  | 100000/L80B10 | 3 | 4985 | 38.1 | 131 | 80+ | 4000 | 330.799
| DM1126982 | Decor LED1x7500 K104 T840 OP LO4 DALI | DALI-dimmable, I, IP40, IK05, opal polycarbonate diffuser, light grey aluminium body | 1693 | 59 | 69 |  | 100000/L80B10 | 3 | 7478 | 57.1 | 131 | 80+ | 4000 | 343.699
| DM1126983 | Decor LED1x3050 K105 T840 OP LO1 DALI | DALI-dimmable, I, IP40, IK05, opal polycarbonate diffuser, light grey aluminium body | 1973 | 59 | 69 |  | 100000/L80B10 | 3 | 3021 | 22.4 | 135 | 80+ | 4000 | 332.347
| DM1126984 | Decor LED1x4200 K106 T840 OP LO2 DALI | DALI-dimmable, I, IP40, IK05, opal polycarbonate diffuser, light grey aluminium body | 1973 | 59 | 69 |  | 100000/L80B10 | 3 | 4161 | 31.5 | 132 | 80+ | 4000 | 332.347
| DM1126985 | Decor LED1x5850 K107 T840 OP LO3 DALI | DALI-dimmable, I, IP40, IK05, opal polycarbonate diffuser, light grey aluminium body | 1973 | 59 | 69 |  | 100000/L80B10 | 3 | 5816 | 44.4 | 131 | 80+ | 4000 | 336.69
| DM1126986 | Decor LED1x9350 K108 T840 OP LO4 DALI | DALI-dimmable, I, IP40, IK05, opal polycarbonate diffuser, light grey aluminium body | 2113 | 59 | 69 |  | 100000/L80B10 | 3 | 9347 | 71.3 | 131 | 80+ | 4000 | 394.998
| DM1126987 | Decor LED1x3500 K109 T840 OP LO1 DALI | DALI-dimmable, I, IP40, IK05, opal polycarbonate diffuser, light grey aluminium body | 2253 | 59 | 69 |  | 100000/L80B10 | 3 | 3452 | 25.3 | 136 | 80+ | 4000 | 388.892
| DM1126988 | Decor LED1x4800 K110 T840 OP LO2 DALI | DALI-dimmable, I, IP40, IK05, opal polycarbonate diffuser, light grey aluminium body | 2253 | 59 | 69 |  | 100000/L80B10 | 3 | 4755 | 35.5 | 134 | 80+ | 4000 | 388.892
| DM1126989 | Decor LED1x6650 K111 T840 OP LO3 DALI | DALI-dimmable, I, IP40, IK05, opal polycarbonate diffuser, light grey aluminium body | 2253 | 59 | 69 |  | 100000/L80B10 | 3 | 6647 | 50.8 | 131 | 80+ | 4000 | 393.192
| DM1126990 | Decor LED1x3900 K113 T840 OP LO1 DALI | DALI-dimmable, I, IP40, IK05, opal polycarbonate diffuser, light grey aluminium body | 2533 | 59 | 69 |  | 100000/L80B10 | 3 | 3884 | 27.5 | 141 | 80+ | 4000 | 466.249
| DM1126991 | Decor LED1x5350 K114 T840 OP LO2 DALI | DALI-dimmable, I, IP40, IK05, opal polycarbonate diffuser, light grey aluminium body | 2533 | 59 | 69 |  | 100000/L80B10 | 3 | 5349 | 40 | 134 | 80+ | 4000 | 466.249
| DM1126992 | Decor LED1x7500 K115 T840 OP LO3 DALI | DALI-dimmable, I, IP40, IK05, opal polycarbonate diffuser, light grey aluminium body | 2533 | 59 | 69 |  | 100000/L80B10 | 3 | 7478 | 57.1 | 131 | 80+ | 4000 | 471.495
| DM1126993 | Decor LED1x4550 K117 T840 OP LO1 DALI | DALI-dimmable, I, IP40, IK05, opal polycarbonate diffuser, light grey aluminium body | 2953 | 59 | 69 |  | 100000/L80B10 | 3 | 4531 | 32 | 142 | 80+ | 4000 | 479.407
| DM1126994 | Decor LED1x6250 K118 T840 OP LO2 DALI | DALI-dimmable, I, IP40, IK05, opal polycarbonate diffuser, light grey aluminium body | 2953 | 59 | 69 |  | 100000/L80B10 | 3 | 6241 | 46.1 | 135 | 80+ | 4000 | 479.407
| DM1126995 | Decor LED1x8750 K119 T840 OP LO3 DALI | DALI-dimmable, I, IP40, IK05, opal polycarbonate diffuser, light grey aluminium body | 2953 | 59 | 69 |  | 100000/L80B10 | 3 | 8724 | 66.7 | 131 | 80+ | 4000 | 484.696
| DM1126996 | Decor LED1x850 K075 T830 DPRZ LT80 LO1 DALI | DALI-dimmable, I, IP40, IK05, UGR≤16, matt micro-prismatic polycarbonate diffuser, light grey aluminium body | 573 | 59 | 69 |  | 100000/L80B10 | 3 | 772 | 6.8 | 114 | 80+ | 3000 | 182.75
| DM1126997 | Decor LED1x1150 K076 T830 DPRZ LT80 LO2 DALI | DALI-dimmable, I, IP40, IK05, UGR≤19, matt micro-prismatic polycarbonate diffuser, light grey aluminium body | 573 | 59 | 69 |  | 100000/L80B10 | 3 | 1064 | 9.5 | 112 | 80+ | 3000 | 182.75
| DM1126998 | Decor LED1x1600 K077 T830 DPRZ LT80 LO3 DALI | DALI-dimmable, I, IP40, IK05, UGR≤19, matt micro-prismatic polycarbonate diffuser, light grey aluminium body | 573 | 59 | 69 |  | 100000/L80B10 | 3 | 1487 | 13.8 | 108 | 80+ | 3000 | 183.696
| DM1126999 | Decor LED1x2350 K078 T830 DPRZ LT80 LO4 DALI | DALI-dimmable, I, IP40, IK05, UGR≤22, matt micro-prismatic polycarbonate diffuser, light grey aluminium body | 573 | 59 | 69 |  | 100000/L80B10 | 3 | 2230 | 19.9 | 112 | 80+ | 3000 | 186.19
| DM1127000 | Decor LED1x1050 K079 T830 DPRZ LT80 LO1 DALI | DALI-dimmable, I, IP40, IK05, UGR≤16, matt micro-prismatic polycarbonate diffuser, light grey aluminium body | 713 | 59 | 69 |  | 100000/L80B10 | 3 | 965 | 8.2 | 118 | 80+ | 3000 | 207.948
| DM1127001 | Decor LED1x1400 K080 T830 DPRZ LT80 LO2 DALI | DALI-dimmable, I, IP40, IK05, UGR≤19, matt micro-prismatic polycarbonate diffuser, light grey aluminium body | 713 | 59 | 69 |  | 100000/L80B10 | 3 | 1330 | 11.6 | 115 | 80+ | 3000 | 207.948
| DM1127002 | Decor LED1x1950 K081 T830 DPRZ LT80 LO3 DALI | DALI-dimmable, I, IP40, IK05, UGR≤19, matt micro-prismatic polycarbonate diffuser, light grey aluminium body | 713 | 59 | 69 |  | 100000/L80B10 | 3 | 1859 | 16.8 | 111 | 80+ | 3000 | 208.851
| DM1127003 | Decor LED1x2950 K082 T830 DPRZ LT80 LO4 DALI | DALI-dimmable, I, IP40, IK05, UGR≤22, matt micro-prismatic polycarbonate diffuser, light grey aluminium body | 713 | 59 | 69 |  | 100000/L80B10 | 3 | 2788 | 24.6 | 113 | 80+ | 3000 | 212.291
| DM1127004 | Decor LED1x1250 K083 T830 DPRZ LT80 LO1 DALI | DALI-dimmable, I, IP40, IK05, UGR≤16, matt micro-prismatic polycarbonate diffuser, light grey aluminium body | 853 | 59 | 69 |  | 100000/L80B10 | 3 | 1158 | 10.1 | 115 | 80+ | 3000 | 229.749
| DM1127005 | Decor LED1x1700 K084 T830 DPRZ LT80 LO2 DALI | DALI-dimmable, I, IP40, IK05, UGR≤19, matt micro-prismatic polycarbonate diffuser, light grey aluminium body | 853 | 59 | 69 |  | 100000/L80B10 | 3 | 1595 | 14 | 114 | 80+ | 3000 | 229.749
| DM1127006 | Decor LED1x2350 K085 T830 DPRZ LT80 LO3 DALI | DALI-dimmable, I, IP40, IK05, UGR≤19, matt micro-prismatic polycarbonate diffuser, light grey aluminium body | 853 | 59 | 69 |  | 100000/L80B10 | 3 | 2230 | 20.2 | 110 | 80+ | 3000 | 229.749
| DM1127007 | Decor LED1x3500 K086 T830 DPRZ LT80 LO4 DALI | DALI-dimmable, I, IP40, IK05, UGR≤22, matt micro-prismatic polycarbonate diffuser, light grey aluminium body | 853 | 59 | 69 |  | 100000/L80B10 | 3 | 3345 | 29.5 | 113 | 80+ | 3000 | 233.146
| DM1127008 | Decor LED1x1450 K087 T830 DPRZ LT80 LO1 DALI | DALI-dimmable, I, IP40, IK05, UGR≤16, matt micro-prismatic polycarbonate diffuser, light grey aluminium body | 993 | 59 | 69 |  | 100000/L80B10 | 3 | 1351 | 11.6 | 116 | 80+ | 3000 | 248.153
| DM1127009 | Decor LED1x1950 K088 T830 DPRZ LT80 LO2 DALI | DALI-dimmable, I, IP40, IK05, UGR≤19, matt micro-prismatic polycarbonate diffuser, light grey aluminium body | 993 | 59 | 69 |  | 100000/L80B10 | 3 | 1861 | 15.9 | 117 | 80+ | 3000 | 248.153
| DM1127010 | Decor LED1x2750 K089 T830 DPRZ LT80 LO3 DALI | DALI-dimmable, I, IP40, IK05, UGR≤19, matt micro-prismatic polycarbonate diffuser, light grey aluminium body | 993 | 59 | 69 |  | 100000/L80B10 | 3 | 2602 | 23 | 113 | 80+ | 3000 | 248.153
| DM1127011 | Decor LED1x1650 K090 T830 DPRZ LT80 LO1 DALI | DALI-dimmable, I, IP40, IK05, UGR≤16, matt micro-prismatic polycarbonate diffuser, light grey aluminium body | 1133 | 59 | 69 |  | 100000/L80B10 | 3 | 1545 | 13.1 | 118 | 80+ | 3000 | 250.604
| DM1127012 | Decor LED1x2250 K091 T830 DPRZ LT80 LO2 DALI | DALI-dimmable, I, IP40, IK05, UGR≤19, matt micro-prismatic polycarbonate diffuser, light grey aluminium body | 1133 | 59 | 69 |  | 100000/L80B10 | 3 | 2127 | 18 | 118 | 80+ | 3000 | 250.604
| DM1127013 | Decor LED1x3150 K092 T830 DPRZ LT80 LO3 DALI | DALI-dimmable, I, IP40, IK05, UGR≤19, matt micro-prismatic polycarbonate diffuser, light grey aluminium body | 1133 | 59 | 69 |  | 100000/L80B10 | 3 | 2974 | 26.3 | 113 | 80+ | 3000 | 250.604
| DM1127014 | Decor LED1x4700 K093 T830 DPRZ LT80 LO4 DALI | DALI-dimmable, I, IP40, IK05, UGR≤22, matt micro-prismatic polycarbonate diffuser, light grey aluminium body | 1133 | 59 | 69 |  | 100000/L80B10 | 3 | 4460 | 38.1 | 117 | 80+ | 3000 | 266.299
| DM1127015 | Decor LED1x1850 K094 T830 DPRZ LT80 LO1 DALI | DALI-dimmable, I, IP40, IK05, UGR≤16, matt micro-prismatic polycarbonate diffuser, light grey aluminium body | 1273 | 59 | 69 |  | 100000/L80B10 | 3 | 1738 | 14.5 | 120 | 80+ | 3000 | 279.242
| DM1127016 | Decor LED1x2500 K095 T830 DPRZ LT80 LO2 DALI | DALI-dimmable, I, IP40, IK05, UGR≤19, matt micro-prismatic polycarbonate diffuser, light grey aluminium body | 1273 | 59 | 69 |  | 100000/L80B10 | 3 | 2393 | 20.2 | 118 | 80+ | 3000 | 279.242
| DM1127017 | Decor LED1x3500 K096 T830 DPRZ LT80 LO3 DALI | DALI-dimmable, I, IP40, IK05, UGR≤19, matt micro-prismatic polycarbonate diffuser, light grey aluminium body | 1273 | 59 | 69 |  | 100000/L80B10 | 3 | 3345 | 29.6 | 113 | 80+ | 3000 | 279.242
| DM1127018 | Decor LED1x2050 K097 T830 DPRZ LT80 LO1 DALI | DALI-dimmable, I, IP40, IK05, UGR≤16, matt micro-prismatic polycarbonate diffuser, light grey aluminium body | 1413 | 59 | 69 |  | 100000/L80B10 | 3 | 1931 | 16.6 | 116 | 80+ | 3000 | 294.206
| DM1127019 | Decor LED1x2800 K098 T830 DPRZ LT80 LO2 DALI | DALI-dimmable, I, IP40, IK05, UGR≤19, matt micro-prismatic polycarbonate diffuser, light grey aluminium body | 1413 | 59 | 69 |  | 100000/L80B10 | 3 | 2659 | 23 | 116 | 80+ | 3000 | 294.206
| DM1127020 | Decor LED1x3900 K099 T830 DPRZ LT80 LO3 DALI | DALI-dimmable, I, IP40, IK05, UGR≤19, matt micro-prismatic polycarbonate diffuser, light grey aluminium body | 1413 | 59 | 69 |  | 100000/L80B10 | 3 | 3717 | 31.7 | 117 | 80+ | 3000 | 298.549
| DM1127021 | Decor LED1x5850 K100 T830 DPRZ LT80 LO4 DALI | DALI-dimmable, I, IP40, IK05, UGR≤22, matt micro-prismatic polycarbonate diffuser, light grey aluminium body | 1413 | 59 | 69 |  | 100000/L80B10 | 3 | 5576 | 47.6 | 117 | 80+ | 3000 | 306.246
| DM1127022 | Decor LED1x2450 K101 T830 DPRZ LT80 LO1 DALI | DALI-dimmable, I, IP40, IK05, UGR≤16, matt micro-prismatic polycarbonate diffuser, light grey aluminium body | 1693 | 59 | 69 |  | 100000/L80B10 | 3 | 2317 | 19.4 | 119 | 80+ | 3000 | 334.153
| DM1127023 | Decor LED1x3350 K102 T830 DPRZ LT80 LO2 DALI | DALI-dimmable, I, IP40, IK05, UGR≤19, matt micro-prismatic polycarbonate diffuser, light grey aluminium body | 1693 | 59 | 69 |  | 100000/L80B10 | 3 | 3191 | 27.3 | 117 | 80+ | 3000 | 334.153
| DM1127024 | Decor LED1x4700 K103 T830 DPRZ LT80 LO3 DALI | DALI-dimmable, I, IP40, IK05, UGR≤19, matt micro-prismatic polycarbonate diffuser, light grey aluminium body | 1693 | 59 | 69 |  | 100000/L80B10 | 3 | 4460 | 38.1 | 117 | 80+ | 3000 | 338.496
| DM1127025 | Decor LED1x7000 K104 T830 DPRZ LT80 LO4 DALI | DALI-dimmable, I, IP40, IK05, UGR≤22, matt micro-prismatic polycarbonate diffuser, light grey aluminium body | 1693 | 59 | 69 |  | 100000/L80B10 | 3 | 6691 | 57.1 | 117 | 80+ | 3000 | 351.439
| DM1127026 | Decor LED1x2850 K105 T830 DPRZ LT80 LO1 DALI | DALI-dimmable, I, IP40, IK05, UGR≤16, matt micro-prismatic polycarbonate diffuser, light grey aluminium body | 1973 | 59 | 69 |  | 100000/L80B10 | 3 | 2703 | 22.4 | 121 | 80+ | 3000 | 340.947
| DM1127027 | Decor LED1x3900 K106 T830 DPRZ LT80 LO2 DALI | DALI-dimmable, I, IP40, IK05, UGR≤19, matt micro-prismatic polycarbonate diffuser, light grey aluminium body | 1973 | 59 | 69 |  | 100000/L80B10 | 3 | 3723 | 31.5 | 118 | 80+ | 3000 | 340.947
| DM1127028 | Decor LED1x5450 K107 T830 DPRZ LT80 LO3 DALI | DALI-dimmable, I, IP40, IK05, UGR≤19, matt micro-prismatic polycarbonate diffuser, light grey aluminium body | 1973 | 59 | 69 |  | 100000/L80B10 | 3 | 5204 | 44.4 | 117 | 80+ | 3000 | 345.548
| DM1127029 | Decor LED1x8750 K108 T830 DPRZ LT80 LO4 DALI | DALI-dimmable, I, IP40, IK05, UGR≤19, matt micro-prismatic polycarbonate diffuser, light grey aluminium body | 2113 | 59 | 69 |  | 100000/L80B10 | 3 | 8364 | 71.3 | 117 | 80+ | 3000 | 404.501
| DM1127030 | Decor LED1x3250 K109 T830 DPRZ LT80 LO1 DALI | DALI-dimmable, I, IP40, IK05, UGR≤16, matt micro-prismatic polycarbonate diffuser, light grey aluminium body | 2253 | 59 | 69 |  | 100000/L80B10 | 3 | 3089 | 25.3 | 122 | 80+ | 3000 | 398.395
| DM1127031 | Decor LED1x4450 K110 T830 DPRZ LT80 LO2 DALI | DALI-dimmable, I, IP40, IK05, UGR≤19, matt micro-prismatic polycarbonate diffuser, light grey aluminium body | 2253 | 59 | 69 |  | 100000/L80B10 | 3 | 4255 | 35.5 | 120 | 80+ | 3000 | 398.395
| DM1127032 | Decor LED1x6250 K111 T830 DPRZ LT80 LO3 DALI | DALI-dimmable, I, IP40, IK05, UGR≤19, matt micro-prismatic polycarbonate diffuser, light grey aluminium body | 2253 | 59 | 69 |  | 100000/L80B10 | 3 | 5947 | 50.8 | 117 | 80+ | 3000 | 402.953
| DM1127033 | Decor LED1x3650 K113 T830 DPRZ LT80 LO1 DALI | DALI-dimmable, I, IP40, IK05, UGR≤16, matt micro-prismatic polycarbonate diffuser, light grey aluminium body | 2533 | 59 | 69 |  | 100000/L80B10 | 3 | 3475 | 27.5 | 126 | 80+ | 3000 | 479.407
| DM1127034 | Decor LED1x5000 K114 T830 DPRZ LT80 LO2 DALI | DALI-dimmable, I, IP40, IK05, UGR≤19, matt micro-prismatic polycarbonate diffuser, light grey aluminium body | 2533 | 59 | 69 |  | 100000/L80B10 | 3 | 4786 | 40 | 120 | 80+ | 3000 | 478.547
| DM1127035 | Decor LED1x7000 K115 T830 DPRZ LT80 LO3 DALI | DALI-dimmable, I, IP40, IK05, UGR≤19, matt micro-prismatic polycarbonate diffuser, light grey aluminium body | 2533 | 59 | 69 |  | 100000/L80B10 | 3 | 6691 | 57.1 | 117 | 80+ | 3000 | 484.696
| DM1127036 | Decor LED1x4250 K117 T830 DPRZ LT80 LO1 DALI | DALI-dimmable, I, IP40, IK05, UGR≤16, matt micro-prismatic polycarbonate diffuser, light grey aluminium body | 2953 | 59 | 69 |  | 100000/L80B10 | 3 | 4054 | 32 | 127 | 80+ | 3000 | 492.393
| DM1127037 | Decor LED1x5850 K118 T830 DPRZ LT80 LO2 DALI | DALI-dimmable, I, IP40, IK05, UGR≤19, matt micro-prismatic polycarbonate diffuser, light grey aluminium body | 2953 | 59 | 69 |  | 100000/L80B10 | 3 | 5584 | 46.1 | 121 | 80+ | 3000 | 492.393
| DM1127038 | Decor LED1x8150 K119 T830 DPRZ LT80 LO3 DALI | DALI-dimmable, I, IP40, IK05, UGR≤19, matt micro-prismatic polycarbonate diffuser, light grey aluminium body | 2953 | 59 | 69 |  | 100000/L80B10 | 3 | 7806 | 66.7 | 117 | 80+ | 3000 | 497.596
| DM1127039 | Decor LED1x850 K075 T840 DPRZ LT80 LO1 DALI | DALI-dimmable, I, IP40, IK05, UGR≤16, matt micro-prismatic polycarbonate diffuser, light grey aluminium body | 573 | 59 | 69 |  | 100000/L80B10 | 3 | 806 | 6.8 | 119 | 80+ | 4000 | 182.75
| DM1127040 | Decor LED1x1150 K076 T840 DPRZ LT80 LO2 DALI | DALI-dimmable, I, IP40, IK05, UGR≤19, matt micro-prismatic polycarbonate diffuser, light grey aluminium body | 573 | 59 | 69 |  | 100000/L80B10 | 3 | 1110 | 9.5 | 117 | 80+ | 4000 | 182.75
| DM1127041 | Decor LED1x1600 K077 T840 DPRZ LT80 LO3 DALI | DALI-dimmable, I, IP40, IK05, UGR≤19, matt micro-prismatic polycarbonate diffuser, light grey aluminium body | 573 | 59 | 69 |  | 100000/L80B10 | 3 | 1551 | 13.8 | 112 | 80+ | 4000 | 183.696
| DM1127042 | Decor LED1x2350 K078 T840 DPRZ LT80 LO4 DALI | DALI-dimmable, I, IP40, IK05, UGR≤22, matt micro-prismatic polycarbonate diffuser, light grey aluminium body | 573 | 59 | 69 |  | 100000/L80B10 | 3 | 2326 | 19.9 | 117 | 80+ | 4000 | 186.19
| DM1127043 | Decor LED1x1050 K079 T840 DPRZ LT80 LO1 DALI | DALI-dimmable, I, IP40, IK05, UGR≤16, matt micro-prismatic polycarbonate diffuser, light grey aluminium body | 713 | 59 | 69 |  | 100000/L80B10 | 3 | 1007 | 8.2 | 123 | 80+ | 4000 | 207.948
| DM1127044 | Decor LED1x1400 K080 T840 DPRZ LT80 LO2 DALI | DALI-dimmable, I, IP40, IK05, UGR≤19, matt micro-prismatic polycarbonate diffuser, light grey aluminium body | 713 | 59 | 69 |  | 100000/L80B10 | 3 | 1387 | 11.6 | 120 | 80+ | 4000 | 207.948
| DM1127045 | Decor LED1x1950 K081 T840 DPRZ LT80 LO3 DALI | DALI-dimmable, I, IP40, IK05, UGR≤19, matt micro-prismatic polycarbonate diffuser, light grey aluminium body | 713 | 59 | 69 |  | 100000/L80B10 | 3 | 1939 | 16.8 | 115 | 80+ | 4000 | 208.851
| DM1127046 | Decor LED1x2950 K082 T840 DPRZ LT80 LO4 DALI | DALI-dimmable, I, IP40, IK05, UGR≤22, matt micro-prismatic polycarbonate diffuser, light grey aluminium body | 713 | 59 | 69 |  | 100000/L80B10 | 3 | 2908 | 24.6 | 118 | 80+ | 4000 | 212.291
| DM1127047 | Decor LED1x1250 K083 T840 DPRZ LT80 LO1 DALI | DALI-dimmable, I, IP40, IK05, UGR≤16, matt micro-prismatic polycarbonate diffuser, light grey aluminium body | 853 | 59 | 69 |  | 100000/L80B10 | 3 | 1208 | 10.1 | 120 | 80+ | 4000 | 229.749
| DM1127048 | Decor LED1x1700 K084 T840 DPRZ LT80 LO2 DALI | DALI-dimmable, I, IP40, IK05, UGR≤19, matt micro-prismatic polycarbonate diffuser, light grey aluminium body | 853 | 59 | 69 |  | 100000/L80B10 | 3 | 1664 | 14 | 119 | 80+ | 4000 | 229.749
| DM1127049 | Decor LED1x2350 K085 T840 DPRZ LT80 LO3 DALI | DALI-dimmable, I, IP40, IK05, UGR≤19, matt micro-prismatic polycarbonate diffuser, light grey aluminium body | 853 | 59 | 69 |  | 100000/L80B10 | 3 | 2326 | 20.2 | 115 | 80+ | 4000 | 229.749
| DM1127050 | Decor LED1x3500 K086 T840 DPRZ LT80 LO4 DALI | DALI-dimmable, I, IP40, IK05, UGR≤22, matt micro-prismatic polycarbonate diffuser, light grey aluminium body | 853 | 59 | 69 |  | 100000/L80B10 | 3 | 3490 | 29.5 | 118 | 80+ | 4000 | 233.146
| DM1127051 | Decor LED1x1450 K087 T840 DPRZ LT80 LO1 DALI | DALI-dimmable, I, IP40, IK05, UGR≤16, matt micro-prismatic polycarbonate diffuser, light grey aluminium body | 993 | 59 | 69 |  | 100000/L80B10 | 3 | 1410 | 11.6 | 122 | 80+ | 4000 | 248.153
| DM1127052 | Decor LED1x1950 K088 T840 DPRZ LT80 LO2 DALI | DALI-dimmable, I, IP40, IK05, UGR≤19, matt micro-prismatic polycarbonate diffuser, light grey aluminium body | 993 | 59 | 69 |  | 100000/L80B10 | 3 | 1942 | 15.9 | 122 | 80+ | 4000 | 248.153
| DM1127053 | Decor LED1x2750 K089 T840 DPRZ LT80 LO3 DALI | DALI-dimmable, I, IP40, IK05, UGR≤19, matt micro-prismatic polycarbonate diffuser, light grey aluminium body | 993 | 59 | 69 |  | 100000/L80B10 | 3 | 2714 | 23 | 118 | 80+ | 4000 | 248.153
| DM1127054 | Decor LED1x1650 K090 T840 DPRZ LT80 LO1 DALI | DALI-dimmable, I, IP40, IK05, UGR≤16, matt micro-prismatic polycarbonate diffuser, light grey aluminium body | 1133 | 59 | 69 |  | 100000/L80B10 | 3 | 1611 | 13.1 | 123 | 80+ | 4000 | 250.604
| DM1127055 | Decor LED1x2250 K091 T840 DPRZ LT80 LO2 DALI | DALI-dimmable, I, IP40, IK05, UGR≤19, matt micro-prismatic polycarbonate diffuser, light grey aluminium body | 1133 | 59 | 69 |  | 100000/L80B10 | 3 | 2219 | 18 | 123 | 80+ | 4000 | 250.604
| DM1127056 | Decor LED1x3150 K092 T840 DPRZ LT80 LO3 DALI | DALI-dimmable, I, IP40, IK05, UGR≤19, matt micro-prismatic polycarbonate diffuser, light grey aluminium body | 1133 | 59 | 69 |  | 100000/L80B10 | 3 | 3102 | 26.3 | 118 | 80+ | 4000 | 250.604
| DM1127057 | Decor LED1x4700 K093 T840 DPRZ LT80 LO4 DALI | DALI-dimmable, I, IP40, IK05, UGR≤22, matt micro-prismatic polycarbonate diffuser, light grey aluminium body | 1133 | 59 | 69 |  | 100000/L80B10 | 3 | 4653 | 38.1 | 122 | 80+ | 4000 | 266.299
| DM1127058 | Decor LED1x1850 K094 T840 DPRZ LT80 LO1 DALI | DALI-dimmable, I, IP40, IK05, UGR≤16, matt micro-prismatic polycarbonate diffuser, light grey aluminium body | 1273 | 59 | 69 |  | 100000/L80B10 | 3 | 1813 | 14.5 | 125 | 80+ | 4000 | 279.242
| DM1127059 | Decor LED1x2500 K095 T840 DPRZ LT80 LO2 DALI | DALI-dimmable, I, IP40, IK05, UGR≤19, matt micro-prismatic polycarbonate diffuser, light grey aluminium body | 1273 | 59 | 69 |  | 100000/L80B10 | 3 | 2496 | 20.2 | 124 | 80+ | 4000 | 279.242
| DM1127060 | Decor LED1x3500 K096 T840 DPRZ LT80 LO3 DALI | DALI-dimmable, I, IP40, IK05, UGR≤19, matt micro-prismatic polycarbonate diffuser, light grey aluminium body | 1273 | 59 | 69 |  | 100000/L80B10 | 3 | 3490 | 29.6 | 118 | 80+ | 4000 | 279.242
| DM1127061 | Decor LED1x2050 K097 T840 DPRZ LT80 LO1 DALI | DALI-dimmable, I, IP40, IK05, UGR≤16, matt micro-prismatic polycarbonate diffuser, light grey aluminium body | 1413 | 59 | 69 |  | 100000/L80B10 | 3 | 2014 | 16.6 | 121 | 80+ | 4000 | 294.206
| DM1127062 | Decor LED1x2800 K098 T840 DPRZ LT80 LO2 DALI | DALI-dimmable, I, IP40, IK05, UGR≤19, matt micro-prismatic polycarbonate diffuser, light grey aluminium body | 1413 | 59 | 69 |  | 100000/L80B10 | 3 | 2774 | 23 | 121 | 80+ | 4000 | 294.206
| DM1127063 | Decor LED1x3900 K099 T840 DPRZ LT80 LO3 DALI | DALI-dimmable, I, IP40, IK05, UGR≤19, matt micro-prismatic polycarbonate diffuser, light grey aluminium body | 1413 | 59 | 69 |  | 100000/L80B10 | 3 | 3877 | 31.7 | 122 | 80+ | 4000 | 298.549
| DM1127064 | Decor LED1x5850 K100 T840 DPRZ LT80 LO4 DALI | DALI-dimmable, I, IP40, IK05, UGR≤22, matt micro-prismatic polycarbonate diffuser, light grey aluminium body | 1413 | 59 | 69 |  | 100000/L80B10 | 3 | 5816 | 47.6 | 122 | 80+ | 4000 | 306.246
| DM1127065 | Decor LED1x2450 K101 T840 DPRZ LT80 LO1 DALI | DALI-dimmable, I, IP40, IK05, UGR≤16, matt micro-prismatic polycarbonate diffuser, light grey aluminium body | 1693 | 59 | 69 |  | 100000/L80B10 | 3 | 2417 | 19.4 | 125 | 80+ | 4000 | 334.153
| DM1127066 | Decor LED1x3350 K102 T840 DPRZ LT80 LO2 DALI | DALI-dimmable, I, IP40, IK05, UGR≤19, matt micro-prismatic polycarbonate diffuser, light grey aluminium body | 1693 | 59 | 69 |  | 100000/L80B10 | 3 | 3329 | 27.3 | 122 | 80+ | 4000 | 334.153
| DM1127067 | Decor LED1x4700 K103 T840 DPRZ LT80 LO3 DALI | DALI-dimmable, I, IP40, IK05, UGR≤19, matt micro-prismatic polycarbonate diffuser, light grey aluminium body | 1693 | 59 | 69 |  | 100000/L80B10 | 3 | 4653 | 38.1 | 122 | 80+ | 4000 | 338.496
| DM1127068 | Decor LED1x7000 K104 T840 DPRZ LT80 LO4 DALI | DALI-dimmable, I, IP40, IK05, UGR≤22, matt micro-prismatic polycarbonate diffuser, light grey aluminium body | 1693 | 59 | 69 |  | 100000/L80B10 | 3 | 6979 | 57.1 | 122 | 80+ | 4000 | 351.439
| DM1127069 | Decor LED1x2850 K105 T840 DPRZ LT80 LO1 DALI | DALI-dimmable, I, IP40, IK05, UGR≤16, matt micro-prismatic polycarbonate diffuser, light grey aluminium body | 1973 | 59 | 69 |  | 100000/L80B10 | 3 | 2819 | 22.4 | 126 | 80+ | 4000 | 340.947
| DM1127070 | Decor LED1x3900 K106 T840 DPRZ LT80 LO2 DALI | DALI-dimmable, I, IP40, IK05, UGR≤19, matt micro-prismatic polycarbonate diffuser, light grey aluminium body | 1973 | 59 | 69 |  | 100000/L80B10 | 3 | 3883 | 31.5 | 123 | 80+ | 4000 | 340.947
| DM1127071 | Decor LED1x5450 K107 T840 DPRZ LT80 LO3 DALI | DALI-dimmable, I, IP40, IK05, UGR≤19, matt micro-prismatic polycarbonate diffuser, light grey aluminium body | 1973 | 59 | 69 |  | 100000/L80B10 | 3 | 5428 | 44.4 | 122 | 80+ | 4000 | 345.548
| DM1127072 | Decor LED1x8750 K108 T840 DPRZ LT80 LO4 DALI | DALI-dimmable, I, IP40, IK05, UGR≤22, matt micro-prismatic polycarbonate diffuser, light grey aluminium body | 2113 | 59 | 69 |  | 100000/L80B10 | 3 | 8724 | 71.3 | 122 | 80+ | 4000 | 404.501
| DM1127073 | Decor LED1x3250 K109 T840 DPRZ LT80 LO1 DALI | DALI-dimmable, I, IP40, IK05, UGR≤16, matt micro-prismatic polycarbonate diffuser, light grey aluminium body | 2253 | 59 | 69 |  | 100000/L80B10 | 3 | 3222 | 25.3 | 127 | 80+ | 4000 | 398.395
| DM1127074 | Decor LED1x4450 K110 T840 DPRZ LT80 LO2 DALI | DALI-dimmable, I, IP40, IK05, UGR≤19, matt micro-prismatic polycarbonate diffuser, light grey aluminium body | 2253 | 59 | 69 |  | 100000/L80B10 | 3 | 4438 | 35.5 | 125 | 80+ | 4000 | 398.395
| DM1127075 | Decor LED1x6250 K111 T840 DPRZ LT80 LO3 DALI | DALI-dimmable, I, IP40, IK05, UGR≤19, matt micro-prismatic polycarbonate diffuser, light grey aluminium body | 2253 | 59 | 69 |  | 100000/L80B10 | 3 | 6204 | 50.8 | 122 | 80+ | 4000 | 402.953
| DM1127076 | Decor LED1x3650 K113 T840 DPRZ LT80 LO1 DALI | DALI-dimmable, I, IP40, IK05, UGR≤16, matt micro-prismatic polycarbonate diffuser, light grey aluminium body | 2533 | 59 | 69 |  | 100000/L80B10 | 3 | 3625 | 27.5 | 132 | 80+ | 4000 | 479.407
| DM1127077 | Decor LED1x5000 K114 T840 DPRZ LT80 LO2 DALI | DALI-dimmable, I, IP40, IK05, UGR≤19, matt micro-prismatic polycarbonate diffuser, light grey aluminium body | 2533 | 59 | 69 |  | 100000/L80B10 | 3 | 4993 | 40 | 125 | 80+ | 4000 | 478.547
| DM1127078 | Decor LED1x7000 K115 T840 DPRZ LT80 LO3 DALI | DALI-dimmable, I, IP40, IK05, UGR≤19, matt micro-prismatic polycarbonate diffuser, light grey aluminium body | 2533 | 59 | 69 |  | 100000/L80B10 | 3 | 6979 | 57.1 | 122 | 80+ | 4000 | 484.696
| DM1127079 | Decor LED1x4250 K117 T840 DPRZ LT80 LO1 DALI | DALI-dimmable, I, IP40, IK05, UGR≤16, matt micro-prismatic polycarbonate diffuser, light grey aluminium body | 2953 | 59 | 69 |  | 100000/L80B10 | 3 | 4229 | 32 | 132 | 80+ | 4000 | 492.393
| DM1127080 | Decor LED1x5850 K118 T840 DPRZ LT80 LO2 DALI | DALI-dimmable, I, IP40, IK05, UGR≤19, matt micro-prismatic polycarbonate diffuser, light grey aluminium body | 2953 | 59 | 69 |  | 100000/L80B10 | 3 | 5825 | 46.1 | 126 | 80+ | 4000 | 492.393
| DM1127081 | Decor LED1x8150 K119 T840 DPRZ LT80 LO3 DALI | DALI-dimmable, I, IP40, IK05, UGR≤19, matt micro-prismatic polycarbonate diffuser, light grey aluminium body | 2953 | 59 | 69 |  | 100000/L80B10 | 3 | 8142 | 66.7 | 122 | 80+ | 4000 | 497.596
| DM1127082 | Decor LED1x900 K075 T830 OP LO1 DALI 1LIN L | DALI-dimmable, I, IP40, IK05, opal polycarbonate diffuser, light grey aluminium body, for in-line connection, first/end luminaire. | 568 | 59 | 69 |  | 100000/L80B10 | 3 | 827 | 6.8 | 122 | 80+ | 3000 | 196.639
| DM1127083 | Decor LED1x1200 K076 T830 OP LO2 DALI 1LIN L | DALI-dimmable, I, IP40, IK05, opal polycarbonate diffuser, light grey aluminium body, for in-line connection, first/end luminaire. | 568 | 59 | 69 |  | 100000/L80B10 | 3 | 1140 | 9.5 | 120 | 80+ | 3000 | 196.639
| DM1127084 | Decor LED1x1700 K077 T830 OP LO3 DALI 1LIN L | DALI-dimmable, I, IP40, IK05, opal polycarbonate diffuser, light grey aluminium body, for in-line connection, first/end luminaire. | 568 | 59 | 69 |  | 100000/L80B10 | 3 | 1593 | 13.8 | 115 | 80+ | 3000 | 197.499
| DM1127085 | Decor LED1x2500 K078 T830 OP LO4 DALI 1LIN L | DALI-dimmable, I, IP40, IK05, opal polycarbonate diffuser, light grey aluminium body, for in-line connection, first/end luminaire. | 568 | 59 | 69 |  | 100000/L80B10 | 3 | 2390 | 19.9 | 120 | 80+ | 3000 | 200.251
| DM1127086 | Decor LED1x1100 K079 T830 OP LO1 DALI 1LIN L | DALI-dimmable, I, IP40, IK05, opal polycarbonate diffuser, light grey aluminium body, for in-line connection, first/end luminaire. | 708 | 59 | 69 |  | 100000/L80B10 | 3 | 1034 | 8.2 | 126 | 80+ | 3000 | 221.106
| DM1127087 | Decor LED1x1500 K080 T830 OP LO2 DALI 1LIN L | DALI-dimmable, I, IP40, IK05, opal polycarbonate diffuser, light grey aluminium body, for in-line connection, first/end luminaire. | 708 | 59 | 69 |  | 100000/L80B10 | 3 | 1425 | 11.6 | 123 | 80+ | 3000 | 221.106
| DM1127088 | Decor LED1x2100 K081 T830 OP LO3 DALI 1LIN L | DALI-dimmable, I, IP40, IK05, opal polycarbonate diffuser, light grey aluminium body, for in-line connection, first/end luminaire. | 708 | 59 | 69 |  | 100000/L80B10 | 3 | 1991 | 16.8 | 119 | 80+ | 3000 | 222.052
| DM1127089 | Decor LED1x3150 K082 T830 OP LO4 DALI 1LIN L | DALI-dimmable, I, IP40, IK05, opal polycarbonate diffuser, light grey aluminium body, for in-line connection, first/end luminaire. | 708 | 59 | 69 |  | 100000/L80B10 | 3 | 2987 | 24.6 | 121 | 80+ | 3000 | 225.449
| DM1127090 | Decor LED1x1300 K083 T830 OP LO1 DALI 1LIN L | DALI-dimmable, I, IP40, IK05, opal polycarbonate diffuser, light grey aluminium body, for in-line connection, first/end luminaire. | 848 | 59 | 69 |  | 100000/L80B10 | 3 | 1241 | 10.1 | 123 | 80+ | 3000 | 242.004
| DM1127091 | Decor LED1x1800 K084 T830 OP LO2 DALI 1LIN L | DALI-dimmable, I, IP40, IK05, opal polycarbonate diffuser, light grey aluminium body, for in-line connection, first/end luminaire. | 848 | 59 | 69 |  | 100000/L80B10 | 3 | 1709 | 14 | 122 | 80+ | 3000 | 242.004
| DM1127092 | Decor LED1x2500 K085 T830 OP LO3 DALI 1LIN L | DALI-dimmable, I, IP40, IK05, opal polycarbonate diffuser, light grey aluminium body, for in-line connection, first/end luminaire. | 848 | 59 | 69 |  | 100000/L80B10 | 3 | 2390 | 20.2 | 118 | 80+ | 3000 | 242.004
| DM1127093 | Decor LED1x3750 K086 T830 OP LO4 DALI 1LIN L | DALI-dimmable, I, IP40, IK05, opal polycarbonate diffuser, light grey aluminium body, for in-line connection, first/end luminaire. | 848 | 59 | 69 |  | 100000/L80B10 | 3 | 3584 | 29.5 | 121 | 80+ | 3000 | 245.444
| DM1127094 | Decor LED1x1550 K087 T830 OP LO1 DALI 1LIN L | DALI-dimmable, I, IP40, IK05, opal polycarbonate diffuser, light grey aluminium body, for in-line connection, first/end luminaire. | 988 | 59 | 69 |  | 100000/L80B10 | 3 | 1448 | 11.6 | 125 | 80+ | 3000 | 259.247
| DM1127095 | Decor LED1x2100 K088 T830 OP LO2 DALI 1LIN L | DALI-dimmable, I, IP40, IK05, opal polycarbonate diffuser, light grey aluminium body, for in-line connection, first/end luminaire. | 988 | 59 | 69 |  | 100000/L80B10 | 3 | 1994 | 15.9 | 125 | 80+ | 3000 | 259.247
| DM1127096 | Decor LED1x2950 K089 T830 OP LO3 DALI 1LIN L | DALI-dimmable, I, IP40, IK05, opal polycarbonate diffuser, light grey aluminium body, for in-line connection, first/end luminaire. | 988 | 59 | 69 |  | 100000/L80B10 | 3 | 2788 | 23 | 121 | 80+ | 3000 | 259.247
| DM1127097 | Decor LED1x1750 K090 T830 OP LO1 DALI 1LIN L | DALI-dimmable, I, IP40, IK05, opal polycarbonate diffuser, light grey aluminium body, for in-line connection, first/end luminaire. | 1128 | 59 | 69 |  | 100000/L80B10 | 3 | 1655 | 13.1 | 126 | 80+ | 3000 | 261.999
| DM1127098 | Decor LED1x2400 K091 T830 OP LO2 DALI 1LIN L | DALI-dimmable, I, IP40, IK05, opal polycarbonate diffuser, light grey aluminium body, for in-line connection, first/end luminaire. | 1128 | 59 | 69 |  | 100000/L80B10 | 3 | 2279 | 18 | 127 | 80+ | 3000 | 261.999
| DM1127099 | Decor LED1x3350 K092 T830 OP LO3 DALI 1LIN L | DALI-dimmable, I, IP40, IK05, opal polycarbonate diffuser, light grey aluminium body, for in-line connection, first/end luminaire. | 1128 | 59 | 69 |  | 100000/L80B10 | 3 | 3186 | 26.3 | 121 | 80+ | 3000 | 261.999
| DM1127100 | Decor LED1x5000 K093 T830 OP LO4 DALI 1LIN L | DALI-dimmable, I, IP40, IK05, opal polycarbonate diffuser, light grey aluminium body, for in-line connection, first/end luminaire. | 1128 | 59 | 69 |  | 100000/L80B10 | 3 | 4779 | 38.1 | 125 | 80+ | 3000 | 277.694
| DM1127101 | Decor LED1x1950 K094 T830 OP LO1 DALI 1LIN L | DALI-dimmable, I, IP40, IK05, opal polycarbonate diffuser, light grey aluminium body, for in-line connection, first/end luminaire. | 1268 | 59 | 69 |  | 100000/L80B10 | 3 | 1862 | 14.5 | 128 | 80+ | 3000 | 289.691
| DM1127102 | Decor LED1x2700 K095 T830 OP LO2 DALI 1LIN L | DALI-dimmable, I, IP40, IK05, opal polycarbonate diffuser, light grey aluminium body, for in-line connection, first/end luminaire. | 1268 | 59 | 69 |  | 100000/L80B10 | 3 | 2564 | 20.2 | 127 | 80+ | 3000 | 289.691
| DM1127103 | Decor LED1x3750 K096 T830 OP LO3 DALI 1LIN L | DALI-dimmable, I, IP40, IK05, opal polycarbonate diffuser, light grey aluminium body, for in-line connection, first/end luminaire. | 1268 | 59 | 69 |  | 100000/L80B10 | 3 | 3584 | 29.6 | 121 | 80+ | 3000 | 289.691
| DM1127104 | Decor LED1x2200 K097 T830 OP LO1 DALI 1LIN L | DALI-dimmable, I, IP40, IK05, opal polycarbonate diffuser, light grey aluminium body, for in-line connection, first/end luminaire. | 1408 | 59 | 69 |  | 100000/L80B10 | 3 | 2069 | 16.6 | 125 | 80+ | 3000 | 304.655
| DM1127105 | Decor LED1x3000 K098 T830 OP LO2 DALI 1LIN L | DALI-dimmable, I, IP40, IK05, opal polycarbonate diffuser, light grey aluminium body, for in-line connection, first/end luminaire. | 1408 | 59 | 69 |  | 100000/L80B10 | 3 | 2849 | 23 | 124 | 80+ | 3000 | 304.655
| DM1127106 | Decor LED1x4200 K099 T830 OP LO3 DALI 1LIN L | DALI-dimmable, I, IP40, IK05, opal polycarbonate diffuser, light grey aluminium body, for in-line connection, first/end luminaire. | 1408 | 59 | 69 |  | 100000/L80B10 | 3 | 3983 | 31.7 | 126 | 80+ | 3000 | 308.998
| DM1127107 | Decor LED1x6250 K100 T830 OP LO4 DALI 1LIN L | DALI-dimmable, I, IP40, IK05, opal polycarbonate diffuser, light grey aluminium body, for in-line connection, first/end luminaire. | 1408 | 59 | 69 |  | 100000/L80B10 | 3 | 5974 | 47.6 | 126 | 80+ | 3000 | 316.695
| DM1127108 | Decor LED1x2600 K101 T830 OP LO1 DALI 1LIN L | DALI-dimmable, I, IP40, IK05, opal polycarbonate diffuser, light grey aluminium body, for in-line connection, first/end luminaire. | 1688 | 59 | 69 |  | 100000/L80B10 | 3 | 2482 | 19.4 | 128 | 80+ | 3000 | 342.796
| DM1127109 | Decor LED1x3600 K102 T830 OP LO2 DALI 1LIN L | DALI-dimmable, I, IP40, IK05, opal polycarbonate diffuser, light grey aluminium body, for in-line connection, first/end luminaire. | 1688 | 59 | 69 |  | 100000/L80B10 | 3 | 3419 | 27.3 | 125 | 80+ | 3000 | 342.796
| DM1127110 | Decor LED1x5000 K103 T830 OP LO3 DALI 1LIN L | DALI-dimmable, I, IP40, IK05, opal polycarbonate diffuser, light grey aluminium body, for in-line connection, first/end luminaire. | 1688 | 59 | 69 |  | 100000/L80B10 | 3 | 4779 | 38.1 | 125 | 80+ | 3000 | 347.139
| DM1127111 | Decor LED1x7500 K104 T830 OP LO4 DALI 1LIN L | DALI-dimmable, I, IP40, IK05, opal polycarbonate diffuser, light grey aluminium body, for in-line connection, first/end luminaire. | 1688 | 59 | 69 |  | 100000/L80B10 | 3 | 7169 | 57.1 | 126 | 80+ | 3000 | 360.297
| DM1127112 | Decor LED1x3050 K105 T830 OP LO1 DALI 1LIN L | DALI-dimmable, I, IP40, IK05, opal polycarbonate diffuser, light grey aluminium body, for in-line connection, first/end luminaire. | 1968 | 59 | 69 |  | 100000/L80B10 | 3 | 2896 | 22.4 | 129 | 80+ | 3000 | 354.105
| DM1127113 | Decor LED1x4200 K106 T830 OP LO2 DALI 1LIN L | DALI-dimmable, I, IP40, IK05, opal polycarbonate diffuser, light grey aluminium body, for in-line connection, first/end luminaire. | 1968 | 59 | 69 |  | 100000/L80B10 | 3 | 3989 | 31.5 | 127 | 80+ | 3000 | 354.105
| DM1127114 | Decor LED1x5850 K107 T830 OP LO3 DALI 1LIN L | DALI-dimmable, I, IP40, IK05, opal polycarbonate diffuser, light grey aluminium body, for in-line connection, first/end luminaire. | 1968 | 59 | 69 |  | 100000/L80B10 | 3 | 5576 | 44.4 | 126 | 80+ | 3000 | 358.448
| DM1127115 | Decor LED1x9350 K108 T830 OP LO4 DALI 1LIN L | DALI-dimmable, I, IP40, IK05, opal polycarbonate diffuser, light grey aluminium body, for in-line connection, first/end luminaire. | 2108 | 59 | 69 |  | 100000/L80B10 | 3 | 8961 | 71.3 | 126 | 80+ | 3000 | 416.799
| DM1127116 | Decor LED1x3500 K109 T830 OP LO1 DALI 1LIN L | DALI-dimmable, I, IP40, IK05, opal polycarbonate diffuser, light grey aluminium body, for in-line connection, first/end luminaire. | 2248 | 59 | 69 |  | 100000/L80B10 | 3 | 3310 | 25.3 | 131 | 80+ | 3000 | 410.693
| DM1127117 | Decor LED1x4800 K110 T830 OP LO2 DALI 1LIN L | DALI-dimmable, I, IP40, IK05, opal polycarbonate diffuser, light grey aluminium body, for in-line connection, first/end luminaire. | 2248 | 59 | 69 |  | 100000/L80B10 | 3 | 4558 | 35.5 | 128 | 80+ | 3000 | 410.693
| DM1127118 | Decor LED1x6650 K111 T830 OP LO3 DALI 1LIN L | DALI-dimmable, I, IP40, IK05, opal polycarbonate diffuser, light grey aluminium body, for in-line connection, first/end luminaire. | 2248 | 59 | 69 |  | 100000/L80B10 | 3 | 6372 | 50.8 | 125 | 80+ | 3000 | 414.993
| DM1127119 | Decor LED1x3900 K113 T830 OP LO1 DALI 1LIN L | DALI-dimmable, I, IP40, IK05, opal polycarbonate diffuser, light grey aluminium body, for in-line connection, first/end luminaire. | 2528 | 59 | 69 |  | 100000/L80B10 | 3 | 3723 | 27.5 | 135 | 80+ | 3000 | 488.05
| DM1127120 | Decor LED1x5350 K114 T830 OP LO2 DALI 1LIN L | DALI-dimmable, I, IP40, IK05, opal polycarbonate diffuser, light grey aluminium body, for in-line connection, first/end luminaire. | 2528 | 59 | 69 |  | 100000/L80B10 | 3 | 5128 | 40 | 128 | 80+ | 3000 | 488.05
| DM1127121 | Decor LED1x7500 K115 T830 OP LO3 DALI 1LIN L | DALI-dimmable, I, IP40, IK05, opal polycarbonate diffuser, light grey aluminium body, for in-line connection, first/end luminaire. | 2528 | 59 | 69 |  | 100000/L80B10 | 3 | 7169 | 57.1 | 126 | 80+ | 3000 | 493.296
| DM1127122 | Decor LED1x4550 K117 T830 OP LO1 DALI 1LIN L | DALI-dimmable, I, IP40, IK05, opal polycarbonate diffuser, light grey aluminium body, for in-line connection, first/end luminaire. | 2948 | 59 | 69 |  | 100000/L80B10 | 3 | 4344 | 32 | 136 | 80+ | 3000 | 501.208
| DM1127123 | Decor LED1x6250 K118 T830 OP LO2 DALI 1LIN L | DALI-dimmable, I, IP40, IK05, opal polycarbonate diffuser, light grey aluminium body, for in-line connection, first/end luminaire. | 2948 | 59 | 69 |  | 100000/L80B10 | 3 | 5983 | 46.1 | 130 | 80+ | 3000 | 501.208
| DM1127124 | Decor LED1x8750 K119 T830 OP LO3 DALI 1LIN L | DALI-dimmable, I, IP40, IK05, opal polycarbonate diffuser, light grey aluminium body, for in-line connection, first/end luminaire. | 2948 | 59 | 69 |  | 100000/L80B10 | 3 | 8363 | 66.7 | 125 | 80+ | 3000 | 506.196
| DM1127125 | Decor LED1x900 K075 T840 OP LO1 DALI 1LIN L | DALI-dimmable, I, IP40, IK05, opal polycarbonate diffuser, light grey aluminium body, for in-line connection, first/end luminaire. | 568 | 59 | 69 |  | 100000/L80B10 | 3 | 863 | 6.8 | 127 | 80+ | 4000 | 196.639
| DM1127126 | Decor LED1x1200 K076 T840 OP LO2 DALI 1LIN L | DALI-dimmable, I, IP40, IK05, opal polycarbonate diffuser, light grey aluminium body, for in-line connection, first/end luminaire. | 568 | 59 | 69 |  | 100000/L80B10 | 3 | 1189 | 9.5 | 125 | 80+ | 4000 | 196.639
| DM1127127 | Decor LED1x1700 K077 T840 OP LO3 DALI 1LIN L | DALI-dimmable, I, IP40, IK05, opal polycarbonate diffuser, light grey aluminium body, for in-line connection, first/end luminaire. | 568 | 59 | 69 |  | 100000/L80B10 | 3 | 1662 | 13.8 | 120 | 80+ | 4000 | 197.499
| DM1127128 | Decor LED1x2500 K078 T840 OP LO4 DALI 1LIN L | DALI-dimmable, I, IP40, IK05, opal polycarbonate diffuser, light grey aluminium body, for in-line connection, first/end luminaire. | 568 | 59 | 69 |  | 100000/L80B10 | 3 | 2493 | 19.9 | 125 | 80+ | 4000 | 200.251
| DM1127129 | Decor LED1x1100 K079 T840 OP LO1 DALI 1LIN L | DALI-dimmable, I, IP40, IK05, opal polycarbonate diffuser, light grey aluminium body, for in-line connection, first/end luminaire. | 708 | 59 | 69 |  | 100000/L80B10 | 3 | 1079 | 8.2 | 132 | 80+ | 4000 | 221.106
| DM1127130 | Decor LED1x1500 K080 T840 OP LO2 DALI 1LIN L | DALI-dimmable, I, IP40, IK05, opal polycarbonate diffuser, light grey aluminium body, for in-line connection, first/end luminaire. | 708 | 59 | 69 |  | 100000/L80B10 | 3 | 1486 | 11.6 | 128 | 80+ | 4000 | 221.106
| DM1127131 | Decor LED1x2100 K081 T840 OP LO3 DALI 1LIN L | DALI-dimmable, I, IP40, IK05, opal polycarbonate diffuser, light grey aluminium body, for in-line connection, first/end luminaire. | 708 | 59 | 69 |  | 100000/L80B10 | 3 | 2077 | 16.8 | 124 | 80+ | 4000 | 222.052
| DM1127132 | Decor LED1x3150 K082 T840 OP LO4 DALI 1LIN L | DALI-dimmable, I, IP40, IK05, opal polycarbonate diffuser, light grey aluminium body, for in-line connection, first/end luminaire. | 708 | 59 | 69 |  | 100000/L80B10 | 3 | 3116 | 24.6 | 127 | 80+ | 4000 | 225.449
| DM1127133 | Decor LED1x1300 K083 T840 OP LO1 DALI 1LIN L | DALI-dimmable, I, IP40, IK05, opal polycarbonate diffuser, light grey aluminium body, for in-line connection, first/end luminaire. | 848 | 59 | 69 |  | 100000/L80B10 | 3 | 1295 | 10.1 | 128 | 80+ | 4000 | 242.004
| DM1127134 | Decor LED1x1800 K084 T840 OP LO2 DALI 1LIN L | DALI-dimmable, I, IP40, IK05, opal polycarbonate diffuser, light grey aluminium body, for in-line connection, first/end luminaire. | 848 | 59 | 69 |  | 100000/L80B10 | 3 | 1783 | 14 | 127 | 80+ | 4000 | 242.004
| DM1127135 | Decor LED1x2500 K085 T840 OP LO3 DALI 1LIN L | DALI-dimmable, I, IP40, IK05, opal polycarbonate diffuser, light grey aluminium body, for in-line connection, first/end luminaire. | 848 | 59 | 69 |  | 100000/L80B10 | 3 | 2493 | 20.2 | 123 | 80+ | 4000 | 242.004
| DM1127136 | Decor LED1x3750 K086 T840 OP LO4 DALI 1LIN L | DALI-dimmable, I, IP40, IK05, opal polycarbonate diffuser, light grey aluminium body, for in-line connection, first/end luminaire. | 848 | 59 | 69 |  | 100000/L80B10 | 3 | 3739 | 29.5 | 127 | 80+ | 4000 | 245.444
| DM1127137 | Decor LED1x1550 K087 T840 OP LO1 DALI 1LIN L | DALI-dimmable, I, IP40, IK05, opal polycarbonate diffuser, light grey aluminium body, for in-line connection, first/end luminaire. | 988 | 59 | 69 |  | 100000/L80B10 | 3 | 1510 | 11.6 | 130 | 80+ | 4000 | 259.247
| DM1127138 | Decor LED1x2100 K088 T840 OP LO2 DALI 1LIN L | DALI-dimmable, I, IP40, IK05, opal polycarbonate diffuser, light grey aluminium body, for in-line connection, first/end luminaire. | 988 | 59 | 69 |  | 100000/L80B10 | 3 | 2080 | 15.9 | 131 | 80+ | 4000 | 259.247
| DM1127139 | Decor LED1x2950 K089 T840 OP LO3 DALI 1LIN L | DALI-dimmable, I, IP40, IK05, opal polycarbonate diffuser, light grey aluminium body, for in-line connection, first/end luminaire. | 988 | 59 | 69 |  | 100000/L80B10 | 3 | 2908 | 23 | 126 | 80+ | 4000 | 259.247
| DM1127140 | Decor LED1x1750 K090 T840 OP LO1 DALI 1LIN L | DALI-dimmable, I, IP40, IK05, opal polycarbonate diffuser, light grey aluminium body, for in-line connection, first/end luminaire. | 1128 | 59 | 69 |  | 100000/L80B10 | 3 | 1726 | 13.1 | 132 | 80+ | 4000 | 261.999
| DM1127141 | Decor LED1x2400 K091 T840 OP LO2 DALI 1LIN L | DALI-dimmable, I, IP40, IK05, opal polycarbonate diffuser, light grey aluminium body, for in-line connection, first/end luminaire. | 1128 | 59 | 69 |  | 100000/L80B10 | 3 | 2378 | 18 | 132 | 80+ | 4000 | 261.999
| DM1127142 | Decor LED1x3350 K092 T840 OP LO3 DALI 1LIN L | DALI-dimmable, I, IP40, IK05, opal polycarbonate diffuser, light grey aluminium body, for in-line connection, first/end luminaire. | 1128 | 59 | 69 |  | 100000/L80B10 | 3 | 3323 | 26.3 | 126 | 80+ | 4000 | 261.999
| DM1127143 | Decor LED1x5000 K093 T840 OP LO4 DALI 1LIN L | DALI-dimmable, I, IP40, IK05, opal polycarbonate diffuser, light grey aluminium body, for in-line connection, first/end luminaire. | 1128 | 59 | 69 |  | 100000/L80B10 | 3 | 4985 | 38.1 | 131 | 80+ | 4000 | 277.694
| DM1127144 | Decor LED1x1950 K094 T840 OP LO1 DALI 1LIN L | DALI-dimmable, I, IP40, IK05, opal polycarbonate diffuser, light grey aluminium body, for in-line connection, first/end luminaire. | 1268 | 59 | 69 |  | 100000/L80B10 | 3 | 1942 | 14.5 | 134 | 80+ | 4000 | 289.691
| DM1127145 | Decor LED1x2700 K095 T840 OP LO2 DALI 1LIN L | DALI-dimmable, I, IP40, IK05, opal polycarbonate diffuser, light grey aluminium body, for in-line connection, first/end luminaire. | 1268 | 59 | 69 |  | 100000/L80B10 | 3 | 2675 | 20.2 | 132 | 80+ | 4000 | 289.691
| DM1127146 | Decor LED1x3750 K096 T840 OP LO3 DALI 1LIN L | DALI-dimmable, I, IP40, IK05, opal polycarbonate diffuser, light grey aluminium body, for in-line connection, first/end luminaire. | 1268 | 59 | 69 |  | 100000/L80B10 | 3 | 3739 | 29.6 | 126 | 80+ | 4000 | 289.691
| DM1127147 | Decor LED1x2200 K097 T840 OP LO1 DALI 1LIN L | DALI-dimmable, I, IP40, IK05, opal polycarbonate diffuser, light grey aluminium body, for in-line connection, first/end luminaire. | 1408 | 59 | 69 |  | 100000/L80B10 | 3 | 2158 | 16.6 | 130 | 80+ | 4000 | 304.655
| DM1127148 | Decor LED1x3000 K098 T840 OP LO2 DALI 1LIN L | DALI-dimmable, I, IP40, IK05, opal polycarbonate diffuser, light grey aluminium body, for in-line connection, first/end luminaire. | 1408 | 59 | 69 |  | 100000/L80B10 | 3 | 2972 | 23 | 129 | 80+ | 4000 | 304.655
| DM1127149 | Decor LED1x4200 K099 T840 OP LO3 DALI 1LIN L | DALI-dimmable, I, IP40, IK05, opal polycarbonate diffuser, light grey aluminium body, for in-line connection, first/end luminaire. | 1408 | 59 | 69 |  | 100000/L80B10 | 3 | 4154 | 31.7 | 131 | 80+ | 4000 | 308.998
| DM1127150 | Decor LED1x6250 K100 T840 OP LO4 DALI 1LIN L | DALI-dimmable, I, IP40, IK05, opal polycarbonate diffuser, light grey aluminium body, for in-line connection, first/end luminaire. | 1408 | 59 | 69 |  | 100000/L80B10 | 3 | 6231 | 47.6 | 131 | 80+ | 4000 | 316.695
| DM1127151 | Decor LED1x2600 K101 T840 OP LO1 DALI 1LIN L | DALI-dimmable, I, IP40, IK05, opal polycarbonate diffuser, light grey aluminium body, for in-line connection, first/end luminaire. | 1688 | 59 | 69 |  | 100000/L80B10 | 3 | 2589 | 19.4 | 133 | 80+ | 4000 | 342.796
| DM1127152 | Decor LED1x3600 K102 T840 OP LO2 DALI 1LIN L | DALI-dimmable, I, IP40, IK05, opal polycarbonate diffuser, light grey aluminium body, for in-line connection, first/end luminaire. | 1688 | 59 | 69 |  | 100000/L80B10 | 3 | 3566 | 27.3 | 131 | 80+ | 4000 | 342.796
| DM1127153 | Decor LED1x5000 K103 T840 OP LO3 DALI 1LIN L | DALI-dimmable, I, IP40, IK05, opal polycarbonate diffuser, light grey aluminium body, for in-line connection, first/end luminaire. | 1688 | 59 | 69 |  | 100000/L80B10 | 3 | 4985 | 38.1 | 131 | 80+ | 4000 | 347.139
| DM1127154 | Decor LED1x7500 K104 T840 OP LO4 DALI 1LIN L | DALI-dimmable, I, IP40, IK05, opal polycarbonate diffuser, light grey aluminium body, for in-line connection, first/end luminaire. | 1688 | 59 | 69 |  | 100000/L80B10 | 3 | 7478 | 57.1 | 131 | 80+ | 4000 | 360.297
| DM1127155 | Decor LED1x3050 K105 T840 OP LO1 DALI 1LIN L | DALI-dimmable, I, IP40, IK05, opal polycarbonate diffuser, light grey aluminium body, for in-line connection, first/end luminaire. | 1968 | 59 | 69 |  | 100000/L80B10 | 3 | 3021 | 22.4 | 135 | 80+ | 4000 | 354.105
| DM1127156 | Decor LED1x4200 K106 T840 OP LO2 DALI 1LIN L | DALI-dimmable, I, IP40, IK05, opal polycarbonate diffuser, light grey aluminium body, for in-line connection, first/end luminaire. | 1968 | 59 | 69 |  | 100000/L80B10 | 3 | 4161 | 31.5 | 132 | 80+ | 4000 | 354.105
| DM1127157 | Decor LED1x5850 K107 T840 OP LO3 DALI 1LIN L | DALI-dimmable, I, IP40, IK05, opal polycarbonate diffuser, light grey aluminium body, for in-line connection, first/end luminaire. | 1968 | 59 | 69 |  | 100000/L80B10 | 3 | 5816 | 44.4 | 131 | 80+ | 4000 | 358.448
| DM1127158 | Decor LED1x9350 K108 T840 OP LO4 DALI 1LIN L | DALI-dimmable, I, IP40, IK05, opal polycarbonate diffuser, light grey aluminium body, for in-line connection, first/end luminaire. | 2108 | 59 | 69 |  | 100000/L80B10 | 3 | 9347 | 71.3 | 131 | 80+ | 4000 | 416.799
| DM1127159 | Decor LED1x3500 K109 T840 OP LO1 DALI 1LIN L | DALI-dimmable, I, IP40, IK05, opal polycarbonate diffuser, light grey aluminium body, for in-line connection, first/end luminaire. | 2248 | 59 | 69 |  | 100000/L80B10 | 3 | 3452 | 25.3 | 136 | 80+ | 4000 | 410.693
| DM1127160 | Decor LED1x4800 K110 T840 OP LO2 DALI 1LIN L | DALI-dimmable, I, IP40, IK05, opal polycarbonate diffuser, light grey aluminium body, for in-line connection, first/end luminaire. | 2248 | 59 | 69 |  | 100000/L80B10 | 3 | 4755 | 35.5 | 134 | 80+ | 4000 | 410.693
| DM1127161 | Decor LED1x6650 K111 T840 OP LO3 DALI 1LIN L | DALI-dimmable, I, IP40, IK05, opal polycarbonate diffuser, light grey aluminium body, for in-line connection, first/end luminaire. | 2248 | 59 | 69 |  | 100000/L80B10 | 3 | 6647 | 50.8 | 131 | 80+ | 4000 | 414.993
| DM1127162 | Decor LED1x3900 K113 T840 OP LO1 DALI 1LIN L | DALI-dimmable, I, IP40, IK05, opal polycarbonate diffuser, light grey aluminium body, for in-line connection, first/end luminaire. | 2528 | 59 | 69 |  | 100000/L80B10 | 3 | 3884 | 27.5 | 141 | 80+ | 4000 | 488.05
| DM1127163 | Decor LED1x5350 K114 T840 OP LO2 DALI 1LIN L | DALI-dimmable, I, IP40, IK05, opal polycarbonate diffuser, light grey aluminium body, for in-line connection, first/end luminaire. | 2528 | 59 | 69 |  | 100000/L80B10 | 3 | 5349 | 40 | 134 | 80+ | 4000 | 488.05
| DM1127164 | Decor LED1x7500 K115 T840 OP LO3 DALI 1LIN L | DALI-dimmable, I, IP40, IK05, opal polycarbonate diffuser, light grey aluminium body, for in-line connection, first/end luminaire. | 2528 | 59 | 69 |  | 100000/L80B10 | 3 | 7478 | 57.1 | 131 | 80+ | 4000 | 493.296
| DM1127165 | Decor LED1x4550 K117 T840 OP LO1 DALI 1LIN L | DALI-dimmable, I, IP40, IK05, opal polycarbonate diffuser, light grey aluminium body, for in-line connection, first/end luminaire. | 2948 | 59 | 69 |  | 100000/L80B10 | 3 | 4531 | 32 | 142 | 80+ | 4000 | 501.208
| DM1127166 | Decor LED1x6250 K118 T840 OP LO2 DALI 1LIN L | DALI-dimmable, I, IP40, IK05, opal polycarbonate diffuser, light grey aluminium body, for in-line connection, first/end luminaire. | 2948 | 59 | 69 |  | 100000/L80B10 | 3 | 6241 | 46.1 | 135 | 80+ | 4000 | 501.208
| DM1127167 | Decor LED1x8750 K119 T840 OP LO3 DALI 1LIN L | DALI-dimmable, I, IP40, IK05, opal polycarbonate diffuser, light grey aluminium body, for in-line connection, first/end luminaire. | 2948 | 59 | 69 |  | 100000/L80B10 | 3 | 8724 | 66.7 | 131 | 80+ | 4000 | 506.196
| DM1127168 | Decor LED1x850 K075 T830 DPRZ LT80 LO1 DALI 1LIN L | DALI-dimmable, I, IP40, IK05, UGR≤16, matt micro-prismatic polycarbonate diffuser, light grey aluminium body, for in-line connection, first/end luminaire. | 568 | 59 | 69 |  | 100000/L80B10 | 3 | 772 | 6.8 | 114 | 80+ | 3000 | 199.305
| DM1127169 | Decor LED1x1150 K076 T830 DPRZ LT80 LO2 DALI 1LIN L | DALI-dimmable, I, IP40, IK05, UGR≤19, matt micro-prismatic polycarbonate diffuser, light grey aluminium body, for in-line connection, first/end luminaire. | 568 | 59 | 69 |  | 100000/L80B10 | 3 | 1064 | 9.5 | 112 | 80+ | 3000 | 199.305
| DM1127170 | Decor LED1x1600 K077 T830 DPRZ LT80 LO3 DALI 1LIN L | DALI-dimmable, I, IP40, IK05, UGR≤19, matt micro-prismatic polycarbonate diffuser, light grey aluminium body, for in-line connection, first/end luminaire. | 568 | 59 | 69 |  | 100000/L80B10 | 3 | 1487 | 13.8 | 108 | 80+ | 3000 | 200.251
| DM1127171 | Decor LED1x2350 K078 T830 DPRZ LT80 LO4 DALI 1LIN L | DALI-dimmable, I, IP40, IK05, UGR≤22, matt micro-prismatic polycarbonate diffuser, light grey aluminium body, for in-line connection, first/end luminaire. | 568 | 59 | 69 |  | 100000/L80B10 | 3 | 2230 | 19.9 | 112 | 80+ | 3000 | 202.745
| DM1127172 | Decor LED1x1050 K079 T830 DPRZ LT80 LO1 DALI 1LIN L | DALI-dimmable, I, IP40, IK05, UGR≤16, matt micro-prismatic polycarbonate diffuser, light grey aluminium body, for in-line connection, first/end luminaire. | 708 | 59 | 69 |  | 100000/L80B10 | 3 | 965 | 8.2 | 118 | 80+ | 3000 | 224.546
| DM1127173 | Decor LED1x1400 K080 T830 DPRZ LT80 LO2 DALI 1LIN L | DALI-dimmable, I, IP40, IK05, UGR≤19, matt micro-prismatic polycarbonate diffuser, light grey aluminium body, for in-line connection, first/end luminaire. | 708 | 59 | 69 |  | 100000/L80B10 | 3 | 1330 | 11.6 | 115 | 80+ | 3000 | 224.546
| DM1127174 | Decor LED1x1950 K081 T830 DPRZ LT80 LO3 DALI 1LIN L | DALI-dimmable, I, IP40, IK05, UGR≤19, matt micro-prismatic polycarbonate diffuser, light grey aluminium body, for in-line connection, first/end luminaire. | 708 | 59 | 69 |  | 100000/L80B10 | 3 | 1859 | 16.8 | 111 | 80+ | 3000 | 225.449
| DM1127175 | Decor LED1x2950 K082 T830 DPRZ LT80 LO4 DALI 1LIN L | DALI-dimmable, I, IP40, IK05, UGR≤22, matt micro-prismatic polycarbonate diffuser, light grey aluminium body, for in-line connection, first/end luminaire. | 708 | 59 | 69 |  | 100000/L80B10 | 3 | 2788 | 24.6 | 113 | 80+ | 3000 | 228.803
| DM1127176 | Decor LED1x1250 K083 T830 DPRZ LT80 LO1 DALI 1LIN L | DALI-dimmable, I, IP40, IK05, UGR≤16, matt micro-prismatic polycarbonate diffuser, light grey aluminium body, for in-line connection, first/end luminaire. | 848 | 59 | 69 |  | 100000/L80B10 | 3 | 1158 | 10.1 | 115 | 80+ | 3000 | 246.304
| DM1127177 | Decor LED1x1700 K084 T830 DPRZ LT80 LO2 DALI 1LIN L | DALI-dimmable, I, IP40, IK05, UGR≤19, matt micro-prismatic polycarbonate diffuser, light grey aluminium body, for in-line connection, first/end luminaire. | 848 | 59 | 69 |  | 100000/L80B10 | 3 | 1595 | 14 | 114 | 80+ | 3000 | 246.304
| DM1127178 | Decor LED1x2350 K085 T830 DPRZ LT80 LO3 DALI 1LIN L | DALI-dimmable, I, IP40, IK05, UGR≤19, matt micro-prismatic polycarbonate diffuser, light grey aluminium body, for in-line connection, first/end luminaire. | 848 | 59 | 69 |  | 100000/L80B10 | 3 | 2230 | 20.2 | 110 | 80+ | 3000 | 246.304
| DM1127179 | Decor LED1x3500 K086 T830 DPRZ LT80 LO4 DALI 1LIN L | DALI-dimmable, I, IP40, IK05, UGR≤22, matt micro-prismatic polycarbonate diffuser, light grey aluminium body, for in-line connection, first/end luminaire. | 848 | 59 | 69 |  | 100000/L80B10 | 3 | 3345 | 29.5 | 113 | 80+ | 3000 | 249.744
| DM1127180 | Decor LED1x1450 K087 T830 DPRZ LT80 LO1 DALI 1LIN L | DALI-dimmable, I, IP40, IK05, UGR≤16, matt micro-prismatic polycarbonate diffuser, light grey aluminium body, for in-line connection, first/end luminaire. | 988 | 59 | 69 |  | 100000/L80B10 | 3 | 1351 | 11.6 | 116 | 80+ | 3000 | 264.493
| DM1127181 | Decor LED1x1950 K088 T830 DPRZ LT80 LO2 DALI 1LIN L | DALI-dimmable, I, IP40, IK05, UGR≤19, matt micro-prismatic polycarbonate diffuser, light grey aluminium body, for in-line connection, first/end luminaire. | 988 | 59 | 69 |  | 100000/L80B10 | 3 | 1861 | 15.9 | 117 | 80+ | 3000 | 264.493
| DM1127182 | Decor LED1x2750 K089 T830 DPRZ LT80 LO3 DALI 1LIN L | DALI-dimmable, I, IP40, IK05, UGR≤19, matt micro-prismatic polycarbonate diffuser, light grey aluminium body, for in-line connection, first/end luminaire. | 988 | 59 | 69 |  | 100000/L80B10 | 3 | 2602 | 23 | 113 | 80+ | 3000 | 264.493
| DM1127183 | Decor LED1x1650 K090 T830 DPRZ LT80 LO1 DALI 1LIN L | DALI-dimmable, I, IP40, IK05, UGR≤16, matt micro-prismatic polycarbonate diffuser, light grey aluminium body, for in-line connection, first/end luminaire. | 1128 | 59 | 69 |  | 100000/L80B10 | 3 | 1545 | 13.1 | 118 | 80+ | 3000 | 267.202
| DM1127184 | Decor LED1x2250 K091 T830 DPRZ LT80 LO2 DALI 1LIN L | DALI-dimmable, I, IP40, IK05, UGR≤19, matt micro-prismatic polycarbonate diffuser, light grey aluminium body, for in-line connection, first/end luminaire. | 1128 | 59 | 69 |  | 100000/L80B10 | 3 | 2127 | 18 | 118 | 80+ | 3000 | 267.202
| DM1127185 | Decor LED1x3150 K092 T830 DPRZ LT80 LO3 DALI 1LIN L | DALI-dimmable, I, IP40, IK05, UGR≤19, matt micro-prismatic polycarbonate diffuser, light grey aluminium body, for in-line connection, first/end luminaire. | 1128 | 59 | 69 |  | 100000/L80B10 | 3 | 2974 | 26.3 | 113 | 80+ | 3000 | 267.202
| DM1127186 | Decor LED1x4700 K093 T830 DPRZ LT80 LO4 DALI 1LIN L | DALI-dimmable, I, IP40, IK05, UGR≤22, matt micro-prismatic polycarbonate diffuser, light grey aluminium body, for in-line connection, first/end luminaire. | 1128 | 59 | 69 |  | 100000/L80B10 | 3 | 4460 | 38.1 | 117 | 80+ | 3000 | 282.854
| DM1127187 | Decor LED1x1850 K094 T830 DPRZ LT80 LO1 DALI 1LIN L | DALI-dimmable, I, IP40, IK05, UGR≤16, matt micro-prismatic polycarbonate diffuser, light grey aluminium body, for in-line connection, first/end luminaire. | 1268 | 59 | 69 |  | 100000/L80B10 | 3 | 1738 | 14.5 | 120 | 80+ | 3000 | 295.84
| DM1127188 | Decor LED1x2500 K095 T830 DPRZ LT80 LO2 DALI 1LIN L | DALI-dimmable, I, IP40, IK05, UGR≤19, matt micro-prismatic polycarbonate diffuser, light grey aluminium body, for in-line connection, first/end luminaire. | 1268 | 59 | 69 |  | 100000/L80B10 | 3 | 2393 | 20.2 | 118 | 80+ | 3000 | 295.84
| DM1127189 | Decor LED1x3500 K096 T830 DPRZ LT80 LO3 DALI 1LIN L | DALI-dimmable, I, IP40, IK05, UGR≤19, matt micro-prismatic polycarbonate diffuser, light grey aluminium body, for in-line connection, first/end luminaire. | 1268 | 59 | 69 |  | 100000/L80B10 | 3 | 3345 | 29.6 | 113 | 80+ | 3000 | 295.84
| DM1127190 | Decor LED1x2050 K097 T830 DPRZ LT80 LO1 DALI 1LIN L | DALI-dimmable, I, IP40, IK05, UGR≤16, matt micro-prismatic polycarbonate diffuser, light grey aluminium body, for in-line connection, first/end luminaire. | 1408 | 59 | 69 |  | 100000/L80B10 | 3 | 1931 | 16.6 | 116 | 80+ | 3000 | 310.546
| DM1127191 | Decor LED1x2800 K098 T830 DPRZ LT80 LO2 DALI 1LIN L | DALI-dimmable, I, IP40, IK05, UGR≤19, matt micro-prismatic polycarbonate diffuser, light grey aluminium body, for in-line connection, first/end luminaire. | 1408 | 59 | 69 |  | 100000/L80B10 | 3 | 2659 | 23 | 116 | 80+ | 3000 | 310.546
| DM1127192 | Decor LED1x3900 K099 T830 DPRZ LT80 LO3 DALI 1LIN L | DALI-dimmable, I, IP40, IK05, UGR≤19, matt micro-prismatic polycarbonate diffuser, light grey aluminium body, for in-line connection, first/end luminaire. | 1408 | 59 | 69 |  | 100000/L80B10 | 3 | 3717 | 31.7 | 117 | 80+ | 3000 | 315.104
| DM1127193 | Decor LED1x5850 K100 T830 DPRZ LT80 LO4 DALI 1LIN L | DALI-dimmable, I, IP40, IK05, UGR≤22, matt micro-prismatic polycarbonate diffuser, light grey aluminium body, for in-line connection, first/end luminaire. | 1408 | 59 | 69 |  | 100000/L80B10 | 3 | 5576 | 47.6 | 117 | 80+ | 3000 | 322.801
| DM1127194 | Decor LED1x2450 K101 T830 DPRZ LT80 LO1 DALI 1LIN L | DALI-dimmable, I, IP40, IK05, UGR≤16, matt micro-prismatic polycarbonate diffuser, light grey aluminium body, for in-line connection, first/end luminaire. | 1688 | 59 | 69 |  | 100000/L80B10 | 3 | 2317 | 19.4 | 119 | 80+ | 3000 | 350.751
| DM1127195 | Decor LED1x3350 K102 T830 DPRZ LT80 LO2 DALI 1LIN L | DALI-dimmable, I, IP40, IK05, UGR≤19, matt micro-prismatic polycarbonate diffuser, light grey aluminium body, for in-line connection, first/end luminaire. | 1688 | 59 | 69 |  | 100000/L80B10 | 3 | 3191 | 27.3 | 117 | 80+ | 3000 | 350.751
| DM1127196 | Decor LED1x4700 K103 T830 DPRZ LT80 LO3 DALI 1LIN L | DALI-dimmable, I, IP40, IK05, UGR≤19, matt micro-prismatic polycarbonate diffuser, light grey aluminium body, for in-line connection, first/end luminaire. | 1688 | 59 | 69 |  | 100000/L80B10 | 3 | 4460 | 38.1 | 117 | 80+ | 3000 | 355.051
| DM1127197 | Decor LED1x7000 K104 T830 DPRZ LT80 LO4 DALI 1LIN L | DALI-dimmable, I, IP40, IK05, UGR≤22, matt micro-prismatic polycarbonate diffuser, light grey aluminium body, for in-line connection, first/end luminaire. | 1688 | 59 | 69 |  | 100000/L80B10 | 3 | 6691 | 57.1 | 117 | 80+ | 3000 | 367.994
| DM1127198 | Decor LED1x2850 K105 T830 DPRZ LT80 LO1 DALI 1LIN L | DALI-dimmable, I, IP40, IK05, UGR≤16, matt micro-prismatic polycarbonate diffuser, light grey aluminium body, for in-line connection, first/end luminaire. | 1968 | 59 | 69 |  | 100000/L80B10 | 3 | 2703 | 22.4 | 121 | 80+ | 3000 | 362.748
| DM1127199 | Decor LED1x3900 K106 T830 DPRZ LT80 LO2 DALI 1LIN L | DALI-dimmable, I, IP40, IK05, UGR≤19, matt micro-prismatic polycarbonate diffuser, light grey aluminium body, for in-line connection, first/end luminaire. | 1968 | 59 | 69 |  | 100000/L80B10 | 3 | 3723 | 31.5 | 118 | 80+ | 3000 | 362.748
| DM1127200 | Decor LED1x5450 K107 T830 DPRZ LT80 LO3 DALI 1LIN L | DALI-dimmable, I, IP40, IK05, UGR≤19, matt micro-prismatic polycarbonate diffuser, light grey aluminium body, for in-line connection, first/end luminaire. | 1968 | 59 | 69 |  | 100000/L80B10 | 3 | 5204 | 44.4 | 117 | 80+ | 3000 | 367.091
| DM1127201 | Decor LED1x8750 K108 T830 DPRZ LT80 LO4 DALI 1LIN L | DALI-dimmable, I, IP40, IK05, UGR≤19, matt micro-prismatic polycarbonate diffuser, light grey aluminium body, for in-line connection, first/end luminaire. | 2108 | 59 | 69 |  | 100000/L80B10 | 3 | 8364 | 71.3 | 117 | 80+ | 3000 | 426.302
| DM1127202 | Decor LED1x3250 K109 T830 DPRZ LT80 LO1 DALI 1LIN L | DALI-dimmable, I, IP40, IK05, UGR≤16, matt micro-prismatic polycarbonate diffuser, light grey aluminium body, for in-line connection, first/end luminaire. | 2248 | 59 | 69 |  | 100000/L80B10 | 3 | 3089 | 25.3 | 122 | 80+ | 3000 | 421.142
| DM1127203 | Decor LED1x4450 K110 T830 DPRZ LT80 LO2 DALI 1LIN L | DALI-dimmable, I, IP40, IK05, UGR≤19, matt micro-prismatic polycarbonate diffuser, light grey aluminium body, for in-line connection, first/end luminaire. | 2248 | 59 | 69 |  | 100000/L80B10 | 3 | 4255 | 35.5 | 120 | 80+ | 3000 | 421.142
| DM1127204 | Decor LED1x6250 K111 T830 DPRZ LT80 LO3 DALI 1LIN L | DALI-dimmable, I, IP40, IK05, UGR≤19, matt micro-prismatic polycarbonate diffuser, light grey aluminium body, for in-line connection, first/end luminaire. | 2248 | 59 | 69 |  | 100000/L80B10 | 3 | 5947 | 50.8 | 117 | 80+ | 3000 | 425.442
| DM1127205 | Decor LED1x3650 K113 T830 DPRZ LT80 LO1 DALI 1LIN L | DALI-dimmable, I, IP40, IK05, UGR≤16, matt micro-prismatic polycarbonate diffuser, light grey aluminium body, for in-line connection, first/end luminaire. | 2528 | 59 | 69 |  | 100000/L80B10 | 3 | 3475 | 27.5 | 126 | 80+ | 3000 | 501.208
| DM1127206 | Decor LED1x5000 K114 T830 DPRZ LT80 LO2 DALI 1LIN L | DALI-dimmable, I, IP40, IK05, UGR≤19, matt micro-prismatic polycarbonate diffuser, light grey aluminium body, for in-line connection, first/end luminaire. | 2528 | 59 | 69 |  | 100000/L80B10 | 3 | 4786 | 40 | 120 | 80+ | 3000 | 500.305
| DM1127207 | Decor LED1x7000 K115 T830 DPRZ LT80 LO3 DALI 1LIN L | DALI-dimmable, I, IP40, IK05, UGR≤19, matt micro-prismatic polycarbonate diffuser, light grey aluminium body, for in-line connection, first/end luminaire. | 2528 | 59 | 69 |  | 100000/L80B10 | 3 | 6691 | 57.1 | 117 | 80+ | 3000 | 506.196
| DM1127208 | Decor LED1x4250 K117 T830 DPRZ LT80 LO1 DALI 1LIN L | DALI-dimmable, I, IP40, IK05, UGR≤16, matt micro-prismatic polycarbonate diffuser, light grey aluminium body, for in-line connection, first/end luminaire. | 2948 | 59 | 69 |  | 100000/L80B10 | 3 | 4054 | 32 | 127 | 80+ | 3000 | 514.194
| DM1127209 | Decor LED1x5850 K118 T830 DPRZ LT80 LO2 DALI 1LIN L | DALI-dimmable, I, IP40, IK05, UGR≤19, matt micro-prismatic polycarbonate diffuser, light grey aluminium body, for in-line connection, first/end luminaire. | 2948 | 59 | 69 |  | 100000/L80B10 | 3 | 5584 | 46.1 | 121 | 80+ | 3000 | 514.194
| DM1127210 | Decor LED1x8150 K119 T830 DPRZ LT80 LO3 DALI 1LIN L | DALI-dimmable, I, IP40, IK05, UGR≤19, matt micro-prismatic polycarbonate diffuser, light grey aluminium body, for in-line connection, first/end luminaire. | 2948 | 59 | 69 |  | 100000/L80B10 | 3 | 7806 | 66.7 | 117 | 80+ | 3000 | 519.354
| DM1127211 | Decor LED1x850 K075 T840 DPRZ LT80 LO1 DALI 1LIN L | DALI-dimmable, I, IP40, IK05, UGR≤16, matt micro-prismatic polycarbonate diffuser, light grey aluminium body, for in-line connection, first/end luminaire. | 568 | 59 | 69 |  | 100000/L80B10 | 3 | 806 | 6.8 | 119 | 80+ | 4000 | 199.305
| DM1127212 | Decor LED1x1150 K076 T840 DPRZ LT80 LO2 DALI 1LIN L | DALI-dimmable, I, IP40, IK05, UGR≤19, matt micro-prismatic polycarbonate diffuser, light grey aluminium body, for in-line connection, first/end luminaire. | 568 | 59 | 69 |  | 100000/L80B10 | 3 | 1110 | 9.5 | 117 | 80+ | 4000 | 199.305
| DM1127213 | Decor LED1x1600 K077 T840 DPRZ LT80 LO3 DALI 1LIN L | DALI-dimmable, I, IP40, IK05, UGR≤19, matt micro-prismatic polycarbonate diffuser, light grey aluminium body, for in-line connection, first/end luminaire. | 568 | 59 | 69 |  | 100000/L80B10 | 3 | 1551 | 13.8 | 112 | 80+ | 4000 | 200.251
| DM1127214 | Decor LED1x2350 K078 T840 DPRZ LT80 LO4 DALI 1LIN L | DALI-dimmable, I, IP40, IK05, UGR≤22, matt micro-prismatic polycarbonate diffuser, light grey aluminium body, for in-line connection, first/end luminaire. | 568 | 59 | 69 |  | 100000/L80B10 | 3 | 2326 | 19.9 | 117 | 80+ | 4000 | 202.745
| DM1127215 | Decor LED1x1050 K079 T840 DPRZ LT80 LO1 DALI 1LIN L | DALI-dimmable, I, IP40, IK05, UGR≤16, matt micro-prismatic polycarbonate diffuser, light grey aluminium body, for in-line connection, first/end luminaire. | 708 | 59 | 69 |  | 100000/L80B10 | 3 | 1007 | 8.2 | 123 | 80+ | 4000 | 224.546
| DM1127216 | Decor LED1x1400 K080 T840 DPRZ LT80 LO2 DALI 1LIN L | DALI-dimmable, I, IP40, IK05, UGR≤19, matt micro-prismatic polycarbonate diffuser, light grey aluminium body, for in-line connection, first/end luminaire. | 708 | 59 | 69 |  | 100000/L80B10 | 3 | 1387 | 11.6 | 120 | 80+ | 4000 | 224.546
| DM1127217 | Decor LED1x1950 K081 T840 DPRZ LT80 LO3 DALI 1LIN L | DALI-dimmable, I, IP40, IK05, UGR≤19, matt micro-prismatic polycarbonate diffuser, light grey aluminium body, for in-line connection, first/end luminaire. | 708 | 59 | 69 |  | 100000/L80B10 | 3 | 1939 | 16.8 | 115 | 80+ | 4000 | 225.449
| DM1127218 | Decor LED1x2950 K082 T840 DPRZ LT80 LO4 DALI 1LIN L | DALI-dimmable, I, IP40, IK05, UGR≤22, matt micro-prismatic polycarbonate diffuser, light grey aluminium body, for in-line connection, first/end luminaire. | 708 | 59 | 69 |  | 100000/L80B10 | 3 | 2908 | 24.6 | 118 | 80+ | 4000 | 228.803
| DM1127219 | Decor LED1x1250 K083 T840 DPRZ LT80 LO1 DALI 1LIN L | DALI-dimmable, I, IP40, IK05, UGR≤16, matt micro-prismatic polycarbonate diffuser, light grey aluminium body, for in-line connection, first/end luminaire. | 848 | 59 | 69 |  | 100000/L80B10 | 3 | 1208 | 10.1 | 120 | 80+ | 4000 | 246.304
| DM1127220 | Decor LED1x1700 K084 T840 DPRZ LT80 LO2 DALI 1LIN L | DALI-dimmable, I, IP40, IK05, UGR≤19, matt micro-prismatic polycarbonate diffuser, light grey aluminium body, for in-line connection, first/end luminaire. | 848 | 59 | 69 |  | 100000/L80B10 | 3 | 1664 | 14 | 119 | 80+ | 4000 | 246.304
| DM1127221 | Decor LED1x2350 K085 T840 DPRZ LT80 LO3 DALI 1LIN L | DALI-dimmable, I, IP40, IK05, UGR≤19, matt micro-prismatic polycarbonate diffuser, light grey aluminium body, for in-line connection, first/end luminaire. | 848 | 59 | 69 |  | 100000/L80B10 | 3 | 2326 | 20.2 | 115 | 80+ | 4000 | 246.304
| DM1127222 | Decor LED1x3500 K086 T840 DPRZ LT80 LO4 DALI 1LIN L | DALI-dimmable, I, IP40, IK05, UGR≤22, matt micro-prismatic polycarbonate diffuser, light grey aluminium body, for in-line connection, first/end luminaire. | 848 | 59 | 69 |  | 100000/L80B10 | 3 | 3490 | 29.5 | 118 | 80+ | 4000 | 249.744
| DM1127223 | Decor LED1x1450 K087 T840 DPRZ LT80 LO1 DALI 1LIN L | DALI-dimmable, I, IP40, IK05, UGR≤16, matt micro-prismatic polycarbonate diffuser, light grey aluminium body, for in-line connection, first/end luminaire. | 988 | 59 | 69 |  | 100000/L80B10 | 3 | 1410 | 11.6 | 122 | 80+ | 4000 | 264.493
| DM1127224 | Decor LED1x1950 K088 T840 DPRZ LT80 LO2 DALI 1LIN L | DALI-dimmable, I, IP40, IK05, UGR≤19, matt micro-prismatic polycarbonate diffuser, light grey aluminium body, for in-line connection, first/end luminaire. | 988 | 59 | 69 |  | 100000/L80B10 | 3 | 1942 | 15.9 | 122 | 80+ | 4000 | 264.493
| DM1127225 | Decor LED1x2750 K089 T840 DPRZ LT80 LO3 DALI 1LIN L | DALI-dimmable, I, IP40, IK05, UGR≤19, matt micro-prismatic polycarbonate diffuser, light grey aluminium body, for in-line connection, first/end luminaire. | 988 | 59 | 69 |  | 100000/L80B10 | 3 | 2714 | 23 | 118 | 80+ | 4000 | 264.493
| DM1127226 | Decor LED1x1650 K090 T840 DPRZ LT80 LO1 DALI 1LIN L | DALI-dimmable, I, IP40, IK05, UGR≤16, matt micro-prismatic polycarbonate diffuser, light grey aluminium body, for in-line connection, first/end luminaire. | 1128 | 59 | 69 |  | 100000/L80B10 | 3 | 1611 | 13.1 | 123 | 80+ | 4000 | 267.202
| DM1127227 | Decor LED1x2250 K091 T840 DPRZ LT80 LO2 DALI 1LIN L | DALI-dimmable, I, IP40, IK05, UGR≤19, matt micro-prismatic polycarbonate diffuser, light grey aluminium body, for in-line connection, first/end luminaire. | 1128 | 59 | 69 |  | 100000/L80B10 | 3 | 2219 | 18 | 123 | 80+ | 4000 | 267.202
| DM1127228 | Decor LED1x3150 K092 T840 DPRZ LT80 LO3 DALI 1LIN L | DALI-dimmable, I, IP40, IK05, UGR≤19, matt micro-prismatic polycarbonate diffuser, light grey aluminium body, for in-line connection, first/end luminaire. | 1128 | 59 | 69 |  | 100000/L80B10 | 3 | 3102 | 26.3 | 118 | 80+ | 4000 | 267.202
| DM1127229 | Decor LED1x4700 K093 T840 DPRZ LT80 LO4 DALI 1LIN L | DALI-dimmable, I, IP40, IK05, UGR≤22, matt micro-prismatic polycarbonate diffuser, light grey aluminium body, for in-line connection, first/end luminaire. | 1128 | 59 | 69 |  | 100000/L80B10 | 3 | 4653 | 38.1 | 122 | 80+ | 4000 | 282.854
| DM1127230 | Decor LED1x1850 K094 T840 DPRZ LT80 LO1 DALI 1LIN L | DALI-dimmable, I, IP40, IK05, UGR≤16, matt micro-prismatic polycarbonate diffuser, light grey aluminium body, for in-line connection, first/end luminaire. | 1268 | 59 | 69 |  | 100000/L80B10 | 3 | 1813 | 14.5 | 125 | 80+ | 4000 | 295.84
| DM1127231 | Decor LED1x2500 K095 T840 DPRZ LT80 LO2 DALI 1LIN L | DALI-dimmable, I, IP40, IK05, UGR≤19, matt micro-prismatic polycarbonate diffuser, light grey aluminium body, for in-line connection, first/end luminaire. | 1268 | 59 | 69 |  | 100000/L80B10 | 3 | 2496 | 20.2 | 124 | 80+ | 4000 | 295.84
| DM1127232 | Decor LED1x3500 K096 T840 DPRZ LT80 LO3 DALI 1LIN L | DALI-dimmable, I, IP40, IK05, UGR≤19, matt micro-prismatic polycarbonate diffuser, light grey aluminium body, for in-line connection, first/end luminaire. | 1268 | 59 | 69 |  | 100000/L80B10 | 3 | 3490 | 29.6 | 118 | 80+ | 4000 | 295.84
| DM1127233 | Decor LED1x2050 K097 T840 DPRZ LT80 LO1 DALI 1LIN L | DALI-dimmable, I, IP40, IK05, UGR≤16, matt micro-prismatic polycarbonate diffuser, light grey aluminium body, for in-line connection, first/end luminaire. | 1408 | 59 | 69 |  | 100000/L80B10 | 3 | 2014 | 16.6 | 121 | 80+ | 4000 | 310.546
| DM1127234 | Decor LED1x2800 K098 T840 DPRZ LT80 LO2 DALI 1LIN L | DALI-dimmable, I, IP40, IK05, UGR≤19, matt micro-prismatic polycarbonate diffuser, light grey aluminium body, for in-line connection, first/end luminaire. | 1408 | 59 | 69 |  | 100000/L80B10 | 3 | 2774 | 23 | 121 | 80+ | 4000 | 310.546
| DM1127235 | Decor LED1x3900 K099 T840 DPRZ LT80 LO3 DALI 1LIN L | DALI-dimmable, I, IP40, IK05, UGR≤19, matt micro-prismatic polycarbonate diffuser, light grey aluminium body, for in-line connection, first/end luminaire. | 1408 | 59 | 69 |  | 100000/L80B10 | 3 | 3877 | 31.7 | 122 | 80+ | 4000 | 315.104
| DM1127236 | Decor LED1x5850 K100 T840 DPRZ LT80 LO4 DALI 1LIN L | DALI-dimmable, I, IP40, IK05, UGR≤22, matt micro-prismatic polycarbonate diffuser, light grey aluminium body, for in-line connection, first/end luminaire. | 1408 | 59 | 69 |  | 100000/L80B10 | 3 | 5816 | 47.6 | 122 | 80+ | 4000 | 322.801
| DM1127237 | Decor LED1x2450 K101 T840 DPRZ LT80 LO1 DALI 1LIN L | DALI-dimmable, I, IP40, IK05, UGR≤16, matt micro-prismatic polycarbonate diffuser, light grey aluminium body, for in-line connection, first/end luminaire. | 1688 | 59 | 69 |  | 100000/L80B10 | 3 | 2417 | 19.4 | 125 | 80+ | 4000 | 350.751
| DM1127238 | Decor LED1x3350 K102 T840 DPRZ LT80 LO2 DALI 1LIN L | DALI-dimmable, I, IP40, IK05, UGR≤19, matt micro-prismatic polycarbonate diffuser, light grey aluminium body, for in-line connection, first/end luminaire. | 1688 | 59 | 69 |  | 100000/L80B10 | 3 | 3329 | 27.3 | 122 | 80+ | 4000 | 350.751
| DM1127239 | Decor LED1x4700 K103 T840 DPRZ LT80 LO3 DALI 1LIN L | DALI-dimmable, I, IP40, IK05, UGR≤19, matt micro-prismatic polycarbonate diffuser, light grey aluminium body, for in-line connection, first/end luminaire. | 1688 | 59 | 69 |  | 100000/L80B10 | 3 | 4653 | 38.1 | 122 | 80+ | 4000 | 355.051
| DM1127240 | Decor LED1x7000 K104 T840 DPRZ LT80 LO4 DALI 1LIN L | DALI-dimmable, I, IP40, IK05, UGR≤22, matt micro-prismatic polycarbonate diffuser, light grey aluminium body, for in-line connection, first/end luminaire. | 1688 | 59 | 69 |  | 100000/L80B10 | 3 | 6979 | 57.1 | 122 | 80+ | 4000 | 367.994
| DM1127241 | Decor LED1x2850 K105 T840 DPRZ LT80 LO1 DALI 1LIN L | DALI-dimmable, I, IP40, IK05, UGR≤16, matt micro-prismatic polycarbonate diffuser, light grey aluminium body, for in-line connection, first/end luminaire. | 1968 | 59 | 69 |  | 100000/L80B10 | 3 | 2819 | 22.4 | 126 | 80+ | 4000 | 362.748
| DM1127242 | Decor LED1x3900 K106 T840 DPRZ LT80 LO2 DALI 1LIN L | DALI-dimmable, I, IP40, IK05, UGR≤19, matt micro-prismatic polycarbonate diffuser, light grey aluminium body, for in-line connection, first/end luminaire. | 1968 | 59 | 69 |  | 100000/L80B10 | 3 | 3883 | 31.5 | 123 | 80+ | 4000 | 362.748
| DM1127243 | Decor LED1x5450 K107 T840 DPRZ LT80 LO3 DALI 1LIN L | DALI-dimmable, I, IP40, IK05, UGR≤19, matt micro-prismatic polycarbonate diffuser, light grey aluminium body, for in-line connection, first/end luminaire. | 1968 | 59 | 69 |  | 100000/L80B10 | 3 | 5428 | 44.4 | 122 | 80+ | 4000 | 367.091
| DM1127244 | Decor LED1x8750 K108 T840 DPRZ LT80 LO4 DALI 1LIN L | DALI-dimmable, I, IP40, IK05, UGR≤22, matt micro-prismatic polycarbonate diffuser, light grey aluminium body, for in-line connection, first/end luminaire. | 2108 | 59 | 69 |  | 100000/L80B10 | 3 | 8724 | 71.3 | 122 | 80+ | 4000 | 426.302
| DM1127245 | Decor LED1x3250 K109 T840 DPRZ LT80 LO1 DALI 1LIN L | DALI-dimmable, I, IP40, IK05, UGR≤16, matt micro-prismatic polycarbonate diffuser, light grey aluminium body, for in-line connection, first/end luminaire. | 2248 | 59 | 69 |  | 100000/L80B10 | 3 | 3222 | 25.3 | 127 | 80+ | 4000 | 421.142
| DM1127246 | Decor LED1x4450 K110 T840 DPRZ LT80 LO2 DALI 1LIN L | DALI-dimmable, I, IP40, IK05, UGR≤19, matt micro-prismatic polycarbonate diffuser, light grey aluminium body, for in-line connection, first/end luminaire. | 2248 | 59 | 69 |  | 100000/L80B10 | 3 | 4438 | 35.5 | 125 | 80+ | 4000 | 421.142
| DM1127247 | Decor LED1x6250 K111 T840 DPRZ LT80 LO3 DALI 1LIN L | DALI-dimmable, I, IP40, IK05, UGR≤19, matt micro-prismatic polycarbonate diffuser, light grey aluminium body, for in-line connection, first/end luminaire. | 2248 | 59 | 69 |  | 100000/L80B10 | 3 | 6204 | 50.8 | 122 | 80+ | 4000 | 425.442
| DM1127248 | Decor LED1x3650 K113 T840 DPRZ LT80 LO1 DALI 1LIN L | DALI-dimmable, I, IP40, IK05, UGR≤16, matt micro-prismatic polycarbonate diffuser, light grey aluminium body, for in-line connection, first/end luminaire. | 2528 | 59 | 69 |  | 100000/L80B10 | 3 | 3625 | 27.5 | 132 | 80+ | 4000 | 501.208
| DM1127249 | Decor LED1x5000 K114 T840 DPRZ LT80 LO2 DALI 1LIN L | DALI-dimmable, I, IP40, IK05, UGR≤19, matt micro-prismatic polycarbonate diffuser, light grey aluminium body, for in-line connection, first/end luminaire. | 2528 | 59 | 69 |  | 100000/L80B10 | 3 | 4993 | 40 | 125 | 80+ | 4000 | 500.305
| DM1127250 | Decor LED1x7000 K115 T840 DPRZ LT80 LO3 DALI 1LIN L | DALI-dimmable, I, IP40, IK05, UGR≤19, matt micro-prismatic polycarbonate diffuser, light grey aluminium body, for in-line connection, first/end luminaire. | 2528 | 59 | 69 |  | 100000/L80B10 | 3 | 6979 | 57.1 | 122 | 80+ | 4000 | 506.196
| DM1127251 | Decor LED1x4250 K117 T840 DPRZ LT80 LO1 DALI 1LIN L | DALI-dimmable, I, IP40, IK05, UGR≤16, matt micro-prismatic polycarbonate diffuser, light grey aluminium body, for in-line connection, first/end luminaire. | 2948 | 59 | 69 |  | 100000/L80B10 | 3 | 4229 | 32 | 132 | 80+ | 4000 | 514.194
| DM1127252 | Decor LED1x5850 K118 T840 DPRZ LT80 LO2 DALI 1LIN L | DALI-dimmable, I, IP40, IK05, UGR≤19, matt micro-prismatic polycarbonate diffuser, light grey aluminium body, for in-line connection, first/end luminaire. | 2948 | 59 | 69 |  | 100000/L80B10 | 3 | 5825 | 46.1 | 126 | 80+ | 4000 | 514.194
| DM1127253 | Decor LED1x8150 K119 T840 DPRZ LT80 LO3 DALI 1LIN L | DALI-dimmable, I, IP40, IK05, UGR≤19, matt micro-prismatic polycarbonate diffuser, light grey aluminium body, for in-line connection, first/end luminaire. | 2948 | 59 | 69 |  | 100000/L80B10 | 3 | 8142 | 66.7 | 122 | 80+ | 4000 | 519.354
| DM1127254 | Decor LED1x900 K075 T830 OP LO1 DALI 1LIN LL | DALI-dimmable, I, IP40, IK05, opal polycarbonate diffuser, light grey aluminium body, for in-line connection. | 563 | 59 | 69 |  | 100000/L80B10 | 3 | 827 | 6.8 | 122 | 80+ | 3000 | 192.339
| DM1127255 | Decor LED1x1200 K076 T830 OP LO2 DALI 1LIN LL | DALI-dimmable, I, IP40, IK05, opal polycarbonate diffuser, light grey aluminium body, for in-line connection. | 563 | 59 | 69 |  | 100000/L80B10 | 3 | 1140 | 9.5 | 120 | 80+ | 3000 | 192.339
| DM1127256 | Decor LED1x1700 K077 T830 OP LO3 DALI 1LIN LL | DALI-dimmable, I, IP40, IK05, opal polycarbonate diffuser, light grey aluminium body, for in-line connection. | 563 | 59 | 69 |  | 100000/L80B10 | 3 | 1593 | 13.8 | 115 | 80+ | 3000 | 192.339
| DM1127257 | Decor LED1x2500 K078 T830 OP LO4 DALI 1LIN LL | DALI-dimmable, I, IP40, IK05, opal polycarbonate diffuser, light grey aluminium body, for in-line connection. | 563 | 59 | 69 |  | 100000/L80B10 | 3 | 2390 | 19.9 | 120 | 80+ | 3000 | 195.951
| DM1127258 | Decor LED1x1100 K079 T830 OP LO1 DALI 1LIN LL | DALI-dimmable, I, IP40, IK05, opal polycarbonate diffuser, light grey aluminium body, for in-line connection. | 703 | 59 | 69 |  | 100000/L80B10 | 3 | 1034 | 8.2 | 126 | 80+ | 3000 | 216.806
| DM1127259 | Decor LED1x1500 K080 T830 OP LO2 DALI 1LIN LL | DALI-dimmable, I, IP40, IK05, opal polycarbonate diffuser, light grey aluminium body, for in-line connection. | 703 | 59 | 69 |  | 100000/L80B10 | 3 | 1425 | 11.6 | 123 | 80+ | 3000 | 216.806
| DM1127260 | Decor LED1x2100 K081 T830 OP LO3 DALI 1LIN LL | DALI-dimmable, I, IP40, IK05, opal polycarbonate diffuser, light grey aluminium body, for in-line connection. | 703 | 59 | 69 |  | 100000/L80B10 | 3 | 1991 | 16.8 | 119 | 80+ | 3000 | 216.806
| DM1127261 | Decor LED1x3150 K082 T830 OP LO4 DALI 1LIN LL | DALI-dimmable, I, IP40, IK05, opal polycarbonate diffuser, light grey aluminium body, for in-line connection. | 703 | 59 | 69 |  | 100000/L80B10 | 3 | 2987 | 24.6 | 121 | 80+ | 3000 | 221.106
| DM1127262 | Decor LED1x1300 K083 T830 OP LO1 DALI 1LIN LL | DALI-dimmable, I, IP40, IK05, opal polycarbonate diffuser, light grey aluminium body, for in-line connection. | 843 | 59 | 69 |  | 100000/L80B10 | 3 | 1241 | 10.1 | 123 | 80+ | 3000 | 236.801
| DM1127263 | Decor LED1x1800 K084 T830 OP LO2 DALI 1LIN LL | DALI-dimmable, I, IP40, IK05, opal polycarbonate diffuser, light grey aluminium body, for in-line connection. | 843 | 59 | 69 |  | 100000/L80B10 | 3 | 1709 | 14 | 122 | 80+ | 3000 | 236.801
| DM1127264 | Decor LED1x2500 K085 T830 OP LO3 DALI 1LIN LL | DALI-dimmable, I, IP40, IK05, opal polycarbonate diffuser, light grey aluminium body, for in-line connection. | 843 | 59 | 69 |  | 100000/L80B10 | 3 | 2390 | 20.2 | 118 | 80+ | 3000 | 236.801
| DM1127265 | Decor LED1x3750 K086 T830 OP LO4 DALI 1LIN LL | DALI-dimmable, I, IP40, IK05, opal polycarbonate diffuser, light grey aluminium body, for in-line connection. | 843 | 59 | 69 |  | 100000/L80B10 | 3 | 3584 | 29.5 | 121 | 80+ | 3000 | 241.101
| DM1127266 | Decor LED1x1550 K087 T830 OP LO1 DALI 1LIN LL | DALI-dimmable, I, IP40, IK05, opal polycarbonate diffuser, light grey aluminium body, for in-line connection. | 983 | 59 | 69 |  | 100000/L80B10 | 3 | 1448 | 11.6 | 125 | 80+ | 3000 | 254.947
| DM1127267 | Decor LED1x2100 K088 T830 OP LO2 DALI 1LIN LL | DALI-dimmable, I, IP40, IK05, opal polycarbonate diffuser, light grey aluminium body, for in-line connection. | 983 | 59 | 69 |  | 100000/L80B10 | 3 | 1994 | 15.9 | 125 | 80+ | 3000 | 254.947
| DM1127268 | Decor LED1x2950 K089 T830 OP LO3 DALI 1LIN LL | DALI-dimmable, I, IP40, IK05, opal polycarbonate diffuser, light grey aluminium body, for in-line connection. | 983 | 59 | 69 |  | 100000/L80B10 | 3 | 2788 | 23 | 121 | 80+ | 3000 | 254.947
| DM1127269 | Decor LED1x1750 K090 T830 OP LO1 DALI 1LIN LL | DALI-dimmable, I, IP40, IK05, opal polycarbonate diffuser, light grey aluminium body, for in-line connection. | 1123 | 59 | 69 |  | 100000/L80B10 | 3 | 1655 | 13.1 | 126 | 80+ | 3000 | 257.699
| DM1127270 | Decor LED1x2400 K091 T830 OP LO2 DALI 1LIN LL | DALI-dimmable, I, IP40, IK05, opal polycarbonate diffuser, light grey aluminium body, for in-line connection. | 1123 | 59 | 69 |  | 100000/L80B10 | 3 | 2279 | 18 | 127 | 80+ | 3000 | 257.699
| DM1127271 | Decor LED1x3350 K092 T830 OP LO3 DALI 1LIN LL | DALI-dimmable, I, IP40, IK05, opal polycarbonate diffuser, light grey aluminium body, for in-line connection. | 1123 | 59 | 69 |  | 100000/L80B10 | 3 | 3186 | 26.3 | 121 | 80+ | 3000 | 257.699
| DM1127272 | Decor LED1x5000 K093 T830 OP LO4 DALI 1LIN LL | DALI-dimmable, I, IP40, IK05, opal polycarbonate diffuser, light grey aluminium body, for in-line connection. | 1123 | 59 | 69 |  | 100000/L80B10 | 3 | 4779 | 38.1 | 125 | 80+ | 3000 | 273.351
| DM1127273 | Decor LED1x1950 K094 T830 OP LO1 DALI 1LIN LL | DALI-dimmable, I, IP40, IK05, opal polycarbonate diffuser, light grey aluminium body, for in-line connection. | 1263 | 59 | 69 |  | 100000/L80B10 | 3 | 1862 | 14.5 | 128 | 80+ | 3000 | 284.445
| DM1127274 | Decor LED1x2700 K095 T830 OP LO2 DALI 1LIN LL | DALI-dimmable, I, IP40, IK05, opal polycarbonate diffuser, light grey aluminium body, for in-line connection. | 1263 | 59 | 69 |  | 100000/L80B10 | 3 | 2564 | 20.2 | 127 | 80+ | 3000 | 284.445
| DM1127275 | Decor LED1x3750 K096 T830 OP LO3 DALI 1LIN LL | DALI-dimmable, I, IP40, IK05, opal polycarbonate diffuser, light grey aluminium body, for in-line connection. | 1263 | 59 | 69 |  | 100000/L80B10 | 3 | 3584 | 29.6 | 121 | 80+ | 3000 | 285.391
| DM1127276 | Decor LED1x2200 K097 T830 OP LO1 DALI 1LIN LL | DALI-dimmable, I, IP40, IK05, opal polycarbonate diffuser, light grey aluminium body, for in-line connection. | 1403 | 59 | 69 |  | 100000/L80B10 | 3 | 2069 | 16.6 | 125 | 80+ | 3000 | 300.14
| DM1127277 | Decor LED1x3000 K098 T830 OP LO2 DALI 1LIN LL | DALI-dimmable, I, IP40, IK05, opal polycarbonate diffuser, light grey aluminium body, for in-line connection. | 1403 | 59 | 69 |  | 100000/L80B10 | 3 | 2849 | 23 | 124 | 80+ | 3000 | 300.14
| DM1127278 | Decor LED1x4200 K099 T830 OP LO3 DALI 1LIN LL | DALI-dimmable, I, IP40, IK05, opal polycarbonate diffuser, light grey aluminium body, for in-line connection. | 1403 | 59 | 69 |  | 100000/L80B10 | 3 | 3983 | 31.7 | 126 | 80+ | 3000 | 304.655
| DM1127279 | Decor LED1x6250 K100 T830 OP LO4 DALI 1LIN LL | DALI-dimmable, I, IP40, IK05, opal polycarbonate diffuser, light grey aluminium body, for in-line connection. | 1403 | 59 | 69 |  | 100000/L80B10 | 3 | 5974 | 47.6 | 126 | 80+ | 3000 | 311.449
| DM1127280 | Decor LED1x2600 K101 T830 OP LO1 DALI 1LIN LL | DALI-dimmable, I, IP40, IK05, opal polycarbonate diffuser, light grey aluminium body, for in-line connection. | 1683 | 59 | 69 |  | 100000/L80B10 | 3 | 2482 | 19.4 | 128 | 80+ | 3000 | 337.593
| DM1127281 | Decor LED1x3600 K102 T830 OP LO2 DALI 1LIN LL | DALI-dimmable, I, IP40, IK05, opal polycarbonate diffuser, light grey aluminium body, for in-line connection. | 1683 | 59 | 69 |  | 100000/L80B10 | 3 | 3419 | 27.3 | 125 | 80+ | 3000 | 337.593
| DM1127282 | Decor LED1x5000 K103 T830 OP LO3 DALI 1LIN LL | DALI-dimmable, I, IP40, IK05, opal polycarbonate diffuser, light grey aluminium body, for in-line connection. | 1683 | 59 | 69 |  | 100000/L80B10 | 3 | 4779 | 38.1 | 125 | 80+ | 3000 | 341.893
| DM1127283 | Decor LED1x7500 K104 T830 OP LO4 DALI 1LIN LL | DALI-dimmable, I, IP40, IK05, opal polycarbonate diffuser, light grey aluminium body, for in-line connection. | 1683 | 59 | 69 |  | 100000/L80B10 | 3 | 7169 | 57.1 | 126 | 80+ | 3000 | 355.051
| DM1127284 | Decor LED1x3050 K105 T830 OP LO1 DALI 1LIN LL | DALI-dimmable, I, IP40, IK05, opal polycarbonate diffuser, light grey aluminium body, for in-line connection. | 1963 | 59 | 69 |  | 100000/L80B10 | 3 | 2896 | 22.4 | 129 | 80+ | 3000 | 349.805
| DM1127285 | Decor LED1x4200 K106 T830 OP LO2 DALI 1LIN LL | DALI-dimmable, I, IP40, IK05, opal polycarbonate diffuser, light grey aluminium body, for in-line connection. | 1963 | 59 | 69 |  | 100000/L80B10 | 3 | 3989 | 31.5 | 127 | 80+ | 3000 | 349.805
| DM1127286 | Decor LED1x5850 K107 T830 OP LO3 DALI 1LIN LL | DALI-dimmable, I, IP40, IK05, opal polycarbonate diffuser, light grey aluminium body, for in-line connection. | 1963 | 59 | 69 |  | 100000/L80B10 | 3 | 5576 | 44.4 | 126 | 80+ | 3000 | 354.105
| DM1127287 | Decor LED1x9350 K108 T830 OP LO4 DALI 1LIN LL | DALI-dimmable, I, IP40, IK05, opal polycarbonate diffuser, light grey aluminium body, for in-line connection. | 2103 | 59 | 69 |  | 100000/L80B10 | 3 | 8961 | 71.3 | 126 | 80+ | 3000 | 411.553
| DM1127288 | Decor LED1x3500 K109 T830 OP LO1 DALI 1LIN LL | DALI-dimmable, I, IP40, IK05, opal polycarbonate diffuser, light grey aluminium body, for in-line connection. | 2243 | 59 | 69 |  | 100000/L80B10 | 3 | 3310 | 25.3 | 131 | 80+ | 3000 | 405.447
| DM1127289 | Decor LED1x4800 K110 T830 OP LO2 DALI 1LIN LL | DALI-dimmable, I, IP40, IK05, opal polycarbonate diffuser, light grey aluminium body, for in-line connection. | 2243 | 59 | 69 |  | 100000/L80B10 | 3 | 4558 | 35.5 | 128 | 80+ | 3000 | 405.447
| DM1127290 | Decor LED1x6650 K111 T830 OP LO3 DALI 1LIN LL | DALI-dimmable, I, IP40, IK05, opal polycarbonate diffuser, light grey aluminium body, for in-line connection. | 2243 | 59 | 69 |  | 100000/L80B10 | 3 | 6372 | 50.8 | 125 | 80+ | 3000 | 409.747
| DM1127291 | Decor LED1x3900 K113 T830 OP LO1 DALI 1LIN LL | DALI-dimmable, I, IP40, IK05, opal polycarbonate diffuser, light grey aluminium body, for in-line connection. | 2523 | 59 | 69 |  | 100000/L80B10 | 3 | 3723 | 27.5 | 135 | 80+ | 3000 | 482.89
| DM1127292 | Decor LED1x5350 K114 T830 OP LO2 DALI 1LIN LL | DALI-dimmable, I, IP40, IK05, opal polycarbonate diffuser, light grey aluminium body, for in-line connection. | 2523 | 59 | 69 |  | 100000/L80B10 | 3 | 5128 | 40 | 128 | 80+ | 3000 | 482.89
| DM1127293 | Decor LED1x7500 K115 T830 OP LO3 DALI 1LIN LL | DALI-dimmable, I, IP40, IK05, opal polycarbonate diffuser, light grey aluminium body, for in-line connection. | 2523 | 59 | 69 |  | 100000/L80B10 | 3 | 7169 | 57.1 | 126 | 80+ | 3000 | 488.996
| DM1127294 | Decor LED1x4550 K117 T830 OP LO1 DALI 1LIN LL | DALI-dimmable, I, IP40, IK05, opal polycarbonate diffuser, light grey aluminium body, for in-line connection. | 2943 | 59 | 69 |  | 100000/L80B10 | 3 | 4344 | 32 | 136 | 80+ | 3000 | 496.693
| DM1127295 | Decor LED1x6250 K118 T830 OP LO2 DALI 1LIN LL | DALI-dimmable, I, IP40, IK05, opal polycarbonate diffuser, light grey aluminium body, for in-line connection. | 2943 | 59 | 69 |  | 100000/L80B10 | 3 | 5983 | 46.1 | 130 | 80+ | 3000 | 496.005
| DM1127296 | Decor LED1x8750 K119 T830 OP LO3 DALI 1LIN LL | DALI-dimmable, I, IP40, IK05, opal polycarbonate diffuser, light grey aluminium body, for in-line connection. | 2943 | 59 | 69 |  | 100000/L80B10 | 3 | 8363 | 66.7 | 125 | 80+ | 3000 | 501.896
| DM1127297 | Decor LED1x900 K075 T840 OP LO1 DALI 1LIN LL | DALI-dimmable, I, IP40, IK05, opal polycarbonate diffuser, light grey aluminium body, for in-line connection. | 563 | 59 | 69 |  | 100000/L80B10 | 3 | 863 | 6.8 | 127 | 80+ | 4000 | 192.339
| DM1127298 | Decor LED1x1200 K076 T840 OP LO2 DALI 1LIN LL | DALI-dimmable, I, IP40, IK05, opal polycarbonate diffuser, light grey aluminium body, for in-line connection. | 563 | 59 | 69 |  | 100000/L80B10 | 3 | 1189 | 9.5 | 125 | 80+ | 4000 | 192.339
| DM1127299 | Decor LED1x1700 K077 T840 OP LO3 DALI 1LIN LL | DALI-dimmable, I, IP40, IK05, opal polycarbonate diffuser, light grey aluminium body, for in-line connection. | 563 | 59 | 69 |  | 100000/L80B10 | 3 | 1662 | 13.8 | 120 | 80+ | 4000 | 192.339
| DM1127300 | Decor LED1x2500 K078 T840 OP LO4 DALI 1LIN LL | DALI-dimmable, I, IP40, IK05, opal polycarbonate diffuser, light grey aluminium body, for in-line connection. | 563 | 59 | 69 |  | 100000/L80B10 | 3 | 2493 | 19.9 | 125 | 80+ | 4000 | 195.951
| DM1127301 | Decor LED1x1100 K079 T840 OP LO1 DALI 1LIN LL | DALI-dimmable, I, IP40, IK05, opal polycarbonate diffuser, light grey aluminium body, for in-line connection. | 703 | 59 | 69 |  | 100000/L80B10 | 3 | 1079 | 8.2 | 132 | 80+ | 4000 | 216.806
| DM1127302 | Decor LED1x1500 K080 T840 OP LO2 DALI 1LIN LL | DALI-dimmable, I, IP40, IK05, opal polycarbonate diffuser, light grey aluminium body, for in-line connection. | 703 | 59 | 69 |  | 100000/L80B10 | 3 | 1486 | 11.6 | 128 | 80+ | 4000 | 216.806
| DM1127303 | Decor LED1x2100 K081 T840 OP LO3 DALI 1LIN LL | DALI-dimmable, I, IP40, IK05, opal polycarbonate diffuser, light grey aluminium body, for in-line connection. | 703 | 59 | 69 |  | 100000/L80B10 | 3 | 2077 | 16.8 | 124 | 80+ | 4000 | 216.806
| DM1127304 | Decor LED1x3150 K082 T840 OP LO4 DALI 1LIN LL | DALI-dimmable, I, IP40, IK05, opal polycarbonate diffuser, light grey aluminium body, for in-line connection. | 703 | 59 | 69 |  | 100000/L80B10 | 3 | 3116 | 24.6 | 127 | 80+ | 4000 | 221.106
| DM1127305 | Decor LED1x1300 K083 T840 OP LO1 DALI 1LIN LL | DALI-dimmable, I, IP40, IK05, opal polycarbonate diffuser, light grey aluminium body, for in-line connection. | 843 | 59 | 69 |  | 100000/L80B10 | 3 | 1295 | 10.1 | 128 | 80+ | 4000 | 236.801
| DM1127306 | Decor LED1x1800 K084 T840 OP LO2 DALI 1LIN LL | DALI-dimmable, I, IP40, IK05, opal polycarbonate diffuser, light grey aluminium body, for in-line connection. | 843 | 59 | 69 |  | 100000/L80B10 | 3 | 1783 | 14 | 127 | 80+ | 4000 | 236.801
| DM1127307 | Decor LED1x2500 K085 T840 OP LO3 DALI 1LIN LL | DALI-dimmable, I, IP40, IK05, opal polycarbonate diffuser, light grey aluminium body, for in-line connection. | 843 | 59 | 69 |  | 100000/L80B10 | 3 | 2493 | 20.2 | 123 | 80+ | 4000 | 236.801
| DM1127308 | Decor LED1x3750 K086 T840 OP LO4 DALI 1LIN LL | DALI-dimmable, I, IP40, IK05, opal polycarbonate diffuser, light grey aluminium body, for in-line connection. | 843 | 59 | 69 |  | 100000/L80B10 | 3 | 3739 | 29.5 | 127 | 80+ | 4000 | 241.101
| DM1127309 | Decor LED1x1550 K087 T840 OP LO1 DALI 1LIN LL | DALI-dimmable, I, IP40, IK05, opal polycarbonate diffuser, light grey aluminium body, for in-line connection. | 983 | 59 | 69 |  | 100000/L80B10 | 3 | 1510 | 11.6 | 130 | 80+ | 4000 | 254.947
| DM1127310 | Decor LED1x2100 K088 T840 OP LO2 DALI 1LIN LL | DALI-dimmable, I, IP40, IK05, opal polycarbonate diffuser, light grey aluminium body, for in-line connection. | 983 | 59 | 69 |  | 100000/L80B10 | 3 | 2080 | 15.9 | 131 | 80+ | 4000 | 254.947
| DM1127311 | Decor LED1x2950 K089 T840 OP LO3 DALI 1LIN LL | DALI-dimmable, I, IP40, IK05, opal polycarbonate diffuser, light grey aluminium body, for in-line connection. | 983 | 59 | 69 |  | 100000/L80B10 | 3 | 2908 | 23 | 126 | 80+ | 4000 | 254.947
| DM1127312 | Decor LED1x1750 K090 T840 OP LO1 DALI 1LIN LL | DALI-dimmable, I, IP40, IK05, opal polycarbonate diffuser, light grey aluminium body, for in-line connection. | 1123 | 59 | 69 |  | 100000/L80B10 | 3 | 1726 | 13.1 | 132 | 80+ | 4000 | 257.699
| DM1127313 | Decor LED1x2400 K091 T840 OP LO2 DALI 1LIN LL | DALI-dimmable, I, IP40, IK05, opal polycarbonate diffuser, light grey aluminium body, for in-line connection. | 1123 | 59 | 69 |  | 100000/L80B10 | 3 | 2378 | 18 | 132 | 80+ | 4000 | 257.699
| DM1127314 | Decor LED1x3350 K092 T840 OP LO3 DALI 1LIN LL | DALI-dimmable, I, IP40, IK05, opal polycarbonate diffuser, light grey aluminium body, for in-line connection. | 1123 | 59 | 69 |  | 100000/L80B10 | 3 | 3323 | 26.3 | 126 | 80+ | 4000 | 257.699
| DM1127315 | Decor LED1x5000 K093 T840 OP LO4 DALI 1LIN LL | DALI-dimmable, I, IP40, IK05, opal polycarbonate diffuser, light grey aluminium body, for in-line connection. | 1123 | 59 | 69 |  | 100000/L80B10 | 3 | 4985 | 38.1 | 131 | 80+ | 4000 | 273.351
| DM1127316 | Decor LED1x1950 K094 T840 OP LO1 DALI 1LIN LL | DALI-dimmable, I, IP40, IK05, opal polycarbonate diffuser, light grey aluminium body, for in-line connection. | 1263 | 59 | 69 |  | 100000/L80B10 | 3 | 1942 | 14.5 | 134 | 80+ | 4000 | 284.445
| DM1127317 | Decor LED1x2700 K095 T840 OP LO2 DALI 1LIN LL | DALI-dimmable, I, IP40, IK05, opal polycarbonate diffuser, light grey aluminium body, for in-line connection. | 1263 | 59 | 69 |  | 100000/L80B10 | 3 | 2675 | 20.2 | 132 | 80+ | 4000 | 284.445
| DM1127318 | Decor LED1x3750 K096 T840 OP LO3 DALI 1LIN LL | DALI-dimmable, I, IP40, IK05, opal polycarbonate diffuser, light grey aluminium body, for in-line connection. | 1263 | 59 | 69 |  | 100000/L80B10 | 3 | 3739 | 29.6 | 126 | 80+ | 4000 | 285.391
| DM1127319 | Decor LED1x2200 K097 T840 OP LO1 DALI 1LIN LL | DALI-dimmable, I, IP40, IK05, opal polycarbonate diffuser, light grey aluminium body, for in-line connection. | 1403 | 59 | 69 |  | 100000/L80B10 | 3 | 2158 | 16.6 | 130 | 80+ | 4000 | 300.14
| DM1127320 | Decor LED1x3000 K098 T840 OP LO2 DALI 1LIN LL | DALI-dimmable, I, IP40, IK05, opal polycarbonate diffuser, light grey aluminium body, for in-line connection. | 1403 | 59 | 69 |  | 100000/L80B10 | 3 | 2972 | 23 | 129 | 80+ | 4000 | 300.14
| DM1127321 | Decor LED1x4200 K099 T840 OP LO3 DALI 1LIN LL | DALI-dimmable, I, IP40, IK05, opal polycarbonate diffuser, light grey aluminium body, for in-line connection. | 1403 | 59 | 69 |  | 100000/L80B10 | 3 | 4154 | 31.7 | 131 | 80+ | 4000 | 304.655
| DM1127322 | Decor LED1x6250 K100 T840 OP LO4 DALI 1LIN LL | DALI-dimmable, I, IP40, IK05, opal polycarbonate diffuser, light grey aluminium body, for in-line connection. | 1403 | 59 | 69 |  | 100000/L80B10 | 3 | 6231 | 47.6 | 131 | 80+ | 4000 | 311.449
| DM1127323 | Decor LED1x2600 K101 T840 OP LO1 DALI 1LIN LL | DALI-dimmable, I, IP40, IK05, opal polycarbonate diffuser, light grey aluminium body, for in-line connection. | 1683 | 59 | 69 |  | 100000/L80B10 | 3 | 2589 | 19.4 | 133 | 80+ | 4000 | 337.593
| DM1127324 | Decor LED1x3600 K102 T840 OP LO2 DALI 1LIN LL | DALI-dimmable, I, IP40, IK05, opal polycarbonate diffuser, light grey aluminium body, for in-line connection. | 1683 | 59 | 69 |  | 100000/L80B10 | 3 | 3566 | 27.3 | 131 | 80+ | 4000 | 337.593
| DM1127325 | Decor LED1x5000 K103 T840 OP LO3 DALI 1LIN LL | DALI-dimmable, I, IP40, IK05, opal polycarbonate diffuser, light grey aluminium body, for in-line connection. | 1683 | 59 | 69 |  | 100000/L80B10 | 3 | 4985 | 38.1 | 131 | 80+ | 4000 | 341.893
| DM1127326 | Decor LED1x7500 K104 T840 OP LO4 DALI 1LIN LL | DALI-dimmable, I, IP40, IK05, opal polycarbonate diffuser, light grey aluminium body, for in-line connection. | 1683 | 59 | 69 |  | 100000/L80B10 | 3 | 7478 | 57.1 | 131 | 80+ | 4000 | 355.051
| DM1127327 | Decor LED1x3050 K105 T840 OP LO1 DALI 1LIN LL | DALI-dimmable, I, IP40, IK05, opal polycarbonate diffuser, light grey aluminium body, for in-line connection. | 1963 | 59 | 69 |  | 100000/L80B10 | 3 | 3021 | 22.4 | 135 | 80+ | 4000 | 349.805
| DM1127328 | Decor LED1x4200 K106 T840 OP LO2 DALI 1LIN LL | DALI-dimmable, I, IP40, IK05, opal polycarbonate diffuser, light grey aluminium body, for in-line connection. | 1963 | 59 | 69 |  | 100000/L80B10 | 3 | 4161 | 31.5 | 132 | 80+ | 4000 | 349.805
| DM1127329 | Decor LED1x5850 K107 T840 OP LO3 DALI 1LIN LL | DALI-dimmable, I, IP40, IK05, opal polycarbonate diffuser, light grey aluminium body, for in-line connection. | 1963 | 59 | 69 |  | 100000/L80B10 | 3 | 5816 | 44.4 | 131 | 80+ | 4000 | 354.105
| DM1127330 | Decor LED1x9350 K108 T840 OP LO4 DALI 1LIN LL | DALI-dimmable, I, IP40, IK05, opal polycarbonate diffuser, light grey aluminium body, for in-line connection. | 2103 | 59 | 69 |  | 100000/L80B10 | 3 | 9347 | 71.3 | 131 | 80+ | 4000 | 411.553
| DM1127331 | Decor LED1x3500 K109 T840 OP LO1 DALI 1LIN LL | DALI-dimmable, I, IP40, IK05, opal polycarbonate diffuser, light grey aluminium body, for in-line connection. | 2243 | 59 | 69 |  | 100000/L80B10 | 3 | 3452 | 25.3 | 136 | 80+ | 4000 | 405.447
| DM1127332 | Decor LED1x4800 K110 T840 OP LO2 DALI 1LIN LL | DALI-dimmable, I, IP40, IK05, opal polycarbonate diffuser, light grey aluminium body, for in-line connection. | 2243 | 59 | 69 |  | 100000/L80B10 | 3 | 4755 | 35.5 | 134 | 80+ | 4000 | 405.447
| DM1127333 | Decor LED1x6650 K111 T840 OP LO3 DALI 1LIN LL | DALI-dimmable, I, IP40, IK05, opal polycarbonate diffuser, light grey aluminium body, for in-line connection. | 2243 | 59 | 69 |  | 100000/L80B10 | 3 | 6647 | 50.8 | 131 | 80+ | 4000 | 409.747
| DM1127334 | Decor LED1x3900 K113 T840 OP LO1 DALI 1LIN LL | DALI-dimmable, I, IP40, IK05, opal polycarbonate diffuser, light grey aluminium body, for in-line connection. | 2523 | 59 | 69 |  | 100000/L80B10 | 3 | 3884 | 27.5 | 141 | 80+ | 4000 | 482.89
| DM1127335 | Decor LED1x5350 K114 T840 OP LO2 DALI 1LIN LL | DALI-dimmable, I, IP40, IK05, opal polycarbonate diffuser, light grey aluminium body, for in-line connection. | 2523 | 59 | 69 |  | 100000/L80B10 | 3 | 5349 | 40 | 134 | 80+ | 4000 | 482.89
| DM1127336 | Decor LED1x7500 K115 T840 OP LO3 DALI 1LIN LL | DALI-dimmable, I, IP40, IK05, opal polycarbonate diffuser, light grey aluminium body, for in-line connection. | 2523 | 59 | 69 |  | 100000/L80B10 | 3 | 7478 | 57.1 | 131 | 80+ | 4000 | 488.996
| DM1127337 | Decor LED1x4550 K117 T840 OP LO1 DALI 1LIN LL | DALI-dimmable, I, IP40, IK05, opal polycarbonate diffuser, light grey aluminium body, for in-line connection. | 2943 | 59 | 69 |  | 100000/L80B10 | 3 | 4531 | 32 | 142 | 80+ | 4000 | 496.693
| DM1127338 | Decor LED1x6250 K118 T840 OP LO2 DALI 1LIN LL | DALI-dimmable, I, IP40, IK05, opal polycarbonate diffuser, light grey aluminium body, for in-line connection. | 2943 | 59 | 69 |  | 100000/L80B10 | 3 | 6241 | 46.1 | 135 | 80+ | 4000 | 496.005
| DM1127339 | Decor LED1x8750 K119 T840 OP LO3 DALI 1LIN LL | DALI-dimmable, I, IP40, IK05, opal polycarbonate diffuser, light grey aluminium body, for in-line connection. | 2943 | 59 | 69 |  | 100000/L80B10 | 3 | 8724 | 66.7 | 131 | 80+ | 4000 | 501.896
| DM1127340 | Decor LED1x850 K075 T830 DPRZ LT80 LO1 DALI 1LIN LL | DALI-dimmable, I, IP40, IK05, UGR≤16, matt micro-prismatic polycarbonate diffuser, light grey aluminium body, for in-line connection | 563 | 59 | 69 |  | 100000/L80B10 | 3 | 772 | 6.8 | 114 | 80+ | 3000 | 195.048
| DM1127341 | Decor LED1x1150 K076 T830 DPRZ LT80 LO2 DALI 1LIN LL | DALI-dimmable, I, IP40, IK05, UGR≤19, matt micro-prismatic polycarbonate diffuser, light grey aluminium body, for in-line connection | 563 | 59 | 69 |  | 100000/L80B10 | 3 | 1064 | 9.5 | 112 | 80+ | 3000 | 195.048
| DM1127342 | Decor LED1x1600 K077 T830 DPRZ LT80 LO3 DALI 1LIN LL | DALI-dimmable, I, IP40, IK05, UGR≤19, matt micro-prismatic polycarbonate diffuser, light grey aluminium body, for in-line connection | 563 | 59 | 69 |  | 100000/L80B10 | 3 | 1487 | 13.8 | 108 | 80+ | 3000 | 195.048
| DM1127343 | Decor LED1x2350 K078 T830 DPRZ LT80 LO4 DALI 1LIN LL | DALI-dimmable, I, IP40, IK05, UGR≤22, matt micro-prismatic polycarbonate diffuser, light grey aluminium body, for in-line connection | 563 | 59 | 69 |  | 100000/L80B10 | 3 | 2230 | 19.9 | 112 | 80+ | 3000 | 198.445
| DM1127344 | Decor LED1x1050 K079 T830 DPRZ LT80 LO1 DALI 1LIN LL | DALI-dimmable, I, IP40, IK05, UGR≤16, matt micro-prismatic polycarbonate diffuser, light grey aluminium body, for in-line connection | 703 | 59 | 69 |  | 100000/L80B10 | 3 | 965 | 8.2 | 118 | 80+ | 3000 | 220.246
| DM1127345 | Decor LED1x1400 K080 T830 DPRZ LT80 LO2 DALI 1LIN LL | DALI-dimmable, I, IP40, IK05, UGR≤19, matt micro-prismatic polycarbonate diffuser, light grey aluminium body, for in-line connection | 703 | 59 | 69 |  | 100000/L80B10 | 3 | 1330 | 11.6 | 115 | 80+ | 3000 | 220.246
| DM1127346 | Decor LED1x1950 K081 T830 DPRZ LT80 LO3 DALI 1LIN LL | DALI-dimmable, I, IP40, IK05, UGR≤19, matt micro-prismatic polycarbonate diffuser, light grey aluminium body, for in-line connection | 703 | 59 | 69 |  | 100000/L80B10 | 3 | 1859 | 16.8 | 111 | 80+ | 3000 | 220.246
| DM1127347 | Decor LED1x2950 K082 T830 DPRZ LT80 LO4 DALI 1LIN LL | DALI-dimmable, I, IP40, IK05, UGR≤22, matt micro-prismatic polycarbonate diffuser, light grey aluminium body, for in-line connection | 703 | 59 | 69 |  | 100000/L80B10 | 3 | 2788 | 24.6 | 113 | 80+ | 3000 | 224.546
| DM1127348 | Decor LED1x1250 K083 T830 DPRZ LT80 LO1 DALI 1LIN LL | DALI-dimmable, I, IP40, IK05, UGR≤16, matt micro-prismatic polycarbonate diffuser, light grey aluminium body, for in-line connection | 843 | 59 | 69 |  | 100000/L80B10 | 3 | 1158 | 10.1 | 115 | 80+ | 3000 | 241.101
| DM1127349 | Decor LED1x1700 K084 T830 DPRZ LT80 LO2 DALI 1LIN LL | DALI-dimmable, I, IP40, IK05, UGR≤19, matt micro-prismatic polycarbonate diffuser, light grey aluminium body, for in-line connection | 843 | 59 | 69 |  | 100000/L80B10 | 3 | 1595 | 14 | 114 | 80+ | 3000 | 241.101
| DM1127350 | Decor LED1x2350 K085 T830 DPRZ LT80 LO3 DALI 1LIN LL | DALI-dimmable, I, IP40, IK05, UGR≤19, matt micro-prismatic polycarbonate diffuser, light grey aluminium body, for in-line connection | 843 | 59 | 69 |  | 100000/L80B10 | 3 | 2230 | 20.2 | 110 | 80+ | 3000 | 241.101
| DM1127351 | Decor LED1x3500 K086 T830 DPRZ LT80 LO4 DALI 1LIN LL | DALI-dimmable, I, IP40, IK05, UGR≤22, matt micro-prismatic polycarbonate diffuser, light grey aluminium body, for in-line connection | 843 | 59 | 69 |  | 100000/L80B10 | 3 | 3345 | 29.5 | 113 | 80+ | 3000 | 245.444
| DM1127352 | Decor LED1x1450 K087 T830 DPRZ LT80 LO1 DALI 1LIN LL | DALI-dimmable, I, IP40, IK05, UGR≤16, matt micro-prismatic polycarbonate diffuser, light grey aluminium body, for in-line connection | 983 | 59 | 69 |  | 100000/L80B10 | 3 | 1351 | 11.6 | 116 | 80+ | 3000 | 260.193
| DM1127353 | Decor LED1x1950 K088 T830 DPRZ LT80 LO2 DALI 1LIN LL | DALI-dimmable, I, IP40, IK05, UGR≤19, matt micro-prismatic polycarbonate diffuser, light grey aluminium body, for in-line connection | 983 | 59 | 69 |  | 100000/L80B10 | 3 | 1861 | 15.9 | 117 | 80+ | 3000 | 260.193
| DM1127354 | Decor LED1x2750 K089 T830 DPRZ LT80 LO3 DALI 1LIN LL | DALI-dimmable, I, IP40, IK05, UGR≤19, matt micro-prismatic polycarbonate diffuser, light grey aluminium body, for in-line connection | 983 | 59 | 69 |  | 100000/L80B10 | 3 | 2602 | 23 | 113 | 80+ | 3000 | 260.193
| DM1127355 | Decor LED1x1650 K090 T830 DPRZ LT80 LO1 DALI 1LIN LL | DALI-dimmable, I, IP40, IK05, UGR≤16, matt micro-prismatic polycarbonate diffuser, light grey aluminium body, for in-line connection | 1123 | 59 | 69 |  | 100000/L80B10 | 3 | 1545 | 13.1 | 118 | 80+ | 3000 | 262.902
| DM1127356 | Decor LED1x2250 K091 T830 DPRZ LT80 LO2 DALI 1LIN LL | DALI-dimmable, I, IP40, IK05, UGR≤19, matt micro-prismatic polycarbonate diffuser, light grey aluminium body, for in-line connection | 1123 | 59 | 69 |  | 100000/L80B10 | 3 | 2127 | 18 | 118 | 80+ | 3000 | 262.902
| DM1127357 | Decor LED1x3150 K092 T830 DPRZ LT80 LO3 DALI 1LIN LL | DALI-dimmable, I, IP40, IK05, UGR≤19, matt micro-prismatic polycarbonate diffuser, light grey aluminium body, for in-line connection | 1123 | 59 | 69 |  | 100000/L80B10 | 3 | 2974 | 26.3 | 113 | 80+ | 3000 | 262.902
| DM1127358 | Decor LED1x4700 K093 T830 DPRZ LT80 LO4 DALI 1LIN LL | DALI-dimmable, I, IP40, IK05, UGR≤22, matt micro-prismatic polycarbonate diffuser, light grey aluminium body, for in-line connection | 1123 | 59 | 69 |  | 100000/L80B10 | 3 | 4460 | 38.1 | 117 | 80+ | 3000 | 278.554
| DM1127359 | Decor LED1x1850 K094 T830 DPRZ LT80 LO1 DALI 1LIN LL | DALI-dimmable, I, IP40, IK05, UGR≤16, matt micro-prismatic polycarbonate diffuser, light grey aluminium body, for in-line connection | 1263 | 59 | 69 |  | 100000/L80B10 | 3 | 1738 | 14.5 | 120 | 80+ | 3000 | 290.551
| DM1127360 | Decor LED1x2500 K095 T830 DPRZ LT80 LO2 DALI 1LIN LL | DALI-dimmable, I, IP40, IK05, UGR≤19, matt micro-prismatic polycarbonate diffuser, light grey aluminium body, for in-line connection | 1263 | 59 | 69 |  | 100000/L80B10 | 3 | 2393 | 20.2 | 118 | 80+ | 3000 | 290.551
| DM1127361 | Decor LED1x3500 K096 T830 DPRZ LT80 LO3 DALI 1LIN LL | DALI-dimmable, I, IP40, IK05, UGR≤19, matt micro-prismatic polycarbonate diffuser, light grey aluminium body, for in-line connection | 1263 | 59 | 69 |  | 100000/L80B10 | 3 | 3345 | 29.6 | 113 | 80+ | 3000 | 291.497
| DM1127362 | Decor LED1x2050 K097 T830 DPRZ LT80 LO1 DALI 1LIN LL | DALI-dimmable, I, IP40, IK05, UGR≤16, matt micro-prismatic polycarbonate diffuser, light grey aluminium body, for in-line connection | 1403 | 59 | 69 |  | 100000/L80B10 | 3 | 1931 | 16.6 | 116 | 80+ | 3000 | 306.246
| DM1127363 | Decor LED1x2800 K098 T830 DPRZ LT80 LO2 DALI 1LIN LL | DALI-dimmable, I, IP40, IK05, UGR≤19, matt micro-prismatic polycarbonate diffuser, light grey aluminium body, for in-line connection | 1403 | 59 | 69 |  | 100000/L80B10 | 3 | 2659 | 23 | 116 | 80+ | 3000 | 306.246
| DM1127364 | Decor LED1x3900 K099 T830 DPRZ LT80 LO3 DALI 1LIN LL | DALI-dimmable, I, IP40, IK05, UGR≤19, matt micro-prismatic polycarbonate diffuser, light grey aluminium body, for in-line connection | 1403 | 59 | 69 |  | 100000/L80B10 | 3 | 3717 | 31.7 | 117 | 80+ | 3000 | 310.546
| DM1127365 | Decor LED1x5850 K100 T830 DPRZ LT80 LO4 DALI 1LIN LL | DALI-dimmable, I, IP40, IK05, UGR≤22, matt micro-prismatic polycarbonate diffuser, light grey aluminium body, for in-line connection | 1403 | 59 | 69 |  | 100000/L80B10 | 3 | 5576 | 47.6 | 117 | 80+ | 3000 | 318.501
| DM1127366 | Decor LED1x2450 K101 T830 DPRZ LT80 LO1 DALI 1LIN LL | DALI-dimmable, I, IP40, IK05, UGR≤16, matt micro-prismatic polycarbonate diffuser, light grey aluminium body, for in-line connection | 1683 | 59 | 69 |  | 100000/L80B10 | 3 | 2317 | 19.4 | 119 | 80+ | 3000 | 345.548
| DM1127367 | Decor LED1x3350 K102 T830 DPRZ LT80 LO2 DALI 1LIN LL | DALI-dimmable, I, IP40, IK05, UGR≤19, matt micro-prismatic polycarbonate diffuser, light grey aluminium body, for in-line connection | 1683 | 59 | 69 |  | 100000/L80B10 | 3 | 3191 | 27.3 | 117 | 80+ | 3000 | 345.548
| DM1127368 | Decor LED1x4700 K103 T830 DPRZ LT80 LO3 DALI 1LIN LL | DALI-dimmable, I, IP40, IK05, UGR≤19, matt micro-prismatic polycarbonate diffuser, light grey aluminium body, for in-line connection | 1683 | 59 | 69 |  | 100000/L80B10 | 3 | 4460 | 38.1 | 117 | 80+ | 3000 | 349.805
| DM1127369 | Decor LED1x7000 K104 T830 DPRZ LT80 LO4 DALI 1LIN LL | DALI-dimmable, I, IP40, IK05, UGR≤22, matt micro-prismatic polycarbonate diffuser, light grey aluminium body, for in-line connection | 1683 | 59 | 69 |  | 100000/L80B10 | 3 | 6691 | 57.1 | 117 | 80+ | 3000 | 362.748
| DM1127370 | Decor LED1x2850 K105 T830 DPRZ LT80 LO1 DALI 1LIN LL | DALI-dimmable, I, IP40, IK05, UGR≤16, matt micro-prismatic polycarbonate diffuser, light grey aluminium body, for in-line connection | 1963 | 59 | 69 |  | 100000/L80B10 | 3 | 2703 | 22.4 | 121 | 80+ | 3000 | 357.588
| DM1127371 | Decor LED1x3900 K106 T830 DPRZ LT80 LO2 DALI 1LIN LL | DALI-dimmable, I, IP40, IK05, UGR≤19, matt micro-prismatic polycarbonate diffuser, light grey aluminium body, for in-line connection | 1963 | 59 | 69 |  | 100000/L80B10 | 3 | 3723 | 31.5 | 118 | 80+ | 3000 | 357.588
| DM1127372 | Decor LED1x5450 K107 T830 DPRZ LT80 LO3 DALI 1LIN LL | DALI-dimmable, I, IP40, IK05, UGR≤19, matt micro-prismatic polycarbonate diffuser, light grey aluminium body, for in-line connection | 1963 | 59 | 69 |  | 100000/L80B10 | 3 | 5204 | 44.4 | 117 | 80+ | 3000 | 361.888
| DM1127373 | Decor LED1x8750 K108 T830 DPRZ LT80 LO4 DALI 1LIN LL | DALI-dimmable, I, IP40, IK05, UGR≤19, matt micro-prismatic polycarbonate diffuser, light grey aluminium body, for in-line connection | 2103 | 59 | 69 |  | 100000/L80B10 | 3 | 8364 | 71.3 | 117 | 80+ | 3000 | 421.142
| DM1127374 | Decor LED1x3250 K109 T830 DPRZ LT80 LO1 DALI 1LIN LL | DALI-dimmable, I, IP40, IK05, UGR≤16, matt micro-prismatic polycarbonate diffuser, light grey aluminium body, for in-line connection | 2243 | 59 | 69 |  | 100000/L80B10 | 3 | 3089 | 25.3 | 122 | 80+ | 3000 | 415.853
| DM1127375 | Decor LED1x4450 K110 T830 DPRZ LT80 LO2 DALI 1LIN LL | DALI-dimmable, I, IP40, IK05, UGR≤19, matt micro-prismatic polycarbonate diffuser, light grey aluminium body, for in-line connection | 2243 | 59 | 69 |  | 100000/L80B10 | 3 | 4255 | 35.5 | 120 | 80+ | 3000 | 415.853
| DM1127376 | Decor LED1x6250 K111 T830 DPRZ LT80 LO3 DALI 1LIN LL | DALI-dimmable, I, IP40, IK05, UGR≤19, matt micro-prismatic polycarbonate diffuser, light grey aluminium body, for in-line connection | 2243 | 59 | 69 |  | 100000/L80B10 | 3 | 5947 | 50.8 | 117 | 80+ | 3000 | 420.196
| DM1127377 | Decor LED1x3650 K113 T830 DPRZ LT80 LO1 DALI 1LIN LL | DALI-dimmable, I, IP40, IK05, UGR≤16, matt micro-prismatic polycarbonate diffuser, light grey aluminium body, for in-line connection | 2523 | 59 | 69 |  | 100000/L80B10 | 3 | 3475 | 27.5 | 126 | 80+ | 3000 | 496.005
| DM1127378 | Decor LED1x5000 K114 T830 DPRZ LT80 LO2 DALI 1LIN LL | DALI-dimmable, I, IP40, IK05, UGR≤19, matt micro-prismatic polycarbonate diffuser, light grey aluminium body, for in-line connection | 2523 | 59 | 69 |  | 100000/L80B10 | 3 | 4786 | 40 | 120 | 80+ | 3000 | 496.005
| DM1127379 | Decor LED1x7000 K115 T830 DPRZ LT80 LO3 DALI 1LIN LL | DALI-dimmable, I, IP40, IK05, UGR≤19, matt micro-prismatic polycarbonate diffuser, light grey aluminium body, for in-line connection | 2523 | 59 | 69 |  | 100000/L80B10 | 3 | 6691 | 57.1 | 117 | 80+ | 3000 | 501.896
| DM1127380 | Decor LED1x4250 K117 T830 DPRZ LT80 LO1 DALI 1LIN LL | DALI-dimmable, I, IP40, IK05, UGR≤16, matt micro-prismatic polycarbonate diffuser, light grey aluminium body, for in-line connection | 2943 | 59 | 69 |  | 100000/L80B10 | 3 | 4054 | 32 | 127 | 80+ | 3000 | 508.948
| DM1127381 | Decor LED1x5850 K118 T830 DPRZ LT80 LO2 DALI 1LIN LL | DALI-dimmable, I, IP40, IK05, UGR≤19, matt micro-prismatic polycarbonate diffuser, light grey aluminium body, for in-line connection | 2943 | 59 | 69 |  | 100000/L80B10 | 3 | 5584 | 46.1 | 121 | 80+ | 3000 | 508.948
| DM1127382 | Decor LED1x8150 K119 T830 DPRZ LT80 LO3 DALI 1LIN LL | DALI-dimmable, I, IP40, IK05, UGR≤19, matt micro-prismatic polycarbonate diffuser, light grey aluminium body, for in-line connection | 2943 | 59 | 69 |  | 100000/L80B10 | 3 | 7806 | 66.7 | 117 | 80+ | 3000 | 515.054
| DM1127383 | Decor LED1x850 K075 T840 DPRZ LT80 LO1 DALI 1LIN LL | DALI-dimmable, I, IP40, IK05, UGR≤16, matt micro-prismatic polycarbonate diffuser, light grey aluminium body, for in-line connection, for in-line connection | 563 | 59 | 69 |  | 100000/L80B10 | 3 | 806 | 6.8 | 119 | 80+ | 4000 | 195.048
| DM1127384 | Decor LED1x1150 K076 T840 DPRZ LT80 LO2 DALI 1LIN LL | DALI-dimmable, I, IP40, IK05, UGR≤19, matt micro-prismatic polycarbonate diffuser, light grey aluminium body, for in-line connection, for in-line connection | 563 | 59 | 69 |  | 100000/L80B10 | 3 | 1110 | 9.5 | 117 | 80+ | 4000 | 195.048
| DM1127385 | Decor LED1x1600 K077 T840 DPRZ LT80 LO3 DALI 1LIN LL | DALI-dimmable, I, IP40, IK05, UGR≤19, matt micro-prismatic polycarbonate diffuser, light grey aluminium body, for in-line connection, for in-line connection | 563 | 59 | 69 |  | 100000/L80B10 | 3 | 1551 | 13.8 | 112 | 80+ | 4000 | 195.048
| DM1127386 | Decor LED1x2350 K078 T840 DPRZ LT80 LO4 DALI 1LIN LL | DALI-dimmable, I, IP40, IK05, UGR≤22, matt micro-prismatic polycarbonate diffuser, light grey aluminium body, for in-line connection, for in-line connection | 563 | 59 | 69 |  | 100000/L80B10 | 3 | 2326 | 19.9 | 117 | 80+ | 4000 | 198.445
| DM1127387 | Decor LED1x1050 K079 T840 DPRZ LT80 LO1 DALI 1LIN LL | DALI-dimmable, I, IP40, IK05, UGR≤16, matt micro-prismatic polycarbonate diffuser, light grey aluminium body, for in-line connection, for in-line connection | 703 | 59 | 69 |  | 100000/L80B10 | 3 | 1007 | 8.2 | 123 | 80+ | 4000 | 220.246
| DM1127388 | Decor LED1x1400 K080 T840 DPRZ LT80 LO2 DALI 1LIN LL | DALI-dimmable, I, IP40, IK05, UGR≤19, matt micro-prismatic polycarbonate diffuser, light grey aluminium body, for in-line connection, for in-line connection | 703 | 59 | 69 |  | 100000/L80B10 | 3 | 1387 | 11.6 | 120 | 80+ | 4000 | 220.246
| DM1127389 | Decor LED1x1950 K081 T840 DPRZ LT80 LO3 DALI 1LIN LL | DALI-dimmable, I, IP40, IK05, UGR≤19, matt micro-prismatic polycarbonate diffuser, light grey aluminium body, for in-line connection, for in-line connection | 703 | 59 | 69 |  | 100000/L80B10 | 3 | 1939 | 16.8 | 115 | 80+ | 4000 | 220.246
| DM1127390 | Decor LED1x2950 K082 T840 DPRZ LT80 LO4 DALI 1LIN LL | DALI-dimmable, I, IP40, IK05, UGR≤22, matt micro-prismatic polycarbonate diffuser, light grey aluminium body, for in-line connection, for in-line connection | 703 | 59 | 69 |  | 100000/L80B10 | 3 | 2908 | 24.6 | 118 | 80+ | 4000 | 224.546
| DM1127391 | Decor LED1x1250 K083 T840 DPRZ LT80 LO1 DALI 1LIN LL | DALI-dimmable, I, IP40, IK05, UGR≤16, matt micro-prismatic polycarbonate diffuser, light grey aluminium body, for in-line connection, for in-line connection | 843 | 59 | 69 |  | 100000/L80B10 | 3 | 1208 | 10.1 | 120 | 80+ | 4000 | 241.101
| DM1127392 | Decor LED1x1700 K084 T840 DPRZ LT80 LO2 DALI 1LIN LL | DALI-dimmable, I, IP40, IK05, UGR≤19, matt micro-prismatic polycarbonate diffuser, light grey aluminium body, for in-line connection, for in-line connection | 843 | 59 | 69 |  | 100000/L80B10 | 3 | 1664 | 14 | 119 | 80+ | 4000 | 241.101
| DM1127393 | Decor LED1x2350 K085 T840 DPRZ LT80 LO3 DALI 1LIN LL | DALI-dimmable, I, IP40, IK05, UGR≤19, matt micro-prismatic polycarbonate diffuser, light grey aluminium body, for in-line connection, for in-line connection | 843 | 59 | 69 |  | 100000/L80B10 | 3 | 2326 | 20.2 | 115 | 80+ | 4000 | 241.101
| DM1127394 | Decor LED1x3500 K086 T840 DPRZ LT80 LO4 DALI 1LIN LL | DALI-dimmable, I, IP40, IK05, UGR≤22, matt micro-prismatic polycarbonate diffuser, light grey aluminium body, for in-line connection, for in-line connection | 843 | 59 | 69 |  | 100000/L80B10 | 3 | 3490 | 29.5 | 118 | 80+ | 4000 | 245.444
| DM1127395 | Decor LED1x1450 K087 T840 DPRZ LT80 LO1 DALI 1LIN LL | DALI-dimmable, I, IP40, IK05, UGR≤16, matt micro-prismatic polycarbonate diffuser, light grey aluminium body, for in-line connection, for in-line connection | 983 | 59 | 69 |  | 100000/L80B10 | 3 | 1410 | 11.6 | 122 | 80+ | 4000 | 260.193
| DM1127396 | Decor LED1x1950 K088 T840 DPRZ LT80 LO2 DALI 1LIN LL | DALI-dimmable, I, IP40, IK05, UGR≤19, matt micro-prismatic polycarbonate diffuser, light grey aluminium body, for in-line connection, for in-line connection | 983 | 59 | 69 |  | 100000/L80B10 | 3 | 1942 | 15.9 | 122 | 80+ | 4000 | 260.193
| DM1127397 | Decor LED1x2750 K089 T840 DPRZ LT80 LO3 DALI 1LIN LL | DALI-dimmable, I, IP40, IK05, UGR≤19, matt micro-prismatic polycarbonate diffuser, light grey aluminium body, for in-line connection, for in-line connection | 983 | 59 | 69 |  | 100000/L80B10 | 3 | 2714 | 23 | 118 | 80+ | 4000 | 260.193
| DM1127398 | Decor LED1x1650 K090 T840 DPRZ LT80 LO1 DALI 1LIN LL | DALI-dimmable, I, IP40, IK05, UGR≤16, matt micro-prismatic polycarbonate diffuser, light grey aluminium body, for in-line connection, for in-line connection | 1123 | 59 | 69 |  | 100000/L80B10 | 3 | 1611 | 13.1 | 123 | 80+ | 4000 | 262.902
| DM1127399 | Decor LED1x2250 K091 T840 DPRZ LT80 LO2 DALI 1LIN LL | DALI-dimmable, I, IP40, IK05, UGR≤19, matt micro-prismatic polycarbonate diffuser, light grey aluminium body, for in-line connection, for in-line connection | 1123 | 59 | 69 |  | 100000/L80B10 | 3 | 2219 | 18 | 123 | 80+ | 4000 | 262.902
| DM1127400 | Decor LED1x3150 K092 T840 DPRZ LT80 LO3 DALI 1LIN LL | DALI-dimmable, I, IP40, IK05, UGR≤19, matt micro-prismatic polycarbonate diffuser, light grey aluminium body, for in-line connection, for in-line connection | 1123 | 59 | 69 |  | 100000/L80B10 | 3 | 3102 | 26.3 | 118 | 80+ | 4000 | 262.902
| DM1127401 | Decor LED1x4700 K093 T840 DPRZ LT80 LO4 DALI 1LIN LL | DALI-dimmable, I, IP40, IK05, UGR≤22, matt micro-prismatic polycarbonate diffuser, light grey aluminium body, for in-line connection, for in-line connection | 1123 | 59 | 69 |  | 100000/L80B10 | 3 | 4653 | 38.1 | 122 | 80+ | 4000 | 278.554
| DM1127402 | Decor LED1x1850 K094 T840 DPRZ LT80 LO1 DALI 1LIN LL | DALI-dimmable, I, IP40, IK05, UGR≤16, matt micro-prismatic polycarbonate diffuser, light grey aluminium body, for in-line connection, for in-line connection | 1263 | 59 | 69 |  | 100000/L80B10 | 3 | 1813 | 14.5 | 125 | 80+ | 4000 | 290.551
| DM1127403 | Decor LED1x2500 K095 T840 DPRZ LT80 LO2 DALI 1LIN LL | DALI-dimmable, I, IP40, IK05, UGR≤19, matt micro-prismatic polycarbonate diffuser, light grey aluminium body, for in-line connection, for in-line connection | 1263 | 59 | 69 |  | 100000/L80B10 | 3 | 2496 | 20.2 | 124 | 80+ | 4000 | 290.551
| DM1127404 | Decor LED1x3500 K096 T840 DPRZ LT80 LO3 DALI 1LIN LL | DALI-dimmable, I, IP40, IK05, UGR≤19, matt micro-prismatic polycarbonate diffuser, light grey aluminium body, for in-line connection, for in-line connection | 1263 | 59 | 69 |  | 100000/L80B10 | 3 | 3490 | 29.6 | 118 | 80+ | 4000 | 291.497
| DM1127405 | Decor LED1x2050 K097 T840 DPRZ LT80 LO1 DALI 1LIN LL | DALI-dimmable, I, IP40, IK05, UGR≤16, matt micro-prismatic polycarbonate diffuser, light grey aluminium body, for in-line connection, for in-line connection | 1403 | 59 | 69 |  | 100000/L80B10 | 3 | 2014 | 16.6 | 121 | 80+ | 4000 | 306.246
| DM1127406 | Decor LED1x2800 K098 T840 DPRZ LT80 LO2 DALI 1LIN LL | DALI-dimmable, I, IP40, IK05, UGR≤19, matt micro-prismatic polycarbonate diffuser, light grey aluminium body, for in-line connection, for in-line connection | 1403 | 59 | 69 |  | 100000/L80B10 | 3 | 2774 | 23 | 121 | 80+ | 4000 | 306.246
| DM1127407 | Decor LED1x3900 K099 T840 DPRZ LT80 LO3 DALI 1LIN LL | DALI-dimmable, I, IP40, IK05, UGR≤19, matt micro-prismatic polycarbonate diffuser, light grey aluminium body, for in-line connection, for in-line connection | 1403 | 59 | 69 |  | 100000/L80B10 | 3 | 3877 | 31.7 | 122 | 80+ | 4000 | 310.546
| DM1127408 | Decor LED1x5850 K100 T840 DPRZ LT80 LO4 DALI 1LIN LL | DALI-dimmable, I, IP40, IK05, UGR≤22, matt micro-prismatic polycarbonate diffuser, light grey aluminium body, for in-line connection, for in-line connection | 1403 | 59 | 69 |  | 100000/L80B10 | 3 | 5816 | 47.6 | 122 | 80+ | 4000 | 318.501
| DM1127409 | Decor LED1x2450 K101 T840 DPRZ LT80 LO1 DALI 1LIN LL | DALI-dimmable, I, IP40, IK05, UGR≤16, matt micro-prismatic polycarbonate diffuser, light grey aluminium body, for in-line connection, for in-line connection | 1683 | 59 | 69 |  | 100000/L80B10 | 3 | 2417 | 19.4 | 125 | 80+ | 4000 | 345.548
| DM1127410 | Decor LED1x3350 K102 T840 DPRZ LT80 LO2 DALI 1LIN LL | DALI-dimmable, I, IP40, IK05, UGR≤19, matt micro-prismatic polycarbonate diffuser, light grey aluminium body, for in-line connection, for in-line connection | 1683 | 59 | 69 |  | 100000/L80B10 | 3 | 3329 | 27.3 | 122 | 80+ | 4000 | 345.548
| DM1127411 | Decor LED1x4700 K103 T840 DPRZ LT80 LO3 DALI 1LIN LL | DALI-dimmable, I, IP40, IK05, UGR≤19, matt micro-prismatic polycarbonate diffuser, light grey aluminium body, for in-line connection, for in-line connection | 1683 | 59 | 69 |  | 100000/L80B10 | 3 | 4653 | 38.1 | 122 | 80+ | 4000 | 349.805
| DM1127412 | Decor LED1x7000 K104 T840 DPRZ LT80 LO4 DALI 1LIN LL | DALI-dimmable, I, IP40, IK05, UGR≤22, matt micro-prismatic polycarbonate diffuser, light grey aluminium body, for in-line connection, for in-line connection | 1683 | 59 | 69 |  | 100000/L80B10 | 3 | 6979 | 57.1 | 122 | 80+ | 4000 | 362.748
| DM1127413 | Decor LED1x2850 K105 T840 DPRZ LT80 LO1 DALI 1LIN LL | DALI-dimmable, I, IP40, IK05, UGR≤16, matt micro-prismatic polycarbonate diffuser, light grey aluminium body, for in-line connection, for in-line connection | 1963 | 59 | 69 |  | 100000/L80B10 | 3 | 2819 | 22.4 | 126 | 80+ | 4000 | 357.588
| DM1127414 | Decor LED1x3900 K106 T840 DPRZ LT80 LO2 DALI 1LIN LL | DALI-dimmable, I, IP40, IK05, UGR≤19, matt micro-prismatic polycarbonate diffuser, light grey aluminium body, for in-line connection, for in-line connection | 1963 | 59 | 69 |  | 100000/L80B10 | 3 | 3883 | 31.5 | 123 | 80+ | 4000 | 357.588
| DM1127415 | Decor LED1x5450 K107 T840 DPRZ LT80 LO3 DALI 1LIN LL | DALI-dimmable, I, IP40, IK05, UGR≤19, matt micro-prismatic polycarbonate diffuser, light grey aluminium body, for in-line connection, for in-line connection | 1963 | 59 | 69 |  | 100000/L80B10 | 3 | 5428 | 44.4 | 122 | 80+ | 4000 | 361.888
| DM1127416 | Decor LED1x8750 K108 T840 DPRZ LT80 LO4 DALI 1LIN LL | DALI-dimmable, I, IP40, IK05, UGR≤22, matt micro-prismatic polycarbonate diffuser, light grey aluminium body, for in-line connection, for in-line connection | 2103 | 59 | 69 |  | 100000/L80B10 | 3 | 8724 | 71.3 | 122 | 80+ | 4000 | 421.142
| DM1127417 | Decor LED1x3250 K109 T840 DPRZ LT80 LO1 DALI 1LIN LL | DALI-dimmable, I, IP40, IK05, UGR≤16, matt micro-prismatic polycarbonate diffuser, light grey aluminium body, for in-line connection, for in-line connection | 2243 | 59 | 69 |  | 100000/L80B10 | 3 | 3222 | 25.3 | 127 | 80+ | 4000 | 415.853
| DM1127418 | Decor LED1x4450 K110 T840 DPRZ LT80 LO2 DALI 1LIN LL | DALI-dimmable, I, IP40, IK05, UGR≤19, matt micro-prismatic polycarbonate diffuser, light grey aluminium body, for in-line connection, for in-line connection | 2243 | 59 | 69 |  | 100000/L80B10 | 3 | 4438 | 35.5 | 125 | 80+ | 4000 | 415.853
| DM1127419 | Decor LED1x6250 K111 T840 DPRZ LT80 LO3 DALI 1LIN LL | DALI-dimmable, I, IP40, IK05, UGR≤19, matt micro-prismatic polycarbonate diffuser, light grey aluminium body, for in-line connection, for in-line connection | 2243 | 59 | 69 |  | 100000/L80B10 | 3 | 6204 | 50.8 | 122 | 80+ | 4000 | 420.196
| DM1127420 | Decor LED1x3650 K113 T840 DPRZ LT80 LO1 DALI 1LIN LL | DALI-dimmable, I, IP40, IK05, UGR≤16, matt micro-prismatic polycarbonate diffuser, light grey aluminium body, for in-line connection, for in-line connection | 2523 | 59 | 69 |  | 100000/L80B10 | 3 | 3625 | 27.5 | 132 | 80+ | 4000 | 496.005
| DM1127421 | Decor LED1x5000 K114 T840 DPRZ LT80 LO2 DALI 1LIN LL | DALI-dimmable, I, IP40, IK05, UGR≤19, matt micro-prismatic polycarbonate diffuser, light grey aluminium body, for in-line connection, for in-line connection | 2523 | 59 | 69 |  | 100000/L80B10 | 3 | 4993 | 40 | 125 | 80+ | 4000 | 496.005
| DM1127422 | Decor LED1x7000 K115 T840 DPRZ LT80 LO3 DALI 1LIN LL | DALI-dimmable, I, IP40, IK05, UGR≤19, matt micro-prismatic polycarbonate diffuser, light grey aluminium body, for in-line connection, for in-line connection | 2523 | 59 | 69 |  | 100000/L80B10 | 3 | 6979 | 57.1 | 122 | 80+ | 4000 | 501.896
| DM1127423 | Decor LED1x4250 K117 T840 DPRZ LT80 LO1 DALI 1LIN LL | DALI-dimmable, I, IP40, IK05, UGR≤16, matt micro-prismatic polycarbonate diffuser, light grey aluminium body, for in-line connection, for in-line connection | 2943 | 59 | 69 |  | 100000/L80B10 | 3 | 4229 | 32 | 132 | 80+ | 4000 | 508.948
| DM1127424 | Decor LED1x5850 K118 T840 DPRZ LT80 LO2 DALI 1LIN LL | DALI-dimmable, I, IP40, IK05, UGR≤19, matt micro-prismatic polycarbonate diffuser, light grey aluminium body, for in-line connection, for in-line connection | 2943 | 59 | 69 |  | 100000/L80B10 | 3 | 5825 | 46.1 | 126 | 80+ | 4000 | 508.948
| DM1127425 | Decor LED1x8150 K119 T840 DPRZ LT80 LO3 DALI 1LIN LL | DALI-dimmable, I, IP40, IK05, UGR≤19, matt micro-prismatic polycarbonate diffuser, light grey aluminium body, for in-line connection, for in-line connection | 2943 | 59 | 69 |  | 100000/L80B10 | 3 | 8142 | 66.7 | 122 | 80+ | 4000 | 515.054
| DM1127426 | Decor LED1x800 H254 T830 OP LO1 | non-dimmable, I, IP40, IK05, opal polycarbonate diffuser, light grey aluminium body, basic version | 573 | 59 | 69 |  | 50000/L80B10 | 3 | 728 | 6.8 | 107 | 80+ | 3000 | 118.035
| DM1127427 | Decor LED1x1050 H255 T830 OP LO2 | non-dimmable, I, IP40, IK05, opal polycarbonate diffuser, light grey aluminium body, basic version | 573 | 59 | 69 |  | 50000/L80B10 | 3 | 993 | 9.5 | 105 | 80+ | 3000 | 118.035
| DM1127428 | Decor LED1x1450 H256 T830 OP LO3 | non-dimmable, I, IP40, IK05, opal polycarbonate diffuser, light grey aluminium body, basic version | 573 | 59 | 69 |  | 50000/L80B10 | 3 | 1365 | 13.8 | 99 | 80+ | 3000 | 129.43
| DM1127429 | Decor LED1x2150 H257 T830 OP LO4 | non-dimmable, I, IP40, IK05, opal polycarbonate diffuser, light grey aluminium body, basic version | 573 | 59 | 69 |  | 50000/L80B10 | 3 | 2048 | 20 | 102 | 80+ | 3000 | 131.021
| DM1127430 | Decor LED1x1000 H258 T830 OP LO1 | non-dimmable, I, IP40, IK05, opal polycarbonate diffuser, light grey aluminium body, basic version | 713 | 59 | 69 |  | 50000/L80B10 | 3 | 910 | 8.1 | 112 | 80+ | 3000 | 140.567
| DM1127431 | Decor LED1x1300 H259 T830 OP LO2 | non-dimmable, I, IP40, IK05, opal polycarbonate diffuser, light grey aluminium body, basic version | 713 | 59 | 69 |  | 50000/L80B10 | 3 | 1241 | 11.6 | 107 | 80+ | 3000 | 140.567
| DM1127432 | Decor LED1x1800 H260 T830 OP LO3 | non-dimmable, I, IP40, IK05, opal polycarbonate diffuser, light grey aluminium body, basic version | 713 | 59 | 69 |  | 50000/L80B10 | 3 | 1706 | 16.8 | 102 | 80+ | 3000 | 151.876
| DM1127433 | Decor LED1x2700 H261 T830 OP LO4 | non-dimmable, I, IP40, IK05, opal polycarbonate diffuser, light grey aluminium body, basic version | 713 | 59 | 69 |  | 50000/L80B10 | 3 | 2559 | 24.7 | 104 | 80+ | 3000 | 155.316
| DM1127434 | Decor LED1x1150 H262 T830 OP LO1 | non-dimmable, I, IP40, IK05, opal polycarbonate diffuser, light grey aluminium body, basic version | 853 | 59 | 69 |  | 50000/L80B10 | 3 | 1145 | 10 | 115 | 80+ | 3000 | 166.625
| DM1127435 | Decor LED1x1600 H263 T830 OP LO2 | non-dimmable, I, IP40, IK05, opal polycarbonate diffuser, light grey aluminium body, basic version | 853 | 59 | 69 |  | 50000/L80B10 | 3 | 1559 | 14 | 111 | 80+ | 3000 | 166.625
| DM1127436 | Decor LED1x2150 H264 T830 OP LO3 | non-dimmable, I, IP40, IK05, opal polycarbonate diffuser, light grey aluminium body, basic version | 853 | 59 | 69 |  | 50000/L80B10 | 3 | 2144 | 20.2 | 106 | 80+ | 3000 | 171.871
| DM1127437 | Decor LED1x3250 H265 T830 OP LO4 | non-dimmable, I, IP40, IK05, opal polycarbonate diffuser, light grey aluminium body, basic version | 853 | 59 | 69 |  | 50000/L80B10 | 3 | 3215 | 29.7 | 108 | 80+ | 3000 | 175.268
| DM1127438 | Decor LED1x1350 H266 T830 OP LO1 | non-dimmable, I, IP40, IK05, opal polycarbonate diffuser, light grey aluminium body, basic version | 993 | 59 | 69 |  | 50000/L80B10 | 3 | 1274 | 11.5 | 111 | 80+ | 3000 | 183.266
| DM1127439 | Decor LED1x1850 H267 T830 OP LO2 | non-dimmable, I, IP40, IK05, opal polycarbonate diffuser, light grey aluminium body, basic version | 993 | 59 | 69 |  | 50000/L80B10 | 3 | 1738 | 15.9 | 109 | 80+ | 3000 | 183.266
| DM1127440 | Decor LED1x2500 H268 T830 OP LO3 | non-dimmable, I, IP40, IK05, opal polycarbonate diffuser, light grey aluminium body, basic version | 993 | 59 | 69 |  | 50000/L80B10 | 3 | 2389 | 23 | 104 | 80+ | 3000 | 188.211
| DM1127441 | Decor LED1x1550 H270 T830 OP LO1 | non-dimmable, I, IP40, IK05, opal polycarbonate diffuser, light grey aluminium body, basic version | 1133 | 59 | 69 |  | 50000/L80B10 | 3 | 1457 | 13 | 112 | 80+ | 3000 | 186.62
| DM1127442 | Decor LED1x2100 H271 T830 OP LO2 | non-dimmable, I, IP40, IK05, opal polycarbonate diffuser, light grey aluminium body, basic version | 1133 | 59 | 69 |  | 50000/L80B10 | 3 | 1986 | 17.9 | 111 | 80+ | 3000 | 186.62
| DM1127443 | Decor LED1x2900 H272 T830 OP LO3 | non-dimmable, I, IP40, IK05, opal polycarbonate diffuser, light grey aluminium body, basic version | 1133 | 59 | 69 |  | 50000/L80B10 | 3 | 2730 | 26.3 | 104 | 80+ | 3000 | 191.823
| DM1127444 | Decor LED1x4300 H273 T830 OP LO4 | non-dimmable, I, IP40, IK05, opal polycarbonate diffuser, light grey aluminium body, basic version | 1133 | 59 | 69 |  | 50000/L80B10 | 3 | 4095 | 38.2 | 107 | 80+ | 3000 | 214.312
| DM1127445 | Decor LED1x1750 H274 T830 OP LO1 | non-dimmable, I, IP40, IK05, opal polycarbonate diffuser, light grey aluminium body, basic version | 1273 | 59 | 69 |  | 50000/L80B10 | 3 | 1639 | 14.5 | 113 | 80+ | 3000 | 212.463
| DM1127446 | Decor LED1x2350 H275 T830 OP LO2 | non-dimmable, I, IP40, IK05, opal polycarbonate diffuser, light grey aluminium body, basic version | 1273 | 59 | 69 |  | 50000/L80B10 | 3 | 2234 | 20.1 | 111 | 80+ | 3000 | 212.463
| DM1127447 | Decor LED1x3250 H276 T830 OP LO3 | non-dimmable, I, IP40, IK05, opal polycarbonate diffuser, light grey aluminium body, basic version | 1273 | 59 | 69 |  | 50000/L80B10 | 3 | 3071 | 29.6 | 104 | 80+ | 3000 | 217.752
| DM1127448 | Decor LED1x1950 H278 T830 OP LO1 | non-dimmable, I, IP40, IK05, opal polycarbonate diffuser, light grey aluminium body, basic version | 1413 | 59 | 69 |  | 50000/L80B10 | 3 | 1822 | 16.5 | 110 | 80+ | 3000 | 231.555
| DM1127449 | Decor LED1x2600 H279 T830 OP LO2 | non-dimmable, I, IP40, IK05, opal polycarbonate diffuser, light grey aluminium body, basic version | 1413 | 59 | 69 |  | 50000/L80B10 | 3 | 2482 | 23 | 108 | 80+ | 3000 | 231.555
| DM1127450 | Decor LED1x3600 H280 T830 OP LO3 | non-dimmable, I, IP40, IK05, opal polycarbonate diffuser, light grey aluminium body, basic version | 1413 | 59 | 69 |  | 50000/L80B10 | 3 | 3412 | 31.8 | 107 | 80+ | 3000 | 250.604
| DM1127451 | Decor LED1x5400 H281 T830 OP LO4 | non-dimmable, I, IP40, IK05, opal polycarbonate diffuser, light grey aluminium body, basic version | 1413 | 59 | 69 |  | 50000/L80B10 | 3 | 5118 | 47.8 | 107 | 80+ | 3000 | 256.753
| DM1127452 | Decor LED1x2300 H282 T830 OP LO1 | non-dimmable, I, IP40, IK05, opal polycarbonate diffuser, light grey aluminium body, basic version | 1693 | 59 | 69 |  | 50000/L80B10 | 3 | 2186 | 19.3 | 113 | 80+ | 3000 | 268.105
| DM1127453 | Decor LED1x3150 H283 T830 OP LO2 | non-dimmable, I, IP40, IK05, opal polycarbonate diffuser, light grey aluminium body, basic version | 1693 | 59 | 69 |  | 50000/L80B10 | 3 | 2978 | 27.3 | 109 | 80+ | 3000 | 268.105
| DM1127454 | Decor LED1x4300 H284 T830 OP LO3 | non-dimmable, I, IP40, IK05, opal polycarbonate diffuser, light grey aluminium body, basic version | 1693 | 59 | 69 |  | 50000/L80B10 | 3 | 4094 | 38.2 | 107 | 80+ | 3000 | 287.197
| DM1127455 | Decor LED1x6450 H285 T830 OP LO4 | non-dimmable, I, IP40, IK05, opal polycarbonate diffuser, light grey aluminium body, basic version | 1693 | 59 | 69 |  | 50000/L80B10 | 3 | 6142 | 57.3 | 107 | 80+ | 3000 | 302.849
| DM1127456 | Decor LED1x2700 H286 T830 OP LO1 | non-dimmable, I, IP40, IK05, opal polycarbonate diffuser, light grey aluminium body, basic version | 1973 | 59 | 69 |  | 50000/L80B10 | 3 | 2550 | 22.2 | 115 | 80+ | 3000 | 277.694
| DM1127457 | Decor LED1x3650 H287 T830 OP LO2 | non-dimmable, I, IP40, IK05, opal polycarbonate diffuser, light grey aluminium body, basic version | 1973 | 59 | 69 |  | 50000/L80B10 | 3 | 3475 | 31.4 | 111 | 80+ | 3000 | 277.694
| DM1127458 | Decor LED1x5050 H288 T830 OP LO3 | non-dimmable, I, IP40, IK05, opal polycarbonate diffuser, light grey aluminium body, basic version | 1973 | 59 | 69 |  | 50000/L80B10 | 3 | 4777 | 44.6 | 107 | 80+ | 3000 | 296.7
| DM1127459 | Decor LED1x6450 H289 T830 OP LO4 | non-dimmable, I, IP40, IK05, opal polycarbonate diffuser, light grey aluminium body, basic version | 2113 | 59 | 69 |  | 50000/L80B10 | 3 | 6142 | 57.3 | 107 | 80+ | 3000 | 348.687
| DM1127460 | Decor LED1x3100 H290 T830 OP LO1 | non-dimmable, I, IP40, IK05, opal polycarbonate diffuser, light grey aluminium body, basic version | 2253 | 59 | 69 |  | 50000/L80B10 | 3 | 2914 | 25.1 | 116 | 80+ | 3000 | 328.692
| DM1127461 | Decor LED1x4200 H291 T830 OP LO2 | non-dimmable, I, IP40, IK05, opal polycarbonate diffuser, light grey aluminium body, basic version | 2253 | 59 | 69 |  | 50000/L80B10 | 3 | 3971 | 35.5 | 112 | 80+ | 3000 | 328.692
| DM1127462 | Decor LED1x5750 H292 T830 OP LO3 | non-dimmable, I, IP40, IK05, opal polycarbonate diffuser, light grey aluminium body, basic version | 2253 | 59 | 69 |  | 50000/L80B10 | 3 | 5459 | 50.9 | 107 | 80+ | 3000 | 347.784
| DM1127463 | Decor LED1x8600 H293 T830 OP LO4 | non-dimmable, I, IP40, IK05, opal polycarbonate diffuser, light grey aluminium body, basic version | 2253 | 59 | 69 |  | 50000/L80B10 | 3 | 8189 | 77.3 | 106 | 80+ | 3000 | 404.286
| DM1127464 | Decor LED1x3450 H294 T830 OP LO1 | non-dimmable, I, IP40, IK05, opal polycarbonate diffuser, light grey aluminium body, basic version | 2533 | 59 | 69 |  | 50000/L80B10 | 3 | 3279 | 27.3 | 120 | 80+ | 3000 | 418.175
| DM1127465 | Decor LED1x4700 H295 T830 OP LO2 | non-dimmable, I, IP40, IK05, opal polycarbonate diffuser, light grey aluminium body, basic version | 2533 | 59 | 69 |  | 50000/L80B10 | 3 | 4468 | 39.9 | 112 | 80+ | 3000 | 404.286
| DM1127466 | Decor LED1x6450 H296 T830 OP LO3 | non-dimmable, I, IP40, IK05, opal polycarbonate diffuser, light grey aluminium body, basic version | 2533 | 59 | 69 |  | 50000/L80B10 | 3 | 6142 | 57.3 | 107 | 80+ | 3000 | 426.775
| DM1127467 | Decor LED1x9650 H297 T830 OP LO4 | non-dimmable, I, IP40, IK05, opal polycarbonate diffuser, light grey aluminium body, basic version | 2533 | 59 | 69 |  | 50000/L80B10 | 3 | 9212 | 83.2 | 111 | 80+ | 3000 | 477.859
| DM1127468 | Decor LED1x4050 H298 T830 OP LO1 | non-dimmable, I, IP40, IK05, opal polycarbonate diffuser, light grey aluminium body, basic version | 2953 | 59 | 69 |  | 50000/L80B10 | 3 | 3825 | 31.9 | 120 | 80+ | 3000 | 427.678
| DM1127469 | Decor LED1x5500 H299 T830 OP LO2 | non-dimmable, I, IP40, IK05, opal polycarbonate diffuser, light grey aluminium body, basic version | 2953 | 59 | 69 |  | 50000/L80B10 | 3 | 5212 | 46 | 113 | 80+ | 3000 | 413.875
| DM1127470 | Decor LED1x7550 H300 T830 OP LO3 | non-dimmable, I, IP40, IK05, opal polycarbonate diffuser, light grey aluminium body, basic version | 2953 | 59 | 69 |  | 50000/L80B10 | 3 | 7165 | 66.9 | 107 | 80+ | 3000 | 436.321
| DM1127471 | Decor LED1x800 H254 T840 OP LO1 | non-dimmable, I, IP40, IK05, opal polycarbonate diffuser, light grey aluminium body, basic version | 573 | 59 | 69 |  | 50000/L80B10 | 3 | 763 | 6.8 | 112 | 80+ | 4000 | 118.035
| DM1127472 | Decor LED1x1050 H255 T840 OP LO2 | non-dimmable, I, IP40, IK05, opal polycarbonate diffuser, light grey aluminium body, basic version | 573 | 59 | 69 |  | 50000/L80B10 | 3 | 1040 | 9.5 | 109 | 80+ | 4000 | 118.035
| DM1127473 | Decor LED1x1450 H256 T840 OP LO3 | non-dimmable, I, IP40, IK05, opal polycarbonate diffuser, light grey aluminium body, basic version | 573 | 59 | 69 |  | 50000/L80B10 | 3 | 1429 | 13.8 | 104 | 80+ | 4000 | 129.43
| DM1127474 | Decor LED1x2150 H257 T840 OP LO4 | non-dimmable, I, IP40, IK05, opal polycarbonate diffuser, light grey aluminium body, basic version | 573 | 59 | 69 |  | 50000/L80B10 | 3 | 2144 | 20 | 107 | 80+ | 4000 | 131.021
| DM1127475 | Decor LED1x1000 H258 T840 OP LO1 | non-dimmable, I, IP40, IK05, opal polycarbonate diffuser, light grey aluminium body, basic version | 713 | 59 | 69 |  | 50000/L80B10 | 3 | 953 | 8.1 | 118 | 80+ | 4000 | 140.567
| DM1127476 | Decor LED1x1300 H259 T840 OP LO2 | non-dimmable, I, IP40, IK05, opal polycarbonate diffuser, light grey aluminium body, basic version | 713 | 59 | 69 |  | 50000/L80B10 | 3 | 1299 | 11.6 | 112 | 80+ | 4000 | 140.567
| DM1127477 | Decor LED1x1800 H260 T840 OP LO3 | non-dimmable, I, IP40, IK05, opal polycarbonate diffuser, light grey aluminium body, basic version | 713 | 59 | 69 |  | 50000/L80B10 | 3 | 1786 | 16.8 | 106 | 80+ | 4000 | 151.876
| DM1127478 | Decor LED1x2700 H261 T840 OP LO4 | non-dimmable, I, IP40, IK05, opal polycarbonate diffuser, light grey aluminium body, basic version | 713 | 59 | 69 |  | 50000/L80B10 | 3 | 2679 | 24.7 | 108 | 80+ | 4000 | 155.316
| DM1127479 | Decor LED1x1150 H262 T840 OP LO1 | non-dimmable, I, IP40, IK05, opal polycarbonate diffuser, light grey aluminium body, basic version | 853 | 59 | 69 |  | 50000/L80B10 | 3 | 1145 | 10 | 115 | 80+ | 4000 | 166.625
| DM1127480 | Decor LED1x1600 H263 T840 OP LO2 | non-dimmable, I, IP40, IK05, opal polycarbonate diffuser, light grey aluminium body, basic version | 853 | 59 | 69 |  | 50000/L80B10 | 3 | 1559 | 14 | 111 | 80+ | 4000 | 166.625
| DM1127481 | Decor LED1x2150 H264 T840 OP LO3 | non-dimmable, I, IP40, IK05, opal polycarbonate diffuser, light grey aluminium body, basic version | 853 | 59 | 69 |  | 50000/L80B10 | 3 | 2144 | 20.2 | 106 | 80+ | 4000 | 171.871
| DM1127482 | Decor LED1x3250 H265 T840 OP LO4 | non-dimmable, I, IP40, IK05, opal polycarbonate diffuser, light grey aluminium body, basic version | 853 | 59 | 69 |  | 50000/L80B10 | 3 | 3215 | 29.7 | 108 | 80+ | 4000 | 175.268
| DM1127483 | Decor LED1x1350 H266 T840 OP LO1 | non-dimmable, I, IP40, IK05, opal polycarbonate diffuser, light grey aluminium body, basic version | 993 | 59 | 69 |  | 50000/L80B10 | 3 | 1335 | 11.5 | 116 | 80+ | 4000 | 183.266
| DM1127484 | Decor LED1x1850 H267 T840 OP LO2 | non-dimmable, I, IP40, IK05, opal polycarbonate diffuser, light grey aluminium body, basic version | 993 | 59 | 69 |  | 50000/L80B10 | 3 | 1819 | 15.9 | 114 | 80+ | 4000 | 183.266
| DM1127485 | Decor LED1x2500 H268 T840 OP LO3 | non-dimmable, I, IP40, IK05, opal polycarbonate diffuser, light grey aluminium body, basic version | 993 | 59 | 69 |  | 50000/L80B10 | 3 | 2500 | 23 | 109 | 80+ | 4000 | 188.211
| DM1127486 | Decor LED1x1550 H270 T840 OP LO1 | non-dimmable, I, IP40, IK05, opal polycarbonate diffuser, light grey aluminium body, basic version | 1133 | 59 | 69 |  | 50000/L80B10 | 3 | 1526 | 13 | 117 | 80+ | 4000 | 186.62
| DM1127487 | Decor LED1x2100 H271 T840 OP LO2 | non-dimmable, I, IP40, IK05, opal polycarbonate diffuser, light grey aluminium body, basic version | 1133 | 59 | 69 |  | 50000/L80B10 | 3 | 2079 | 17.9 | 116 | 80+ | 4000 | 186.62
| DM1127488 | Decor LED1x2900 H272 T840 OP LO3 | non-dimmable, I, IP40, IK05, opal polycarbonate diffuser, light grey aluminium body, basic version | 1133 | 59 | 69 |  | 50000/L80B10 | 3 | 2858 | 26.3 | 109 | 80+ | 4000 | 191.823
| DM1127489 | Decor LED1x4300 H273 T840 OP LO4 | non-dimmable, I, IP40, IK05, opal polycarbonate diffuser, light grey aluminium body, basic version | 1133 | 59 | 69 |  | 50000/L80B10 | 3 | 4287 | 38.2 | 112 | 80+ | 4000 | 214.312
| DM1127490 | Decor LED1x1750 H274 T840 OP LO1 | non-dimmable, I, IP40, IK05, opal polycarbonate diffuser, light grey aluminium body, basic version | 1273 | 59 | 69 |  | 50000/L80B10 | 3 | 1716 | 14.5 | 118 | 80+ | 4000 | 212.463
| DM1127491 | Decor LED1x2350 H275 T840 OP LO2 | non-dimmable, I, IP40, IK05, opal polycarbonate diffuser, light grey aluminium body, basic version | 1273 | 59 | 69 |  | 50000/L80B10 | 3 | 2339 | 20.1 | 116 | 80+ | 4000 | 212.463
| DM1127492 | Decor LED1x3250 H276 T840 OP LO3 | non-dimmable, I, IP40, IK05, opal polycarbonate diffuser, light grey aluminium body, basic version | 1273 | 59 | 69 |  | 50000/L80B10 | 3 | 3215 | 29.6 | 109 | 80+ | 4000 | 217.752
| DM1127493 | Decor LED1x1950 H278 T840 OP LO1 | non-dimmable, I, IP40, IK05, opal polycarbonate diffuser, light grey aluminium body, basic version | 1413 | 59 | 69 |  | 50000/L80B10 | 3 | 1907 | 16.5 | 116 | 80+ | 4000 | 231.555
| DM1127494 | Decor LED1x2600 H279 T840 OP LO2 | non-dimmable, I, IP40, IK05, opal polycarbonate diffuser, light grey aluminium body, basic version | 1413 | 59 | 69 |  | 50000/L80B10 | 3 | 2599 | 22.9 | 113 | 80+ | 4000 | 231.555
| DM1127495 | Decor LED1x3600 H280 T840 OP LO3 | non-dimmable, I, IP40, IK05, opal polycarbonate diffuser, light grey aluminium body, basic version | 1413 | 59 | 69 |  | 50000/L80B10 | 3 | 3572 | 31.7 | 113 | 80+ | 4000 | 250.604
| DM1127496 | Decor LED1x5400 H281 T840 OP LO4 | non-dimmable, I, IP40, IK05, opal polycarbonate diffuser, light grey aluminium body, basic version | 1413 | 59 | 69 |  | 50000/L80B10 | 3 | 5359 | 47.8 | 112 | 80+ | 4000 | 256.753
| DM1127497 | Decor LED1x2300 H282 T840 OP LO1 | non-dimmable, I, IP40, IK05, opal polycarbonate diffuser, light grey aluminium body, basic version | 1693 | 59 | 69 |  | 50000/L80B10 | 3 | 2288 | 19.3 | 119 | 80+ | 4000 | 268.105
| DM1127498 | Decor LED1x3150 H283 T840 OP LO2 | non-dimmable, I, IP40, IK05, opal polycarbonate diffuser, light grey aluminium body, basic version | 1693 | 59 | 69 |  | 50000/L80B10 | 3 | 3119 | 27.3 | 114 | 80+ | 4000 | 268.105
| DM1127499 | Decor LED1x4300 H284 T840 OP LO3 | non-dimmable, I, IP40, IK05, opal polycarbonate diffuser, light grey aluminium body, basic version | 1693 | 59 | 69 |  | 50000/L80B10 | 3 | 4287 | 38.2 | 112 | 80+ | 4000 | 287.197
| DM1127500 | Decor LED1x6450 H285 T840 OP LO4 | non-dimmable, I, IP40, IK05, opal polycarbonate diffuser, light grey aluminium body, basic version | 1693 | 59 | 69 |  | 50000/L80B10 | 3 | 6430 | 57.3 | 112 | 80+ | 4000 | 302.849
| DM1127501 | Decor LED1x2700 H286 T840 OP LO1 | non-dimmable, I, IP40, IK05, opal polycarbonate diffuser, light grey aluminium body, basic version | 1973 | 59 | 69 |  | 50000/L80B10 | 3 | 2670 | 22.2 | 120 | 80+ | 4000 | 277.694
| DM1127502 | Decor LED1x3650 H287 T840 OP LO2 | non-dimmable, I, IP40, IK05, opal polycarbonate diffuser, light grey aluminium body, basic version | 1973 | 59 | 69 |  | 50000/L80B10 | 3 | 3638 | 31.4 | 116 | 80+ | 4000 | 277.694
| DM1127503 | Decor LED1x5050 H288 T840 OP LO3 | non-dimmable, I, IP40, IK05, opal polycarbonate diffuser, light grey aluminium body, basic version | 1973 | 59 | 69 |  | 50000/L80B10 | 3 | 5001 | 44.6 | 112 | 80+ | 4000 | 296.7
| DM1127504 | Decor LED1x6450 H289 T840 OP LO4 | non-dimmable, I, IP40, IK05, opal polycarbonate diffuser, light grey aluminium body, basic version | 2113 | 59 | 69 |  | 50000/L80B10 | 3 | 6430 | 57.3 | 112 | 80+ | 4000 | 348.687
| DM1127505 | Decor LED1x3100 H290 T840 OP LO1 | non-dimmable, I, IP40, IK05, opal polycarbonate diffuser, light grey aluminium body, basic version | 2253 | 59 | 69 |  | 50000/L80B10 | 3 | 3051 | 25.1 | 122 | 80+ | 4000 | 328.692
| DM1127506 | Decor LED1x4200 H291 T840 OP LO2 | non-dimmable, I, IP40, IK05, opal polycarbonate diffuser, light grey aluminium body, basic version | 2253 | 59 | 69 |  | 50000/L80B10 | 3 | 4158 | 35.5 | 117 | 80+ | 4000 | 328.692
| DM1127507 | Decor LED1x5750 H292 T840 OP LO3 | non-dimmable, I, IP40, IK05, opal polycarbonate diffuser, light grey aluminium body, basic version | 2253 | 59 | 69 |  | 50000/L80B10 | 3 | 5716 | 50.9 | 112 | 80+ | 4000 | 347.784
| DM1127508 | Decor LED1x8600 H293 T840 OP LO4 | non-dimmable, I, IP40, IK05, opal polycarbonate diffuser, light grey aluminium body, basic version | 2253 | 59 | 69 |  | 50000/L80B10 | 3 | 8573 | 77.3 | 111 | 80+ | 4000 | 404.286
| DM1127509 | Decor LED1x3450 H294 T840 OP LO1 | non-dimmable, I, IP40, IK05, opal polycarbonate diffuser, light grey aluminium body, basic version | 2533 | 59 | 69 |  | 50000/L80B10 | 3 | 3433 | 27.3 | 126 | 80+ | 4000 | 418.175
| DM1127510 | Decor LED1x4700 H295 T840 OP LO2 | non-dimmable, I, IP40, IK05, opal polycarbonate diffuser, light grey aluminium body, basic version | 2533 | 59 | 69 |  | 50000/L80B10 | 3 | 4678 | 39.9 | 117 | 80+ | 4000 | 404.286
| DM1127511 | Decor LED1x6450 H296 T840 OP LO3 | non-dimmable, I, IP40, IK05, opal polycarbonate diffuser, light grey aluminium body, basic version | 2533 | 59 | 69 |  | 50000/L80B10 | 3 | 6430 | 57.3 | 112 | 80+ | 4000 | 426.775
| DM1127512 | Decor LED1x9650 H297 T840 OP LO4 | non-dimmable, I, IP40, IK05, opal polycarbonate diffuser, light grey aluminium body, basic version | 2533 | 59 | 69 |  | 50000/L80B10 | 3 | 9645 | 83.2 | 116 | 80+ | 4000 | 477.859
| DM1127513 | Decor LED1x4050 H298 T840 OP LO1 | non-dimmable, I, IP40, IK05, opal polycarbonate diffuser, light grey aluminium body, basic version | 2953 | 59 | 69 |  | 50000/L80B10 | 3 | 4005 | 31.9 | 126 | 80+ | 4000 | 427.678
| DM1127514 | Decor LED1x5500 H299 T840 OP LO2 | non-dimmable, I, IP40, IK05, opal polycarbonate diffuser, light grey aluminium body, basic version | 2953 | 59 | 69 |  | 50000/L80B10 | 3 | 5457 | 46 | 119 | 80+ | 4000 | 413.875
| DM1127515 | Decor LED1x7550 H300 T840 OP LO3 | non-dimmable, I, IP40, IK05, opal polycarbonate diffuser, light grey aluminium body, basic version | 2953 | 59 | 69 |  | 50000/L80B10 | 3 | 7502 | 66.9 | 112 | 80+ | 4000 | 436.321
| DM1127516 | Decor LED1x750 H254 T830 DPRZ LT80 LO1 | non-dimmable, I, IP40, IK05, UGR≤16, matt micro-prismatic polycarbonate diffuser, light grey aluminium body, basic version | 573 | 59 | 69 |  | 50000/L80B10 | 3 | 680 | 6.8 | 100 | 80+ | 3000 | 120.572
| DM1127517 | Decor LED1x1000 H255 T830 DPRZ LT80 LO2 | non-dimmable, I, IP40, IK05, UGR≤19, matt micro-prismatic polycarbonate diffuser, light grey aluminium body, basic version | 573 | 59 | 69 |  | 50000/L80B10 | 3 | 927 | 9.5 | 98 | 80+ | 3000 | 120.572
| DM1127518 | Decor LED1x1350 H256 T830 DPRZ LT80 LO3 | non-dimmable, I, IP40, IK05, UGR≤19, matt micro-prismatic polycarbonate diffuser, light grey aluminium body, basic version | 573 | 59 | 69 |  | 50000/L80B10 | 3 | 1274 | 13.8 | 92 | 80+ | 3000 | 131.924
| DM1127519 | Decor LED1x2050 H257 T830 DPRZ LT80 LO4 | non-dimmable, I, IP40, IK05, UGR≤19, matt micro-prismatic polycarbonate diffuser, light grey aluminium body, basic version | 573 | 59 | 69 |  | 50000/L80B10 | 3 | 1911 | 20 | 96 | 80+ | 3000 | 133.73
| DM1127520 | Decor LED1x900 H258 T830 DPRZ LT80 LO1 | non-dimmable, I, IP40, IK05, UGR≤16, matt micro-prismatic polycarbonate diffuser, light grey aluminium body, basic version | 713 | 59 | 69 |  | 50000/L80B10 | 3 | 850 | 8.1 | 105 | 80+ | 3000 | 144.179
| DM1127521 | Decor LED1x1250 H259 T830 DPRZ LT80 LO2 | non-dimmable, I, IP40, IK05, UGR≤19, matt micro-prismatic polycarbonate diffuser, light grey aluminium body, basic version | 713 | 59 | 69 |  | 50000/L80B10 | 3 | 1159 | 11.6 | 100 | 80+ | 3000 | 144.179
| DM1127522 | Decor LED1x1700 H260 T830 DPRZ LT80 LO3 | non-dimmable, I, IP40, IK05, UGR≤19, matt micro-prismatic polycarbonate diffuser, light grey aluminium body, basic version | 713 | 59 | 69 |  | 50000/L80B10 | 3 | 1593 | 16.8 | 95 | 80+ | 3000 | 155.316
| DM1127523 | Decor LED1x2550 H261 T830 DPRZ LT80 LO4 | non-dimmable, I, IP40, IK05, UGR≤19, matt micro-prismatic polycarbonate diffuser, light grey aluminium body, basic version | 713 | 59 | 69 |  | 50000/L80B10 | 3 | 2389 | 24.7 | 97 | 80+ | 3000 | 158.928
| DM1127524 | Decor LED1x1100 H262 T830 DPRZ LT80 LO1 | non-dimmable, I, IP40, IK05, UGR≤16, matt micro-prismatic polycarbonate diffuser, light grey aluminium body, basic version | 853 | 59 | 69 |  | 50000/L80B10 | 3 | 1068 | 10 | 107 | 80+ | 3000 | 170.968
| DM1127525 | Decor LED1x1500 H263 T830 DPRZ LT80 LO2 | non-dimmable, I, IP40, IK05, UGR≤19, matt micro-prismatic polycarbonate diffuser, light grey aluminium body, basic version | 853 | 59 | 69 |  | 50000/L80B10 | 3 | 1455 | 14 | 104 | 80+ | 3000 | 170.968
| DM1127526 | Decor LED1x2050 H264 T830 DPRZ LT80 LO3 | non-dimmable, I, IP40, IK05, UGR≤19, matt micro-prismatic polycarbonate diffuser, light grey aluminium body, basic version | 853 | 59 | 69 |  | 50000/L80B10 | 3 | 2001 | 20.2 | 99 | 80+ | 3000 | 176.171
| DM1127527 | Decor LED1x3050 H265 T830 DPRZ LT80 LO4 | non-dimmable, I, IP40, IK05, UGR≤19, matt micro-prismatic polycarbonate diffuser, light grey aluminium body, basic version | 853 | 59 | 69 |  | 50000/L80B10 | 3 | 3001 | 29.7 | 101 | 80+ | 3000 | 179.611
| DM1127528 | Decor LED1x1250 H266 T830 DPRZ LT80 LO1 | non-dimmable, I, IP40, IK05, UGR≤16, matt micro-prismatic polycarbonate diffuser, light grey aluminium body, basic version | 993 | 59 | 69 |  | 50000/L80B10 | 3 | 1189 | 11.5 | 103 | 80+ | 3000 | 188.211
| DM1127529 | Decor LED1x1700 H267 T830 DPRZ LT80 LO2 | non-dimmable, I, IP40, IK05, UGR≤19, matt micro-prismatic polycarbonate diffuser, light grey aluminium body, basic version | 993 | 59 | 69 |  | 50000/L80B10 | 3 | 1622 | 15.9 | 102 | 80+ | 3000 | 188.211
| DM1127530 | Decor LED1x2350 H268 T830 DPRZ LT80 LO3 | non-dimmable, I, IP40, IK05, UGR≤19, matt micro-prismatic polycarbonate diffuser, light grey aluminium body, basic version | 993 | 59 | 69 |  | 50000/L80B10 | 3 | 2230 | 23 | 97 | 80+ | 3000 | 193.457
| DM1127531 | Decor LED1x1450 H270 T830 DPRZ LT80 LO1 | non-dimmable, I, IP40, IK05, UGR≤16, matt micro-prismatic polycarbonate diffuser, light grey aluminium body, basic version | 1133 | 59 | 69 |  | 50000/L80B10 | 3 | 1359 | 13 | 105 | 80+ | 3000 | 191.823
| DM1127532 | Decor LED1x1950 H271 T830 DPRZ LT80 LO2 | non-dimmable, I, IP40, IK05, UGR≤19, matt micro-prismatic polycarbonate diffuser, light grey aluminium body, basic version | 1133 | 59 | 69 |  | 50000/L80B10 | 3 | 1854 | 17.9 | 104 | 80+ | 3000 | 191.823
| DM1127533 | Decor LED1x2700 H272 T830 DPRZ LT80 LO3 | non-dimmable, I, IP40, IK05, UGR≤19, matt micro-prismatic polycarbonate diffuser, light grey aluminium body, basic version | 1133 | 59 | 69 |  | 50000/L80B10 | 3 | 2548 | 26.3 | 97 | 80+ | 3000 | 197.069
| DM1127534 | Decor LED1x4050 H273 T830 DPRZ LT80 LO4 | non-dimmable, I, IP40, IK05, UGR≤19, matt micro-prismatic polycarbonate diffuser, light grey aluminium body, basic version | 1133 | 59 | 69 |  | 50000/L80B10 | 3 | 3822 | 38.2 | 100 | 80+ | 3000 | 219.558
| DM1127535 | Decor LED1x1650 H274 T830 DPRZ LT80 LO1 | non-dimmable, I, IP40, IK05, UGR≤16, matt micro-prismatic polycarbonate diffuser, light grey aluminium body, basic version | 1273 | 59 | 69 |  | 50000/L80B10 | 3 | 1529 | 14.5 | 105 | 80+ | 3000 | 218.655
| DM1127536 | Decor LED1x2200 H275 T830 DPRZ LT80 LO2 | non-dimmable, I, IP40, IK05, UGR≤19, matt micro-prismatic polycarbonate diffuser, light grey aluminium body, basic version | 1273 | 59 | 69 |  | 50000/L80B10 | 3 | 2085 | 20.1 | 104 | 80+ | 3000 | 218.655
| DM1127537 | Decor LED1x3000 H276 T830 DPRZ LT80 LO3 | non-dimmable, I, IP40, IK05, UGR≤19, matt micro-prismatic polycarbonate diffuser, light grey aluminium body, basic version | 1273 | 59 | 69 |  | 50000/L80B10 | 3 | 2867 | 29.6 | 97 | 80+ | 3000 | 223.858
| DM1127538 | Decor LED1x1800 H278 T830 DPRZ LT80 LO1 | non-dimmable, I, IP40, IK05, UGR≤16, matt micro-prismatic polycarbonate diffuser, light grey aluminium body, basic version | 1413 | 59 | 69 |  | 50000/L80B10 | 3 | 1700 | 16.5 | 103 | 80+ | 3000 | 237.747
| DM1127539 | Decor LED1x2450 H279 T830 DPRZ LT80 LO2 | non-dimmable, I, IP40, IK05, UGR≤19, matt micro-prismatic polycarbonate diffuser, light grey aluminium body, basic version | 1413 | 59 | 69 |  | 50000/L80B10 | 3 | 2316 | 23 | 101 | 80+ | 3000 | 237.747
| DM1127540 | Decor LED1x3350 H280 T830 DPRZ LT80 LO3 | non-dimmable, I, IP40, IK05, UGR≤19, matt micro-prismatic polycarbonate diffuser, light grey aluminium body, basic version | 1413 | 59 | 69 |  | 50000/L80B10 | 3 | 3184 | 31.8 | 100 | 80+ | 3000 | 256.753
| DM1127541 | Decor LED1x5050 H281 T830 DPRZ LT80 LO4 | non-dimmable, I, IP40, IK05, UGR≤19, matt micro-prismatic polycarbonate diffuser, light grey aluminium body, basic version | 1413 | 59 | 69 |  | 50000/L80B10 | 3 | 4777 | 47.8 | 100 | 80+ | 3000 | 262.902
| DM1127542 | Decor LED1x2150 H282 T830 DPRZ LT80 LO1 | non-dimmable, I, IP40, IK05, UGR≤16, matt micro-prismatic polycarbonate diffuser, light grey aluminium body, basic version | 1693 | 59 | 69 |  | 50000/L80B10 | 3 | 2040 | 19.3 | 106 | 80+ | 3000 | 275.845
| DM1127543 | Decor LED1x2950 H283 T830 DPRZ LT80 LO2 | non-dimmable, I, IP40, IK05, UGR≤19, matt micro-prismatic polycarbonate diffuser, light grey aluminium body, basic version | 1693 | 59 | 69 |  | 50000/L80B10 | 3 | 2780 | 27.3 | 102 | 80+ | 3000 | 275.845
| DM1127544 | Decor LED1x4050 H284 T830 DPRZ LT80 LO3 | non-dimmable, I, IP40, IK05, UGR≤19, matt micro-prismatic polycarbonate diffuser, light grey aluminium body, basic version | 1693 | 59 | 69 |  | 50000/L80B10 | 3 | 3821 | 38.2 | 100 | 80+ | 3000 | 294.894
| DM1127545 | Decor LED1x6050 H285 T830 DPRZ LT80 LO4 | non-dimmable, I, IP40, IK05, UGR≤19, matt micro-prismatic polycarbonate diffuser, light grey aluminium body, basic version | 1693 | 59 | 69 |  | 50000/L80B10 | 3 | 5732 | 57.3 | 100 | 80+ | 3000 | 309.643
| DM1127546 | Decor LED1x2500 H286 T830 DPRZ LT80 LO1 | non-dimmable, I, IP40, IK05, UGR≤16, matt micro-prismatic polycarbonate diffuser, light grey aluminium body, basic version | 1973 | 59 | 69 |  | 50000/L80B10 | 3 | 2380 | 22.2 | 107 | 80+ | 3000 | 286.251
| DM1127547 | Decor LED1x3400 H287 T830 DPRZ LT80 LO2 | non-dimmable, I, IP40, IK05, UGR≤19, matt micro-prismatic polycarbonate diffuser, light grey aluminium body, basic version | 1973 | 59 | 69 |  | 50000/L80B10 | 3 | 3243 | 31.4 | 103 | 80+ | 3000 | 286.251
| DM1127548 | Decor LED1x4700 H288 T830 DPRZ LT80 LO3 | non-dimmable, I, IP40, IK05, UGR≤19, matt micro-prismatic polycarbonate diffuser, light grey aluminium body, basic version | 1973 | 59 | 69 |  | 50000/L80B10 | 3 | 4458 | 44.6 | 100 | 80+ | 3000 | 305.343
| DM1127549 | Decor LED1x6050 H289 T830 DPRZ LT80 LO4 | non-dimmable, I, IP40, IK05, UGR≤19, matt micro-prismatic polycarbonate diffuser, light grey aluminium body, basic version | 2113 | 59 | 69 |  | 50000/L80B10 | 3 | 5732 | 57.3 | 100 | 80+ | 3000 | 358.233
| DM1127550 | Decor LED1x2850 H290 T830 DPRZ LT80 LO1 | non-dimmable, I, IP40, IK05, UGR≤16, matt micro-prismatic polycarbonate diffuser, light grey aluminium body, basic version | 2253 | 59 | 69 |  | 50000/L80B10 | 3 | 2720 | 25.1 | 108 | 80+ | 3000 | 339.141
| DM1127551 | Decor LED1x3900 H291 T830 DPRZ LT80 LO2 | non-dimmable, I, IP40, IK05, UGR≤19, matt micro-prismatic polycarbonate diffuser, light grey aluminium body, basic version | 2253 | 59 | 69 |  | 50000/L80B10 | 3 | 3707 | 35.5 | 104 | 80+ | 3000 | 339.141
| DM1127552 | Decor LED1x5350 H292 T830 DPRZ LT80 LO3 | non-dimmable, I, IP40, IK05, UGR≤19, matt micro-prismatic polycarbonate diffuser, light grey aluminium body, basic version | 2253 | 59 | 69 |  | 50000/L80B10 | 3 | 5095 | 50.9 | 100 | 80+ | 3000 | 358.233
| DM1127553 | Decor LED1x8050 H293 T830 DPRZ LT80 LO4 | non-dimmable, I, IP40, IK05, UGR≤19, matt micro-prismatic polycarbonate diffuser, light grey aluminium body, basic version | 2253 | 59 | 69 |  | 50000/L80B10 | 3 | 7643 | 77.3 | 99 | 80+ | 3000 | 414.52
| DM1127554 | Decor LED1x3250 H294 T830 DPRZ LT80 LO1 | non-dimmable, I, IP40, IK05, UGR≤16, matt micro-prismatic polycarbonate diffuser, light grey aluminium body, basic version | 2533 | 59 | 69 |  | 50000/L80B10 | 3 | 3060 | 27.3 | 112 | 80+ | 3000 | 431.075
| DM1127555 | Decor LED1x4400 H295 T830 DPRZ LT80 LO2 | non-dimmable, I, IP40, IK05, UGR≤19, matt micro-prismatic polycarbonate diffuser, light grey aluminium body, basic version | 2533 | 59 | 69 |  | 50000/L80B10 | 3 | 4170 | 39.9 | 105 | 80+ | 3000 | 417.229
| DM1127556 | Decor LED1x6050 H296 T830 DPRZ LT80 LO3 | non-dimmable, I, IP40, IK05, UGR≤19, matt micro-prismatic polycarbonate diffuser, light grey aluminium body, basic version | 2533 | 59 | 69 |  | 50000/L80B10 | 3 | 5732 | 57.3 | 100 | 80+ | 3000 | 438.815
| DM1127557 | Decor LED1x9050 H297 T830 DPRZ LT80 LO4 | non-dimmable, I, IP40, IK05, UGR≤19, matt micro-prismatic polycarbonate diffuser, light grey aluminium body, basic version | 2533 | 59 | 69 |  | 50000/L80B10 | 3 | 8598 | 83.2 | 103 | 80+ | 3000 | 490.114
| DM1127558 | Decor LED1x3750 H298 T830 DPRZ LT80 LO1 | non-dimmable, I, IP40, IK05, UGR≤16, matt micro-prismatic polycarbonate diffuser, light grey aluminium body, basic version | 2953 | 59 | 69 |  | 50000/L80B10 | 3 | 3570 | 31.9 | 112 | 80+ | 3000 | 440.621
| DM1127559 | Decor LED1x5100 H299 T830 DPRZ LT80 LO2 | non-dimmable, I, IP40, IK05, UGR≤19, matt micro-prismatic polycarbonate diffuser, light grey aluminium body, basic version | 2953 | 59 | 69 |  | 50000/L80B10 | 3 | 4865 | 46 | 106 | 80+ | 3000 | 426.775
| DM1127560 | Decor LED1x7050 H300 T830 DPRZ LT80 LO3 | non-dimmable, I, IP40, IK05, UGR≤19, matt micro-prismatic polycarbonate diffuser, light grey aluminium body, basic version | 2953 | 59 | 69 |  | 50000/L80B10 | 3 | 6688 | 66.9 | 100 | 80+ | 3000 | 448.361
| DM1127561 | Decor LED1x750 H254 T840 DPRZ LT80 LO1 | non-dimmable, I, IP40, IK05, UGR≤16, matt micro-prismatic polycarbonate diffuser, light grey aluminium body, basic version | 573 | 59 | 69 |  | 50000/L80B10 | 3 | 712 | 6.8 | 105 | 80+ | 4000 | 120.572
| DM1127562 | Decor LED1x1000 H255 T840 DPRZ LT80 LO2 | non-dimmable, I, IP40, IK05, UGR≤19, matt micro-prismatic polycarbonate diffuser, light grey aluminium body, basic version | 573 | 59 | 69 |  | 50000/L80B10 | 3 | 970 | 9.5 | 102 | 80+ | 4000 | 120.572
| DM1127563 | Decor LED1x1350 H256 T840 DPRZ LT80 LO3 | non-dimmable, I, IP40, IK05, UGR≤19, matt micro-prismatic polycarbonate diffuser, light grey aluminium body, basic version | 573 | 59 | 69 |  | 50000/L80B10 | 3 | 1334 | 13.8 | 97 | 80+ | 4000 | 131.924
| DM1127564 | Decor LED1x2050 H257 T840 DPRZ LT80 LO4 | non-dimmable, I, IP40, IK05, UGR≤19, matt micro-prismatic polycarbonate diffuser, light grey aluminium body, basic version | 573 | 59 | 69 |  | 50000/L80B10 | 3 | 2001 | 20 | 100 | 80+ | 4000 | 133.73
| DM1127565 | Decor LED1x900 H258 T840 DPRZ LT80 LO1 | non-dimmable, I, IP40, IK05, UGR≤16, matt micro-prismatic polycarbonate diffuser, light grey aluminium body, basic version | 713 | 59 | 69 |  | 50000/L80B10 | 3 | 890 | 8.1 | 110 | 80+ | 4000 | 144.179
| DM1127566 | Decor LED1x1250 H259 T840 DPRZ LT80 LO2 | non-dimmable, I, IP40, IK05, UGR≤19, matt micro-prismatic polycarbonate diffuser, light grey aluminium body, basic version | 713 | 59 | 69 |  | 50000/L80B10 | 3 | 1213 | 11.6 | 105 | 80+ | 4000 | 144.179
| DM1127567 | Decor LED1x1700 H260 T840 DPRZ LT80 LO3 | non-dimmable, I, IP40, IK05, UGR≤19, matt micro-prismatic polycarbonate diffuser, light grey aluminium body, basic version | 713 | 59 | 69 |  | 50000/L80B10 | 3 | 1667 | 16.8 | 99 | 80+ | 4000 | 155.316
| DM1127568 | Decor LED1x2550 H261 T840 DPRZ LT80 LO4 | non-dimmable, I, IP40, IK05, UGR≤19, matt micro-prismatic polycarbonate diffuser, light grey aluminium body, basic version | 713 | 59 | 69 |  | 50000/L80B10 | 3 | 2501 | 24.7 | 101 | 80+ | 4000 | 158.928
| DM1127569 | Decor LED1x1100 H262 T840 DPRZ LT80 LO1 | non-dimmable, I, IP40, IK05, UGR≤16, matt micro-prismatic polycarbonate diffuser, light grey aluminium body, basic version | 853 | 59 | 69 |  | 50000/L80B10 | 3 | 1068 | 10 | 107 | 80+ | 4000 | 170.968
| DM1127570 | Decor LED1x1500 H263 T840 DPRZ LT80 LO2 | non-dimmable, I, IP40, IK05, UGR≤19, matt micro-prismatic polycarbonate diffuser, light grey aluminium body, basic version | 853 | 59 | 69 |  | 50000/L80B10 | 3 | 1455 | 14 | 104 | 80+ | 4000 | 170.968
| DM1127571 | Decor LED1x2050 H264 T840 DPRZ LT80 LO3 | non-dimmable, I, IP40, IK05, UGR≤19, matt micro-prismatic polycarbonate diffuser, light grey aluminium body, basic version | 853 | 59 | 69 |  | 50000/L80B10 | 3 | 2001 | 20.2 | 99 | 80+ | 4000 | 176.171
| DM1127572 | Decor LED1x3050 H265 T840 DPRZ LT80 LO4 | non-dimmable, I, IP40, IK05, UGR≤19, matt micro-prismatic polycarbonate diffuser, light grey aluminium body, basic version | 853 | 59 | 69 |  | 50000/L80B10 | 3 | 3001 | 29.7 | 101 | 80+ | 4000 | 179.611
| DM1127573 | Decor LED1x1250 H266 T840 DPRZ LT80 LO1 | non-dimmable, I, IP40, IK05, UGR≤16, matt micro-prismatic polycarbonate diffuser, light grey aluminium body, basic version | 993 | 59 | 69 |  | 50000/L80B10 | 3 | 1246 | 11.5 | 108 | 80+ | 4000 | 188.211
| DM1127574 | Decor LED1x1700 H267 T840 DPRZ LT80 LO2 | non-dimmable, I, IP40, IK05, UGR≤19, matt micro-prismatic polycarbonate diffuser, light grey aluminium body, basic version | 993 | 59 | 69 |  | 50000/L80B10 | 3 | 1698 | 15.9 | 107 | 80+ | 4000 | 188.211
| DM1127575 | Decor LED1x2350 H268 T840 DPRZ LT80 LO3 | non-dimmable, I, IP40, IK05, UGR≤19, matt micro-prismatic polycarbonate diffuser, light grey aluminium body, basic version | 993 | 59 | 69 |  | 50000/L80B10 | 3 | 2334 | 23 | 101 | 80+ | 4000 | 193.457
| DM1127576 | Decor LED1x1450 H270 T840 DPRZ LT80 LO1 | non-dimmable, I, IP40, IK05, UGR≤16, matt micro-prismatic polycarbonate diffuser, light grey aluminium body, basic version | 1133 | 59 | 69 |  | 50000/L80B10 | 3 | 1424 | 13 | 110 | 80+ | 4000 | 191.823
| DM1127577 | Decor LED1x1950 H271 T840 DPRZ LT80 LO2 | non-dimmable, I, IP40, IK05, UGR≤19, matt micro-prismatic polycarbonate diffuser, light grey aluminium body, basic version | 1133 | 59 | 69 |  | 50000/L80B10 | 3 | 1940 | 17.9 | 108 | 80+ | 4000 | 191.823
| DM1127578 | Decor LED1x2700 H272 T840 DPRZ LT80 LO3 | non-dimmable, I, IP40, IK05, UGR≤19, matt micro-prismatic polycarbonate diffuser, light grey aluminium body, basic version | 1133 | 59 | 69 |  | 50000/L80B10 | 3 | 2667 | 26.3 | 101 | 80+ | 4000 | 197.069
| DM1127579 | Decor LED1x4050 H273 T840 DPRZ LT80 LO4 | non-dimmable, I, IP40, IK05, UGR≤19, matt micro-prismatic polycarbonate diffuser, light grey aluminium body, basic version | 1133 | 59 | 69 |  | 50000/L80B10 | 3 | 4001 | 38.2 | 105 | 80+ | 4000 | 219.558
| DM1127580 | Decor LED1x1650 H274 T840 DPRZ LT80 LO1 | non-dimmable, I, IP40, IK05, UGR≤16, matt micro-prismatic polycarbonate diffuser, light grey aluminium body, basic version | 1273 | 59 | 69 |  | 50000/L80B10 | 3 | 1602 | 14.5 | 110 | 80+ | 4000 | 218.655
| DM1127581 | Decor LED1x2200 H275 T840 DPRZ LT80 LO2 | non-dimmable, I, IP40, IK05, UGR≤19, matt micro-prismatic polycarbonate diffuser, light grey aluminium body, basic version | 1273 | 59 | 69 |  | 50000/L80B10 | 3 | 2183 | 20.1 | 109 | 80+ | 4000 | 218.655
| DM1127582 | Decor LED1x3000 H276 T840 DPRZ LT80 LO3 | non-dimmable, I, IP40, IK05, UGR≤19, matt micro-prismatic polycarbonate diffuser, light grey aluminium body, basic version | 1273 | 59 | 69 |  | 50000/L80B10 | 3 | 3000 | 29.6 | 101 | 80+ | 4000 | 223.858
| DM1127583 | Decor LED1x1800 H278 T840 DPRZ LT80 LO1 | non-dimmable, I, IP40, IK05, UGR≤16, matt micro-prismatic polycarbonate diffuser, light grey aluminium body, basic version | 1413 | 59 | 69 |  | 50000/L80B10 | 3 | 1780 | 16.5 | 108 | 80+ | 4000 | 237.747
| DM1127584 | Decor LED1x2450 H279 T840 DPRZ LT80 LO2 | non-dimmable, I, IP40, IK05, UGR≤19, matt micro-prismatic polycarbonate diffuser, light grey aluminium body, basic version | 1413 | 59 | 69 |  | 50000/L80B10 | 3 | 2426 | 22.9 | 106 | 80+ | 4000 | 237.747
| DM1127585 | Decor LED1x3350 H280 T840 DPRZ LT80 LO3 | non-dimmable, I, IP40, IK05, UGR≤19, matt micro-prismatic polycarbonate diffuser, light grey aluminium body, basic version | 1413 | 59 | 69 |  | 50000/L80B10 | 3 | 3334 | 31.7 | 105 | 80+ | 4000 | 256.753
| DM1127586 | Decor LED1x5050 H281 T840 DPRZ LT80 LO4 | non-dimmable, I, IP40, IK05, UGR≤19, matt micro-prismatic polycarbonate diffuser, light grey aluminium body, basic version | 1413 | 59 | 69 |  | 50000/L80B10 | 3 | 5002 | 47.8 | 105 | 80+ | 4000 | 262.902
| DM1127587 | Decor LED1x2150 H282 T840 DPRZ LT80 LO1 | non-dimmable, I, IP40, IK05, UGR≤16, matt micro-prismatic polycarbonate diffuser, light grey aluminium body, basic version | 1693 | 59 | 69 |  | 50000/L80B10 | 3 | 2136 | 19.3 | 111 | 80+ | 4000 | 275.845
| DM1127588 | Decor LED1x2950 H283 T840 DPRZ LT80 LO2 | non-dimmable, I, IP40, IK05, UGR≤19, matt micro-prismatic polycarbonate diffuser, light grey aluminium body, basic version | 1693 | 59 | 69 |  | 50000/L80B10 | 3 | 2911 | 27.3 | 107 | 80+ | 4000 | 275.845
| DM1127589 | Decor LED1x4050 H284 T840 DPRZ LT80 LO3 | non-dimmable, I, IP40, IK05, UGR≤19, matt micro-prismatic polycarbonate diffuser, light grey aluminium body, basic version | 1693 | 59 | 69 |  | 50000/L80B10 | 3 | 4001 | 38.2 | 105 | 80+ | 4000 | 294.894
| DM1127590 | Decor LED1x6050 H285 T840 DPRZ LT80 LO4 | non-dimmable, I, IP40, IK05, UGR≤19, matt micro-prismatic polycarbonate diffuser, light grey aluminium body, basic version | 1693 | 59 | 69 |  | 50000/L80B10 | 3 | 6001 | 57.3 | 105 | 80+ | 4000 | 309.643
| DM1127591 | Decor LED1x2500 H286 T840 DPRZ LT80 LO1 | non-dimmable, I, IP40, IK05, UGR≤16, matt micro-prismatic polycarbonate diffuser, light grey aluminium body, basic version | 1973 | 59 | 69 |  | 50000/L80B10 | 3 | 2492 | 22.2 | 112 | 80+ | 4000 | 286.251
| DM1127592 | Decor LED1x3400 H287 T840 DPRZ LT80 LO2 | non-dimmable, I, IP40, IK05, UGR≤19, matt micro-prismatic polycarbonate diffuser, light grey aluminium body, basic version | 1973 | 59 | 69 |  | 50000/L80B10 | 3 | 3396 | 31.4 | 108 | 80+ | 4000 | 286.251
| DM1127593 | Decor LED1x4700 H288 T840 DPRZ LT80 LO3 | non-dimmable, I, IP40, IK05, UGR≤19, matt micro-prismatic polycarbonate diffuser, light grey aluminium body, basic version | 1973 | 59 | 69 |  | 50000/L80B10 | 3 | 4668 | 44.6 | 105 | 80+ | 4000 | 305.343
| DM1127594 | Decor LED1x6050 H289 T840 DPRZ LT80 LO4 | non-dimmable, I, IP40, IK05, UGR≤19, matt micro-prismatic polycarbonate diffuser, light grey aluminium body, basic version | 2113 | 59 | 69 |  | 50000/L80B10 | 3 | 6001 | 57.3 | 105 | 80+ | 4000 | 358.233
| DM1127595 | Decor LED1x2850 H290 T840 DPRZ LT80 LO1 | non-dimmable, I, IP40, IK05, UGR≤16, matt micro-prismatic polycarbonate diffuser, light grey aluminium body, basic version | 2253 | 59 | 69 |  | 50000/L80B10 | 3 | 2848 | 25.1 | 113 | 80+ | 4000 | 339.141
| DM1127596 | Decor LED1x3900 H291 T840 DPRZ LT80 LO2 | non-dimmable, I, IP40, IK05, UGR≤19, matt micro-prismatic polycarbonate diffuser, light grey aluminium body, basic version | 2253 | 59 | 69 |  | 50000/L80B10 | 3 | 3881 | 35.5 | 109 | 80+ | 4000 | 339.141
| DM1127597 | Decor LED1x5350 H292 T840 DPRZ LT80 LO3 | non-dimmable, I, IP40, IK05, UGR≤19, matt micro-prismatic polycarbonate diffuser, light grey aluminium body, basic version | 2253 | 59 | 69 |  | 50000/L80B10 | 3 | 5335 | 50.9 | 105 | 80+ | 4000 | 358.233
| DM1127598 | Decor LED1x8050 H293 T840 DPRZ LT80 LO4 | non-dimmable, I, IP40, IK05, UGR≤19, matt micro-prismatic polycarbonate diffuser, light grey aluminium body, basic version | 2253 | 59 | 69 |  | 50000/L80B10 | 3 | 8002 | 77.3 | 104 | 80+ | 4000 | 414.52
| DM1127599 | Decor LED1x3250 H294 T840 DPRZ LT80 LO1 | non-dimmable, I, IP40, IK05, UGR≤16, matt micro-prismatic polycarbonate diffuser, light grey aluminium body, basic version | 2533 | 59 | 69 |  | 50000/L80B10 | 3 | 3204 | 27.3 | 117 | 80+ | 4000 | 431.075
| DM1127600 | Decor LED1x4400 H295 T840 DPRZ LT80 LO2 | non-dimmable, I, IP40, IK05, UGR≤19, matt micro-prismatic polycarbonate diffuser, light grey aluminium body, basic version | 2533 | 59 | 69 |  | 50000/L80B10 | 3 | 4366 | 39.9 | 109 | 80+ | 4000 | 417.229
| DM1127601 | Decor LED1x6050 H296 T840 DPRZ LT80 LO3 | non-dimmable, I, IP40, IK05, UGR≤19, matt micro-prismatic polycarbonate diffuser, light grey aluminium body, basic version | 2533 | 59 | 69 |  | 50000/L80B10 | 3 | 6001 | 57.3 | 105 | 80+ | 4000 | 438.815
| DM1127602 | Decor LED1x9050 H297 T840 DPRZ LT80 LO4 | non-dimmable, I, IP40, IK05, UGR≤19, matt micro-prismatic polycarbonate diffuser, light grey aluminium body, basic version | 2533 | 59 | 69 |  | 50000/L80B10 | 3 | 9002 | 83.2 | 108 | 80+ | 4000 | 490.114
| DM1127603 | Decor LED1x3750 H298 T840 DPRZ LT80 LO1 | non-dimmable, I, IP40, IK05, UGR≤16, matt micro-prismatic polycarbonate diffuser, light grey aluminium body, basic version | 2953 | 59 | 69 |  | 50000/L80B10 | 3 | 3738 | 31.9 | 117 | 80+ | 4000 | 440.621
| DM1127604 | Decor LED1x5100 H299 T840 DPRZ LT80 LO2 | non-dimmable, I, IP40, IK05, UGR≤19, matt micro-prismatic polycarbonate diffuser, light grey aluminium body, basic version | 2953 | 59 | 69 |  | 50000/L80B10 | 3 | 5093 | 46 | 111 | 80+ | 4000 | 426.775
| DM1127605 | Decor LED1x7050 H300 T840 DPRZ LT80 LO3 | non-dimmable, I, IP40, IK05, UGR≤19, matt micro-prismatic polycarbonate diffuser, light grey aluminium body, basic version | 2953 | 59 | 69 |  | 50000/L80B10 | 3 | 7001 | 66.9 | 105 | 80+ | 4000 | 448.361
| DM1127606 | Decor LED1x800 H254 T830 OP LO1 1LIN L | non-dimmable, I, IP40, IK05, opal polycarbonate diffuser, light grey aluminium body, for in-line connection, first/end luminaire, basic version | 568 | 59 | 69 |  | 50000/L80B10 | 3 | 728 | 6.8 | 107 | 80+ | 3000 | 131.924
| DM1127607 | Decor LED1x1050 H255 T830 OP LO2 1LIN L | non-dimmable, I, IP40, IK05, opal polycarbonate diffuser, light grey aluminium body, for in-line connection, first/end luminaire, basic version | 568 | 59 | 69 |  | 50000/L80B10 | 3 | 993 | 9.5 | 105 | 80+ | 3000 | 131.924
| DM1127608 | Decor LED1x1450 H256 T830 OP LO3 1LIN L | non-dimmable, I, IP40, IK05, opal polycarbonate diffuser, light grey aluminium body, for in-line connection, first/end luminaire, basic version | 568 | 59 | 69 |  | 50000/L80B10 | 3 | 1365 | 13.8 | 99 | 80+ | 3000 | 143.319
| DM1127609 | Decor LED1x2150 H257 T830 OP LO4 1LIN L | non-dimmable, I, IP40, IK05, opal polycarbonate diffuser, light grey aluminium body, for in-line connection, first/end luminaire, basic version | 568 | 59 | 69 |  | 50000/L80B10 | 3 | 2048 | 20 | 102 | 80+ | 3000 | 144.867
| DM1127610 | Decor LED1x1000 H258 T830 OP LO1 1LIN L | non-dimmable, I, IP40, IK05, opal polycarbonate diffuser, light grey aluminium body, for in-line connection, first/end luminaire, basic version | 708 | 59 | 69 |  | 50000/L80B10 | 3 | 910 | 8.1 | 112 | 80+ | 3000 | 154.37
| DM1127611 | Decor LED1x1300 H259 T830 OP LO2 1LIN L | non-dimmable, I, IP40, IK05, opal polycarbonate diffuser, light grey aluminium body, for in-line connection, first/end luminaire, basic version | 708 | 59 | 69 |  | 50000/L80B10 | 3 | 1241 | 11.6 | 107 | 80+ | 3000 | 154.37
| DM1127612 | Decor LED1x1800 H260 T830 OP LO3 1LIN L | non-dimmable, I, IP40, IK05, opal polycarbonate diffuser, light grey aluminium body, for in-line connection, first/end luminaire, basic version | 708 | 59 | 69 |  | 50000/L80B10 | 3 | 1706 | 16.8 | 102 | 80+ | 3000 | 165.765
| DM1127613 | Decor LED1x2700 H261 T830 OP LO4 1LIN L | non-dimmable, I, IP40, IK05, opal polycarbonate diffuser, light grey aluminium body, for in-line connection, first/end luminaire, basic version | 708 | 59 | 69 |  | 50000/L80B10 | 3 | 2559 | 24.7 | 104 | 80+ | 3000 | 169.162
| DM1127614 | Decor LED1x1150 H262 T830 OP LO1 1LIN L | non-dimmable, I, IP40, IK05, opal polycarbonate diffuser, light grey aluminium body, for in-line connection, first/end luminaire, basic version | 848 | 59 | 69 |  | 50000/L80B10 | 3 | 1145 | 10 | 115 | 80+ | 3000 | 180.514
| DM1127615 | Decor LED1x1600 H263 T830 OP LO2 1LIN L | non-dimmable, I, IP40, IK05, opal polycarbonate diffuser, light grey aluminium body, for in-line connection, first/end luminaire, basic version | 848 | 59 | 69 |  | 50000/L80B10 | 3 | 1559 | 14 | 111 | 80+ | 3000 | 180.514
| DM1127616 | Decor LED1x2150 H264 T830 OP LO3 1LIN L | non-dimmable, I, IP40, IK05, opal polycarbonate diffuser, light grey aluminium body, for in-line connection, first/end luminaire, basic version | 848 | 59 | 69 |  | 50000/L80B10 | 3 | 2144 | 20.2 | 106 | 80+ | 3000 | 185.717
| DM1127617 | Decor LED1x3250 H265 T830 OP LO4 1LIN L | non-dimmable, I, IP40, IK05, opal polycarbonate diffuser, light grey aluminium body, for in-line connection, first/end luminaire, basic version | 848 | 59 | 69 |  | 50000/L80B10 | 3 | 3215 | 29.7 | 108 | 80+ | 3000 | 189.157
| DM1127618 | Decor LED1x1350 H266 T830 OP LO1 1LIN L | non-dimmable, I, IP40, IK05, opal polycarbonate diffuser, light grey aluminium body, for in-line connection, first/end luminaire, basic version | 988 | 59 | 69 |  | 50000/L80B10 | 3 | 1274 | 11.5 | 111 | 80+ | 3000 | 197.069
| DM1127619 | Decor LED1x1850 H267 T830 OP LO2 1LIN L | non-dimmable, I, IP40, IK05, opal polycarbonate diffuser, light grey aluminium body, for in-line connection, first/end luminaire, basic version | 988 | 59 | 69 |  | 50000/L80B10 | 3 | 1738 | 15.9 | 109 | 80+ | 3000 | 197.069
| DM1127620 | Decor LED1x2500 H268 T830 OP LO3 1LIN L | non-dimmable, I, IP40, IK05, opal polycarbonate diffuser, light grey aluminium body, for in-line connection, first/end luminaire, basic version | 988 | 59 | 69 |  | 50000/L80B10 | 3 | 2389 | 23 | 104 | 80+ | 3000 | 202.315
| DM1127621 | Decor LED1x1550 H270 T830 OP LO1 1LIN L | non-dimmable, I, IP40, IK05, opal polycarbonate diffuser, light grey aluminium body, for in-line connection, first/end luminaire, basic version | 1128 | 59 | 69 |  | 50000/L80B10 | 3 | 1457 | 13 | 112 | 80+ | 3000 | 200.466
| DM1127622 | Decor LED1x2100 H271 T830 OP LO2 1LIN L | non-dimmable, I, IP40, IK05, opal polycarbonate diffuser, light grey aluminium body, for in-line connection, first/end luminaire, basic version | 1128 | 59 | 69 |  | 50000/L80B10 | 3 | 1986 | 17.9 | 111 | 80+ | 3000 | 200.466
| DM1127623 | Decor LED1x2900 H272 T830 OP LO3 1LIN L | non-dimmable, I, IP40, IK05, opal polycarbonate diffuser, light grey aluminium body, for in-line connection, first/end luminaire, basic version | 1128 | 59 | 69 |  | 50000/L80B10 | 3 | 2730 | 26.3 | 104 | 80+ | 3000 | 205.712
| DM1127624 | Decor LED1x4300 H273 T830 OP LO4 1LIN L | non-dimmable, I, IP40, IK05, opal polycarbonate diffuser, light grey aluminium body, for in-line connection, first/end luminaire, basic version | 1128 | 59 | 69 |  | 50000/L80B10 | 3 | 4095 | 38.2 | 107 | 80+ | 3000 | 228.158
| DM1127625 | Decor LED1x1750 H274 T830 OP LO1 1LIN L | non-dimmable, I, IP40, IK05, opal polycarbonate diffuser, light grey aluminium body, for in-line connection, first/end luminaire, basic version | 1268 | 59 | 69 |  | 50000/L80B10 | 3 | 1639 | 14.5 | 113 | 80+ | 3000 | 226.567
| DM1127626 | Decor LED1x2350 H275 T830 OP LO2 1LIN L | non-dimmable, I, IP40, IK05, opal polycarbonate diffuser, light grey aluminium body, for in-line connection, first/end luminaire, basic version | 1268 | 59 | 69 |  | 50000/L80B10 | 3 | 2234 | 20.1 | 111 | 80+ | 3000 | 226.567
| DM1127627 | Decor LED1x3250 H276 T830 OP LO3 1LIN L | non-dimmable, I, IP40, IK05, opal polycarbonate diffuser, light grey aluminium body, for in-line connection, first/end luminaire, basic version | 1268 | 59 | 69 |  | 50000/L80B10 | 3 | 3071 | 29.6 | 104 | 80+ | 3000 | 231.555
| DM1127628 | Decor LED1x1950 H278 T830 OP LO1 1LIN L | non-dimmable, I, IP40, IK05, opal polycarbonate diffuser, light grey aluminium body, for in-line connection, first/end luminaire, basic version | 1408 | 59 | 69 |  | 50000/L80B10 | 3 | 1822 | 16.5 | 110 | 80+ | 3000 | 245.659
| DM1127629 | Decor LED1x2600 H279 T830 OP LO2 1LIN L | non-dimmable, I, IP40, IK05, opal polycarbonate diffuser, light grey aluminium body, for in-line connection, first/end luminaire, basic version | 1408 | 59 | 69 |  | 50000/L80B10 | 3 | 2482 | 23 | 108 | 80+ | 3000 | 245.659
| DM1127630 | Decor LED1x3600 H280 T830 OP LO3 1LIN L | non-dimmable, I, IP40, IK05, opal polycarbonate diffuser, light grey aluminium body, for in-line connection, first/end luminaire, basic version | 1408 | 59 | 69 |  | 50000/L80B10 | 3 | 3412 | 31.8 | 107 | 80+ | 3000 | 264.708
| DM1127631 | Decor LED1x5400 H281 T830 OP LO4 1LIN L | non-dimmable, I, IP40, IK05, opal polycarbonate diffuser, light grey aluminium body, for in-line connection, first/end luminaire, basic version | 1408 | 59 | 69 |  | 50000/L80B10 | 3 | 5118 | 47.8 | 107 | 80+ | 3000 | 270.599
| DM1127632 | Decor LED1x2300 H282 T830 OP LO1 1LIN L | non-dimmable, I, IP40, IK05, opal polycarbonate diffuser, light grey aluminium body, for in-line connection, first/end luminaire, basic version | 1688 | 59 | 69 |  | 50000/L80B10 | 3 | 2186 | 19.3 | 113 | 80+ | 3000 | 281.951
| DM1127633 | Decor LED1x3150 H283 T830 OP LO2 1LIN L | non-dimmable, I, IP40, IK05, opal polycarbonate diffuser, light grey aluminium body, for in-line connection, first/end luminaire, basic version | 1688 | 59 | 69 |  | 50000/L80B10 | 3 | 2978 | 27.3 | 109 | 80+ | 3000 | 281.951
| DM1127634 | Decor LED1x4300 H284 T830 OP LO3 1LIN L | non-dimmable, I, IP40, IK05, opal polycarbonate diffuser, light grey aluminium body, for in-line connection, first/end luminaire, basic version | 1688 | 59 | 69 |  | 50000/L80B10 | 3 | 4094 | 38.2 | 107 | 80+ | 3000 | 301
| DM1127635 | Decor LED1x6450 H285 T830 OP LO4 1LIN L | non-dimmable, I, IP40, IK05, opal polycarbonate diffuser, light grey aluminium body, for in-line connection, first/end luminaire, basic version | 1688 | 59 | 69 |  | 50000/L80B10 | 3 | 6142 | 57.3 | 107 | 80+ | 3000 | 316.695
| DM1127636 | Decor LED1x2700 H286 T830 OP LO1 1LIN L | non-dimmable, I, IP40, IK05, opal polycarbonate diffuser, light grey aluminium body, for in-line connection, first/end luminaire, basic version | 1968 | 59 | 69 |  | 50000/L80B10 | 3 | 2550 | 22.2 | 115 | 80+ | 3000 | 294.894
| DM1127637 | Decor LED1x3650 H287 T830 OP LO2 1LIN L | non-dimmable, I, IP40, IK05, opal polycarbonate diffuser, light grey aluminium body, for in-line connection, first/end luminaire, basic version | 1968 | 59 | 69 |  | 50000/L80B10 | 3 | 3475 | 31.4 | 111 | 80+ | 3000 | 294.894
| DM1127638 | Decor LED1x5050 H288 T830 OP LO3 1LIN L | non-dimmable, I, IP40, IK05, opal polycarbonate diffuser, light grey aluminium body, for in-line connection, first/end luminaire, basic version | 1968 | 59 | 69 |  | 50000/L80B10 | 3 | 4777 | 44.6 | 107 | 80+ | 3000 | 313.986
| DM1127639 | Decor LED1x6450 H289 T830 OP LO4 1LIN L | non-dimmable, I, IP40, IK05, opal polycarbonate diffuser, light grey aluminium body, for in-line connection, first/end luminaire, basic version | 2108 | 59 | 69 |  | 50000/L80B10 | 3 | 6142 | 57.3 | 107 | 80+ | 3000 | 366.188
| DM1127640 | Decor LED1x3100 H290 T830 OP LO1 1LIN L | non-dimmable, I, IP40, IK05, opal polycarbonate diffuser, light grey aluminium body, for in-line connection, first/end luminaire, basic version | 2248 | 59 | 69 |  | 50000/L80B10 | 3 | 2914 | 25.1 | 116 | 80+ | 3000 | 346.193
| DM1127641 | Decor LED1x4200 H291 T830 OP LO2 1LIN L | non-dimmable, I, IP40, IK05, opal polycarbonate diffuser, light grey aluminium body, for in-line connection, first/end luminaire, basic version | 2248 | 59 | 69 |  | 50000/L80B10 | 3 | 3971 | 35.5 | 112 | 80+ | 3000 | 346.193
| DM1127642 | Decor LED1x5750 H292 T830 OP LO3 1LIN L | non-dimmable, I, IP40, IK05, opal polycarbonate diffuser, light grey aluminium body, for in-line connection, first/end luminaire, basic version | 2248 | 59 | 69 |  | 50000/L80B10 | 3 | 5459 | 50.9 | 107 | 80+ | 3000 | 365.285
| DM1127643 | Decor LED1x8600 H293 T830 OP LO4 1LIN L | non-dimmable, I, IP40, IK05, opal polycarbonate diffuser, light grey aluminium body, for in-line connection, first/end luminaire, basic version | 2248 | 59 | 69 |  | 50000/L80B10 | 3 | 8189 | 77.3 | 106 | 80+ | 3000 | 421.572
| DM1127644 | Decor LED1x3450 H294 T830 OP LO1 1LIN L | non-dimmable, I, IP40, IK05, opal polycarbonate diffuser, light grey aluminium body, for in-line connection, first/end luminaire, basic version | 2528 | 59 | 69 |  | 50000/L80B10 | 3 | 3279 | 27.3 | 120 | 80+ | 3000 | 435.375
| DM1127645 | Decor LED1x4700 H295 T830 OP LO2 1LIN L | non-dimmable, I, IP40, IK05, opal polycarbonate diffuser, light grey aluminium body, for in-line connection, first/end luminaire, basic version | 2528 | 59 | 69 |  | 50000/L80B10 | 3 | 4468 | 39.9 | 112 | 80+ | 3000 | 421.572
| DM1127646 | Decor LED1x6450 H296 T830 OP LO3 1LIN L | non-dimmable, I, IP40, IK05, opal polycarbonate diffuser, light grey aluminium body, for in-line connection, first/end luminaire, basic version | 2528 | 59 | 69 |  | 50000/L80B10 | 3 | 6142 | 57.3 | 107 | 80+ | 3000 | 444.018
| DM1127647 | Decor LED1x9650 H297 T830 OP LO4 1LIN L | non-dimmable, I, IP40, IK05, opal polycarbonate diffuser, light grey aluminium body, for in-line connection, first/end luminaire, basic version | 2528 | 59 | 69 |  | 50000/L80B10 | 3 | 9212 | 83.2 | 111 | 80+ | 3000 | 495.317
| DM1127648 | Decor LED1x4050 H298 T830 OP LO1 1LIN L | non-dimmable, I, IP40, IK05, opal polycarbonate diffuser, light grey aluminium body, for in-line connection, first/end luminaire, basic version | 2948 | 59 | 69 |  | 50000/L80B10 | 3 | 3825 | 31.9 | 120 | 80+ | 3000 | 444.921
| DM1127649 | Decor LED1x5500 H299 T830 OP LO2 1LIN L | non-dimmable, I, IP40, IK05, opal polycarbonate diffuser, light grey aluminium body, for in-line connection, first/end luminaire, basic version | 2948 | 59 | 69 |  | 50000/L80B10 | 3 | 5212 | 46 | 113 | 80+ | 3000 | 431.075
| DM1127650 | Decor LED1x7550 H300 T830 OP LO3 1LIN L | non-dimmable, I, IP40, IK05, opal polycarbonate diffuser, light grey aluminium body, for in-line connection, first/end luminaire, basic version | 2948 | 59 | 69 |  | 50000/L80B10 | 3 | 7165 | 66.9 | 107 | 80+ | 3000 | 453.564
| DM1127651 | Decor LED1x800 H254 T840 OP LO1 1LIN L | non-dimmable, I, IP40, IK05, opal polycarbonate diffuser, light grey aluminium body, for in-line connection, first/end luminaire, basic version | 568 | 59 | 69 |  | 50000/L80B10 | 3 | 763 | 6.8 | 112 | 80+ | 4000 | 131.924
| DM1127652 | Decor LED1x1050 H255 T840 OP LO2 1LIN L | non-dimmable, I, IP40, IK05, opal polycarbonate diffuser, light grey aluminium body, for in-line connection, first/end luminaire, basic version | 568 | 59 | 69 |  | 50000/L80B10 | 3 | 1040 | 9.5 | 109 | 80+ | 4000 | 131.924
| DM1127653 | Decor LED1x1450 H256 T840 OP LO3 1LIN L | non-dimmable, I, IP40, IK05, opal polycarbonate diffuser, light grey aluminium body, for in-line connection, first/end luminaire, basic version | 568 | 59 | 69 |  | 50000/L80B10 | 3 | 1429 | 13.8 | 104 | 80+ | 4000 | 143.319
| DM1127654 | Decor LED1x2150 H257 T840 OP LO4 1LIN L | non-dimmable, I, IP40, IK05, opal polycarbonate diffuser, light grey aluminium body, for in-line connection, first/end luminaire, basic version | 568 | 59 | 69 |  | 50000/L80B10 | 3 | 2144 | 20 | 107 | 80+ | 4000 | 144.867
| DM1127655 | Decor LED1x1000 H258 T840 OP LO1 1LIN L | non-dimmable, I, IP40, IK05, opal polycarbonate diffuser, light grey aluminium body, for in-line connection, first/end luminaire, basic version | 708 | 59 | 69 |  | 50000/L80B10 | 3 | 953 | 8.1 | 118 | 80+ | 4000 | 154.37
| DM1127656 | Decor LED1x1300 H259 T840 OP LO2 1LIN L | non-dimmable, I, IP40, IK05, opal polycarbonate diffuser, light grey aluminium body, for in-line connection, first/end luminaire, basic version | 708 | 59 | 69 |  | 50000/L80B10 | 3 | 1299 | 11.6 | 112 | 80+ | 4000 | 154.37
| DM1127657 | Decor LED1x1800 H260 T840 OP LO3 1LIN L | non-dimmable, I, IP40, IK05, opal polycarbonate diffuser, light grey aluminium body, for in-line connection, first/end luminaire, basic version | 708 | 59 | 69 |  | 50000/L80B10 | 3 | 1786 | 16.8 | 106 | 80+ | 4000 | 165.765
| DM1127658 | Decor LED1x2700 H261 T840 OP LO4 1LIN L | non-dimmable, I, IP40, IK05, opal polycarbonate diffuser, light grey aluminium body, for in-line connection, first/end luminaire, basic version | 708 | 59 | 69 |  | 50000/L80B10 | 3 | 2679 | 24.7 | 108 | 80+ | 4000 | 169.162
| DM1127659 | Decor LED1x1150 H262 T840 OP LO1 1LIN L | non-dimmable, I, IP40, IK05, opal polycarbonate diffuser, light grey aluminium body, for in-line connection, first/end luminaire, basic version | 848 | 59 | 69 |  | 50000/L80B10 | 3 | 1145 | 10 | 115 | 80+ | 4000 | 180.514
| DM1127660 | Decor LED1x1600 H263 T840 OP LO2 1LIN L | non-dimmable, I, IP40, IK05, opal polycarbonate diffuser, light grey aluminium body, for in-line connection, first/end luminaire, basic version | 848 | 59 | 69 |  | 50000/L80B10 | 3 | 1559 | 14 | 111 | 80+ | 4000 | 180.514
| DM1127661 | Decor LED1x2150 H264 T840 OP LO3 1LIN L | non-dimmable, I, IP40, IK05, opal polycarbonate diffuser, light grey aluminium body, for in-line connection, first/end luminaire, basic version | 848 | 59 | 69 |  | 50000/L80B10 | 3 | 2144 | 20.2 | 106 | 80+ | 4000 | 185.717
| DM1127662 | Decor LED1x3250 H265 T840 OP LO4 1LIN L | non-dimmable, I, IP40, IK05, opal polycarbonate diffuser, light grey aluminium body, for in-line connection, first/end luminaire, basic version | 848 | 59 | 69 |  | 50000/L80B10 | 3 | 3215 | 29.7 | 108 | 80+ | 4000 | 189.157
| DM1127663 | Decor LED1x1350 H266 T840 OP LO1 1LIN L | non-dimmable, I, IP40, IK05, opal polycarbonate diffuser, light grey aluminium body, for in-line connection, first/end luminaire, basic version | 988 | 59 | 69 |  | 50000/L80B10 | 3 | 1335 | 11.5 | 116 | 80+ | 4000 | 197.069
| DM1127664 | Decor LED1x1850 H267 T840 OP LO2 1LIN L | non-dimmable, I, IP40, IK05, opal polycarbonate diffuser, light grey aluminium body, for in-line connection, first/end luminaire, basic version | 988 | 59 | 69 |  | 50000/L80B10 | 3 | 1819 | 15.9 | 114 | 80+ | 4000 | 197.069
| DM1127665 | Decor LED1x2500 H268 T840 OP LO3 1LIN L | non-dimmable, I, IP40, IK05, opal polycarbonate diffuser, light grey aluminium body, for in-line connection, first/end luminaire, basic version | 988 | 59 | 69 |  | 50000/L80B10 | 3 | 2500 | 23 | 109 | 80+ | 4000 | 202.315
| DM1127666 | Decor LED1x1550 H270 T840 OP LO1 1LIN L | non-dimmable, I, IP40, IK05, opal polycarbonate diffuser, light grey aluminium body, for in-line connection, first/end luminaire, basic version | 1128 | 59 | 69 |  | 50000/L80B10 | 3 | 1526 | 13 | 117 | 80+ | 4000 | 200.466
| DM1127667 | Decor LED1x2100 H271 T840 OP LO2 1LIN L | non-dimmable, I, IP40, IK05, opal polycarbonate diffuser, light grey aluminium body, for in-line connection, first/end luminaire, basic version | 1128 | 59 | 69 |  | 50000/L80B10 | 3 | 2079 | 17.9 | 116 | 80+ | 4000 | 200.466
| DM1127668 | Decor LED1x2900 H272 T840 OP LO3 1LIN L | non-dimmable, I, IP40, IK05, opal polycarbonate diffuser, light grey aluminium body, for in-line connection, first/end luminaire, basic version | 1128 | 59 | 69 |  | 50000/L80B10 | 3 | 2858 | 26.3 | 109 | 80+ | 4000 | 205.712
| DM1127669 | Decor LED1x4300 H273 T840 OP LO4 1LIN L | non-dimmable, I, IP40, IK05, opal polycarbonate diffuser, light grey aluminium body, for in-line connection, first/end luminaire, basic version | 1128 | 59 | 69 |  | 50000/L80B10 | 3 | 4287 | 38.2 | 112 | 80+ | 4000 | 228.158
| DM1127670 | Decor LED1x1750 H274 T840 OP LO1 1LIN L | non-dimmable, I, IP40, IK05, opal polycarbonate diffuser, light grey aluminium body, for in-line connection, first/end luminaire, basic version | 1268 | 59 | 69 |  | 50000/L80B10 | 3 | 1716 | 14.5 | 118 | 80+ | 4000 | 226.567
| DM1127671 | Decor LED1x2350 H275 T840 OP LO2 1LIN L | non-dimmable, I, IP40, IK05, opal polycarbonate diffuser, light grey aluminium body, for in-line connection, first/end luminaire, basic version | 1268 | 59 | 69 |  | 50000/L80B10 | 3 | 2339 | 20.1 | 116 | 80+ | 4000 | 226.567
| DM1127672 | Decor LED1x3250 H276 T840 OP LO3 1LIN L | non-dimmable, I, IP40, IK05, opal polycarbonate diffuser, light grey aluminium body, for in-line connection, first/end luminaire, basic version | 1268 | 59 | 69 |  | 50000/L80B10 | 3 | 3215 | 29.6 | 109 | 80+ | 4000 | 231.555
| DM1127673 | Decor LED1x1950 H278 T840 OP LO1 1LIN L | non-dimmable, I, IP40, IK05, opal polycarbonate diffuser, light grey aluminium body, for in-line connection, first/end luminaire, basic version | 1408 | 59 | 69 |  | 50000/L80B10 | 3 | 1907 | 16.5 | 116 | 80+ | 4000 | 245.659
| DM1127674 | Decor LED1x2600 H279 T840 OP LO2 1LIN L | non-dimmable, I, IP40, IK05, opal polycarbonate diffuser, light grey aluminium body, for in-line connection, first/end luminaire, basic version | 1408 | 59 | 69 |  | 50000/L80B10 | 3 | 2599 | 22.9 | 113 | 80+ | 4000 | 245.659
| DM1127675 | Decor LED1x3600 H280 T840 OP LO3 1LIN L | non-dimmable, I, IP40, IK05, opal polycarbonate diffuser, light grey aluminium body, for in-line connection, first/end luminaire, basic version | 1408 | 59 | 69 |  | 50000/L80B10 | 3 | 3572 | 31.7 | 113 | 80+ | 4000 | 264.708
| DM1127676 | Decor LED1x5400 H281 T840 OP LO4 1LIN L | non-dimmable, I, IP40, IK05, opal polycarbonate diffuser, light grey aluminium body, for in-line connection, first/end luminaire, basic version | 1408 | 59 | 69 |  | 50000/L80B10 | 3 | 5359 | 47.8 | 112 | 80+ | 4000 | 270.599
| DM1127677 | Decor LED1x2300 H282 T840 OP LO1 1LIN L | non-dimmable, I, IP40, IK05, opal polycarbonate diffuser, light grey aluminium body, for in-line connection, first/end luminaire, basic version | 1688 | 59 | 69 |  | 50000/L80B10 | 3 | 2288 | 19.3 | 119 | 80+ | 4000 | 281.951
| DM1127678 | Decor LED1x3150 H283 T840 OP LO2 1LIN L | non-dimmable, I, IP40, IK05, opal polycarbonate diffuser, light grey aluminium body, for in-line connection, first/end luminaire, basic version | 1688 | 59 | 69 |  | 50000/L80B10 | 3 | 3119 | 27.3 | 114 | 80+ | 4000 | 281.951
| DM1127679 | Decor LED1x4300 H284 T840 OP LO3 1LIN L | non-dimmable, I, IP40, IK05, opal polycarbonate diffuser, light grey aluminium body, for in-line connection, first/end luminaire, basic version | 1688 | 59 | 69 |  | 50000/L80B10 | 3 | 4287 | 38.2 | 112 | 80+ | 4000 | 301
| DM1127680 | Decor LED1x6450 H285 T840 OP LO4 1LIN L | non-dimmable, I, IP40, IK05, opal polycarbonate diffuser, light grey aluminium body, for in-line connection, first/end luminaire, basic version | 1688 | 59 | 69 |  | 50000/L80B10 | 3 | 6430 | 57.3 | 112 | 80+ | 4000 | 316.695
| DM1127681 | Decor LED1x2700 H286 T840 OP LO1 1LIN L | non-dimmable, I, IP40, IK05, opal polycarbonate diffuser, light grey aluminium body, for in-line connection, first/end luminaire, basic version | 1968 | 59 | 69 |  | 50000/L80B10 | 3 | 2670 | 22.2 | 120 | 80+ | 4000 | 294.894
| DM1127682 | Decor LED1x3650 H287 T840 OP LO2 1LIN L | non-dimmable, I, IP40, IK05, opal polycarbonate diffuser, light grey aluminium body, for in-line connection, first/end luminaire, basic version | 1968 | 59 | 69 |  | 50000/L80B10 | 3 | 3638 | 31.4 | 116 | 80+ | 4000 | 294.894
| DM1127683 | Decor LED1x5050 H288 T840 OP LO3 1LIN L | non-dimmable, I, IP40, IK05, opal polycarbonate diffuser, light grey aluminium body, for in-line connection, first/end luminaire, basic version | 1968 | 59 | 69 |  | 50000/L80B10 | 3 | 5001 | 44.6 | 112 | 80+ | 4000 | 313.986
| DM1127684 | Decor LED1x6450 H289 T840 OP LO4 1LIN L | non-dimmable, I, IP40, IK05, opal polycarbonate diffuser, light grey aluminium body, for in-line connection, first/end luminaire, basic version | 2108 | 59 | 69 |  | 50000/L80B10 | 3 | 6430 | 57.3 | 112 | 80+ | 4000 | 366.188
| DM1127685 | Decor LED1x3100 H290 T840 OP LO1 1LIN L | non-dimmable, I, IP40, IK05, opal polycarbonate diffuser, light grey aluminium body, for in-line connection, first/end luminaire, basic version | 2248 | 59 | 69 |  | 50000/L80B10 | 3 | 3051 | 25.1 | 122 | 80+ | 4000 | 346.193
| DM1127686 | Decor LED1x4200 H291 T840 OP LO2 1LIN L | non-dimmable, I, IP40, IK05, opal polycarbonate diffuser, light grey aluminium body, for in-line connection, first/end luminaire, basic version | 2248 | 59 | 69 |  | 50000/L80B10 | 3 | 4158 | 35.5 | 117 | 80+ | 4000 | 346.193
| DM1127687 | Decor LED1x5750 H292 T840 OP LO3 1LIN L | non-dimmable, I, IP40, IK05, opal polycarbonate diffuser, light grey aluminium body, for in-line connection, first/end luminaire, basic version | 2248 | 59 | 69 |  | 50000/L80B10 | 3 | 5716 | 50.9 | 112 | 80+ | 4000 | 365.285
| DM1127688 | Decor LED1x8600 H293 T840 OP LO4 1LIN L | non-dimmable, I, IP40, IK05, opal polycarbonate diffuser, light grey aluminium body, for in-line connection, first/end luminaire, basic version | 2248 | 59 | 69 |  | 50000/L80B10 | 3 | 8573 | 77.3 | 111 | 80+ | 4000 | 421.572
| DM1127689 | Decor LED1x3450 H294 T840 OP LO1 1LIN L | non-dimmable, I, IP40, IK05, opal polycarbonate diffuser, light grey aluminium body, for in-line connection, first/end luminaire, basic version | 2528 | 59 | 69 |  | 50000/L80B10 | 3 | 3433 | 27.3 | 126 | 80+ | 4000 | 435.375
| DM1127690 | Decor LED1x4700 H295 T840 OP LO2 1LIN L | non-dimmable, I, IP40, IK05, opal polycarbonate diffuser, light grey aluminium body, for in-line connection, first/end luminaire, basic version | 2528 | 59 | 69 |  | 50000/L80B10 | 3 | 4678 | 39.9 | 117 | 80+ | 4000 | 421.572
| DM1127691 | Decor LED1x6450 H296 T840 OP LO3 1LIN L | non-dimmable, I, IP40, IK05, opal polycarbonate diffuser, light grey aluminium body, for in-line connection, first/end luminaire, basic version | 2528 | 59 | 69 |  | 50000/L80B10 | 3 | 6430 | 57.3 | 112 | 80+ | 4000 | 444.018
| DM1127692 | Decor LED1x9650 H297 T840 OP LO4 1LIN L | non-dimmable, I, IP40, IK05, opal polycarbonate diffuser, light grey aluminium body, for in-line connection, first/end luminaire, basic version | 2528 | 59 | 69 |  | 50000/L80B10 | 3 | 9645 | 83.2 | 116 | 80+ | 4000 | 495.317
| DM1127693 | Decor LED1x4050 H298 T840 OP LO1 1LIN L | non-dimmable, I, IP40, IK05, opal polycarbonate diffuser, light grey aluminium body, for in-line connection, first/end luminaire, basic version | 2948 | 59 | 69 |  | 50000/L80B10 | 3 | 4005 | 31.9 | 126 | 80+ | 4000 | 444.921
| DM1127694 | Decor LED1x5500 H299 T840 OP LO2 1LIN L | non-dimmable, I, IP40, IK05, opal polycarbonate diffuser, light grey aluminium body, for in-line connection, first/end luminaire, basic version | 2948 | 59 | 69 |  | 50000/L80B10 | 3 | 5457 | 46 | 119 | 80+ | 4000 | 431.075
| DM1127695 | Decor LED1x7550 H300 T840 OP LO3 1LIN L | non-dimmable, I, IP40, IK05, opal polycarbonate diffuser, light grey aluminium body, for in-line connection, first/end luminaire, basic version | 2948 | 59 | 69 |  | 50000/L80B10 | 3 | 7502 | 66.9 | 112 | 80+ | 4000 | 453.564
| DM1127696 | Decor LED1x750 H254 T830 DPRZ LT80 LO1 1LIN L | non-dimmable, I, IP40, IK05, UGR≤16, matt micro-prismatic polycarbonate diffuser, light grey aluminium body, for in-line connection, first/end luminaire, basic version | 568 | 59 | 69 |  | 50000/L80B10 | 3 | 680 | 6.8 | 100 | 80+ | 3000 | 134.676
| DM1127697 | Decor LED1x1000 H255 T830 DPRZ LT80 LO2 1LIN L | non-dimmable, I, IP40, IK05, UGR≤19, matt micro-prismatic polycarbonate diffuser, light grey aluminium body, for in-line connection, first/end luminaire, basic version | 568 | 59 | 69 |  | 50000/L80B10 | 3 | 927 | 9.5 | 98 | 80+ | 3000 | 134.676
| DM1127698 | Decor LED1x1350 H256 T830 DPRZ LT80 LO3 1LIN L | non-dimmable, I, IP40, IK05, UGR≤19, matt micro-prismatic polycarbonate diffuser, light grey aluminium body, for in-line connection, first/end luminaire, basic version | 568 | 59 | 69 |  | 50000/L80B10 | 3 | 1274 | 13.8 | 92 | 80+ | 3000 | 145.77
| DM1127699 | Decor LED1x2050 H257 T830 DPRZ LT80 LO4 1LIN L | non-dimmable, I, IP40, IK05, UGR≤19, matt micro-prismatic polycarbonate diffuser, light grey aluminium body, for in-line connection, first/end luminaire, basic version | 568 | 59 | 69 |  | 50000/L80B10 | 3 | 1911 | 20 | 96 | 80+ | 3000 | 147.576
| DM1127700 | Decor LED1x900 H258 T830 DPRZ LT80 LO1 1LIN L | non-dimmable, I, IP40, IK05, UGR≤16, matt micro-prismatic polycarbonate diffuser, light grey aluminium body, for in-line connection, first/end luminaire, basic version | 708 | 59 | 69 |  | 50000/L80B10 | 3 | 850 | 8.1 | 105 | 80+ | 3000 | 158.025
| DM1127701 | Decor LED1x1250 H259 T830 DPRZ LT80 LO2 1LIN L | non-dimmable, I, IP40, IK05, UGR≤19, matt micro-prismatic polycarbonate diffuser, light grey aluminium body, for in-line connection, first/end luminaire, basic version | 708 | 59 | 69 |  | 50000/L80B10 | 3 | 1159 | 11.6 | 100 | 80+ | 3000 | 158.025
| DM1127702 | Decor LED1x1700 H260 T830 DPRZ LT80 LO3 1LIN L | non-dimmable, I, IP40, IK05, UGR≤19, matt micro-prismatic polycarbonate diffuser, light grey aluminium body, for in-line connection, first/end luminaire, basic version | 708 | 59 | 69 |  | 50000/L80B10 | 3 | 1593 | 16.8 | 95 | 80+ | 3000 | 169.162
| DM1127703 | Decor LED1x2550 H261 T830 DPRZ LT80 LO4 1LIN L | non-dimmable, I, IP40, IK05, UGR≤19, matt micro-prismatic polycarbonate diffuser, light grey aluminium body, for in-line connection, first/end luminaire, basic version | 708 | 59 | 69 |  | 50000/L80B10 | 3 | 2389 | 24.7 | 97 | 80+ | 3000 | 172.817
| DM1127704 | Decor LED1x1100 H262 T830 DPRZ LT80 LO1 1LIN L | non-dimmable, I, IP40, IK05, UGR≤16, matt micro-prismatic polycarbonate diffuser, light grey aluminium body, for in-line connection, first/end luminaire, basic version | 848 | 59 | 69 |  | 50000/L80B10 | 3 | 1068 | 10 | 107 | 80+ | 3000 | 184.814
| DM1127705 | Decor LED1x1500 H263 T830 DPRZ LT80 LO2 1LIN L | non-dimmable, I, IP40, IK05, UGR≤19, matt micro-prismatic polycarbonate diffuser, light grey aluminium body, for in-line connection, first/end luminaire, basic version | 848 | 59 | 69 |  | 50000/L80B10 | 3 | 1455 | 14 | 104 | 80+ | 3000 | 184.814
| DM1127706 | Decor LED1x2050 H264 T830 DPRZ LT80 LO3 1LIN L | non-dimmable, I, IP40, IK05, UGR≤19, matt micro-prismatic polycarbonate diffuser, light grey aluminium body, for in-line connection, first/end luminaire, basic version | 848 | 59 | 69 |  | 50000/L80B10 | 3 | 2001 | 20.2 | 99 | 80+ | 3000 | 190.017
| DM1127707 | Decor LED1x3050 H265 T830 DPRZ LT80 LO4 1LIN L | non-dimmable, I, IP40, IK05, UGR≤19, matt micro-prismatic polycarbonate diffuser, light grey aluminium body, for in-line connection, first/end luminaire, basic version | 848 | 59 | 69 |  | 50000/L80B10 | 3 | 3001 | 29.7 | 101 | 80+ | 3000 | 193.457
| DM1127708 | Decor LED1x1250 H266 T830 DPRZ LT80 LO1 1LIN L | non-dimmable, I, IP40, IK05, UGR≤16, matt micro-prismatic polycarbonate diffuser, light grey aluminium body, for in-line connection, first/end luminaire, basic version | 988 | 59 | 69 |  | 50000/L80B10 | 3 | 1189 | 11.5 | 103 | 80+ | 3000 | 202.315
| DM1127709 | Decor LED1x1700 H267 T830 DPRZ LT80 LO2 1LIN L | non-dimmable, I, IP40, IK05, UGR≤19, matt micro-prismatic polycarbonate diffuser, light grey aluminium body, for in-line connection, first/end luminaire, basic version | 988 | 59 | 69 |  | 50000/L80B10 | 3 | 1622 | 15.9 | 102 | 80+ | 3000 | 202.315
| DM1127710 | Decor LED1x2350 H268 T830 DPRZ LT80 LO3 1LIN L | non-dimmable, I, IP40, IK05, UGR≤19, matt micro-prismatic polycarbonate diffuser, light grey aluminium body, for in-line connection, first/end luminaire, basic version | 988 | 59 | 69 |  | 50000/L80B10 | 3 | 2230 | 23 | 97 | 80+ | 3000 | 207.303
| DM1127711 | Decor LED1x1450 H270 T830 DPRZ LT80 LO1 1LIN L | non-dimmable, I, IP40, IK05, UGR≤16, matt micro-prismatic polycarbonate diffuser, light grey aluminium body, for in-line connection, first/end luminaire, basic version | 1128 | 59 | 69 |  | 50000/L80B10 | 3 | 1359 | 13 | 105 | 80+ | 3000 | 205.712
| DM1127712 | Decor LED1x1950 H271 T830 DPRZ LT80 LO2 1LIN L | non-dimmable, I, IP40, IK05, UGR≤19, matt micro-prismatic polycarbonate diffuser, light grey aluminium body, for in-line connection, first/end luminaire, basic version | 1128 | 59 | 69 |  | 50000/L80B10 | 3 | 1854 | 17.9 | 104 | 80+ | 3000 | 205.712
| DM1127713 | Decor LED1x2700 H272 T830 DPRZ LT80 LO3 1LIN L | non-dimmable, I, IP40, IK05, UGR≤19, matt micro-prismatic polycarbonate diffuser, light grey aluminium body, for in-line connection, first/end luminaire, basic version | 1128 | 59 | 69 |  | 50000/L80B10 | 3 | 2548 | 26.3 | 97 | 80+ | 3000 | 210.915
| DM1127714 | Decor LED1x4050 H273 T830 DPRZ LT80 LO4 1LIN L | non-dimmable, I, IP40, IK05, UGR≤19, matt micro-prismatic polycarbonate diffuser, light grey aluminium body, for in-line connection, first/end luminaire, basic version | 1128 | 59 | 69 |  | 50000/L80B10 | 3 | 3822 | 38.2 | 100 | 80+ | 3000 | 233.404
| DM1127715 | Decor LED1x1650 H274 T830 DPRZ LT80 LO1 1LIN L | non-dimmable, I, IP40, IK05, UGR≤16, matt micro-prismatic polycarbonate diffuser, light grey aluminium body, for in-line connection, first/end luminaire, basic version | 1268 | 59 | 69 |  | 50000/L80B10 | 3 | 1529 | 14.5 | 105 | 80+ | 3000 | 232.458
| DM1127716 | Decor LED1x2200 H275 T830 DPRZ LT80 LO2 1LIN L | non-dimmable, I, IP40, IK05, UGR≤19, matt micro-prismatic polycarbonate diffuser, light grey aluminium body, for in-line connection, first/end luminaire, basic version | 1268 | 59 | 69 |  | 50000/L80B10 | 3 | 2085 | 20.1 | 104 | 80+ | 3000 | 232.458
| DM1127717 | Decor LED1x3000 H276 T830 DPRZ LT80 LO3 1LIN L | non-dimmable, I, IP40, IK05, UGR≤19, matt micro-prismatic polycarbonate diffuser, light grey aluminium body, for in-line connection, first/end luminaire, basic version | 1268 | 59 | 69 |  | 50000/L80B10 | 3 | 2867 | 29.6 | 97 | 80+ | 3000 | 237.747
| DM1127718 | Decor LED1x1800 H278 T830 DPRZ LT80 LO1 1LIN L | non-dimmable, I, IP40, IK05, UGR≤16, matt micro-prismatic polycarbonate diffuser, light grey aluminium body, for in-line connection, first/end luminaire, basic version | 1408 | 59 | 69 |  | 50000/L80B10 | 3 | 1700 | 16.5 | 103 | 80+ | 3000 | 251.55
| DM1127719 | Decor LED1x2450 H279 T830 DPRZ LT80 LO2 1LIN L | non-dimmable, I, IP40, IK05, UGR≤19, matt micro-prismatic polycarbonate diffuser, light grey aluminium body, for in-line connection, first/end luminaire, basic version | 1408 | 59 | 69 |  | 50000/L80B10 | 3 | 2316 | 23 | 101 | 80+ | 3000 | 251.55
| DM1127720 | Decor LED1x3350 H280 T830 DPRZ LT80 LO3 1LIN L | non-dimmable, I, IP40, IK05, UGR≤19, matt micro-prismatic polycarbonate diffuser, light grey aluminium body, for in-line connection, first/end luminaire, basic version | 1408 | 59 | 69 |  | 50000/L80B10 | 3 | 3184 | 31.8 | 100 | 80+ | 3000 | 270.599
| DM1127721 | Decor LED1x5050 H281 T830 DPRZ LT80 LO4 1LIN L | non-dimmable, I, IP40, IK05, UGR≤19, matt micro-prismatic polycarbonate diffuser, light grey aluminium body, for in-line connection, first/end luminaire, basic version | 1408 | 59 | 69 |  | 50000/L80B10 | 3 | 4777 | 47.8 | 100 | 80+ | 3000 | 276.748
| DM1127722 | Decor LED1x2150 H282 T830 DPRZ LT80 LO1 1LIN L | non-dimmable, I, IP40, IK05, UGR≤16, matt micro-prismatic polycarbonate diffuser, light grey aluminium body, for in-line connection, first/end luminaire, basic version | 1688 | 59 | 69 |  | 50000/L80B10 | 3 | 2040 | 19.3 | 106 | 80+ | 3000 | 289.691
| DM1127723 | Decor LED1x2950 H283 T830 DPRZ LT80 LO2 1LIN L | non-dimmable, I, IP40, IK05, UGR≤19, matt micro-prismatic polycarbonate diffuser, light grey aluminium body, for in-line connection, first/end luminaire, basic version | 1688 | 59 | 69 |  | 50000/L80B10 | 3 | 2780 | 27.3 | 102 | 80+ | 3000 | 289.691
| DM1127724 | Decor LED1x4050 H284 T830 DPRZ LT80 LO3 1LIN L | non-dimmable, I, IP40, IK05, UGR≤19, matt micro-prismatic polycarbonate diffuser, light grey aluminium body, for in-line connection, first/end luminaire, basic version | 1688 | 59 | 69 |  | 50000/L80B10 | 3 | 3821 | 38.2 | 100 | 80+ | 3000 | 308.74
| DM1127725 | Decor LED1x6050 H285 T830 DPRZ LT80 LO4 1LIN L | non-dimmable, I, IP40, IK05, UGR≤19, matt micro-prismatic polycarbonate diffuser, light grey aluminium body, for in-line connection, first/end luminaire, basic version | 1688 | 59 | 69 |  | 50000/L80B10 | 3 | 5732 | 57.3 | 100 | 80+ | 3000 | 323.532
| DM1127726 | Decor LED1x2500 H286 T830 DPRZ LT80 LO1 1LIN L | non-dimmable, I, IP40, IK05, UGR≤16, matt micro-prismatic polycarbonate diffuser, light grey aluminium body, for in-line connection, first/end luminaire, basic version | 1968 | 59 | 69 |  | 50000/L80B10 | 3 | 2380 | 22.2 | 107 | 80+ | 3000 | 303.752
| DM1127727 | Decor LED1x3400 H287 T830 DPRZ LT80 LO2 1LIN L | non-dimmable, I, IP40, IK05, UGR≤19, matt micro-prismatic polycarbonate diffuser, light grey aluminium body, for in-line connection, first/end luminaire, basic version | 1968 | 59 | 69 |  | 50000/L80B10 | 3 | 3243 | 31.4 | 103 | 80+ | 3000 | 303.752
| DM1127728 | Decor LED1x4700 H288 T830 DPRZ LT80 LO3 1LIN L | non-dimmable, I, IP40, IK05, UGR≤19, matt micro-prismatic polycarbonate diffuser, light grey aluminium body, for in-line connection, first/end luminaire, basic version | 1968 | 59 | 69 |  | 50000/L80B10 | 3 | 4458 | 44.6 | 100 | 80+ | 3000 | 322.801
| DM1127729 | Decor LED1x6050 H289 T830 DPRZ LT80 LO4 1LIN L | non-dimmable, I, IP40, IK05, UGR≤19, matt micro-prismatic polycarbonate diffuser, light grey aluminium body, for in-line connection, first/end luminaire, basic version | 2108 | 59 | 69 |  | 50000/L80B10 | 3 | 5732 | 57.3 | 100 | 80+ | 3000 | 375.734
| DM1127730 | Decor LED1x2850 H290 T830 DPRZ LT80 LO1 1LIN L | non-dimmable, I, IP40, IK05, UGR≤16, matt micro-prismatic polycarbonate diffuser, light grey aluminium body, for in-line connection, first/end luminaire, basic version | 2248 | 59 | 69 |  | 50000/L80B10 | 3 | 2720 | 25.1 | 108 | 80+ | 3000 | 356.642
| DM1127731 | Decor LED1x3900 H291 T830 DPRZ LT80 LO2 1LIN L | non-dimmable, I, IP40, IK05, UGR≤19, matt micro-prismatic polycarbonate diffuser, light grey aluminium body, for in-line connection, first/end luminaire, basic version | 2248 | 59 | 69 |  | 50000/L80B10 | 3 | 3707 | 35.5 | 104 | 80+ | 3000 | 356.642
| DM1127732 | Decor LED1x5350 H292 T830 DPRZ LT80 LO3 1LIN L | non-dimmable, I, IP40, IK05, UGR≤19, matt micro-prismatic polycarbonate diffuser, light grey aluminium body, for in-line connection, first/end luminaire, basic version | 2248 | 59 | 69 |  | 50000/L80B10 | 3 | 5095 | 50.9 | 100 | 80+ | 3000 | 375.734
| DM1127733 | Decor LED1x8050 H293 T830 DPRZ LT80 LO4 1LIN L | non-dimmable, I, IP40, IK05, UGR≤19, matt micro-prismatic polycarbonate diffuser, light grey aluminium body, for in-line connection, first/end luminaire, basic version | 2248 | 59 | 69 |  | 50000/L80B10 | 3 | 7643 | 77.3 | 99 | 80+ | 3000 | 432.021
| DM1127734 | Decor LED1x3250 H294 T830 DPRZ LT80 LO1 1LIN L | non-dimmable, I, IP40, IK05, UGR≤16, matt micro-prismatic polycarbonate diffuser, light grey aluminium body, for in-line connection, first/end luminaire, basic version | 2528 | 59 | 69 |  | 50000/L80B10 | 3 | 3060 | 27.3 | 112 | 80+ | 3000 | 448.361
| DM1127735 | Decor LED1x4400 H295 T830 DPRZ LT80 LO2 1LIN L | non-dimmable, I, IP40, IK05, UGR≤19, matt micro-prismatic polycarbonate diffuser, light grey aluminium body, for in-line connection, first/end luminaire, basic version | 2528 | 59 | 69 |  | 50000/L80B10 | 3 | 4170 | 39.9 | 105 | 80+ | 3000 | 434.515
| DM1127736 | Decor LED1x6050 H296 T830 DPRZ LT80 LO3 1LIN L | non-dimmable, I, IP40, IK05, UGR≤19, matt micro-prismatic polycarbonate diffuser, light grey aluminium body, for in-line connection, first/end luminaire, basic version | 2528 | 59 | 69 |  | 50000/L80B10 | 3 | 5732 | 57.3 | 100 | 80+ | 3000 | 456.316
| DM1127737 | Decor LED1x9050 H297 T830 DPRZ LT80 LO4 1LIN L | non-dimmable, I, IP40, IK05, UGR≤19, matt micro-prismatic polycarbonate diffuser, light grey aluminium body, for in-line connection, first/end luminaire, basic version | 2528 | 59 | 69 |  | 50000/L80B10 | 3 | 8598 | 83.2 | 103 | 80+ | 3000 | 507.357
| DM1127738 | Decor LED1x3750 H298 T830 DPRZ LT80 LO1 1LIN L | non-dimmable, I, IP40, IK05, UGR≤16, matt micro-prismatic polycarbonate diffuser, light grey aluminium body, for in-line connection, first/end luminaire, basic version | 2948 | 59 | 69 |  | 50000/L80B10 | 3 | 3570 | 31.9 | 112 | 80+ | 3000 | 457.907
| DM1127739 | Decor LED1x5100 H299 T830 DPRZ LT80 LO2 1LIN L | non-dimmable, I, IP40, IK05, UGR≤19, matt micro-prismatic polycarbonate diffuser, light grey aluminium body, for in-line connection, first/end luminaire, basic version | 2948 | 59 | 69 |  | 50000/L80B10 | 3 | 4865 | 46 | 106 | 80+ | 3000 | 444.018
| DM1127740 | Decor LED1x7050 H300 T830 DPRZ LT80 LO3 1LIN L | non-dimmable, I, IP40, IK05, UGR≤19, matt micro-prismatic polycarbonate diffuser, light grey aluminium body, for in-line connection, first/end luminaire, basic version | 2948 | 59 | 69 |  | 50000/L80B10 | 3 | 6688 | 66.9 | 100 | 80+ | 3000 | 465.819
| DM1127741 | Decor LED1x750 H254 T840 DPRZ LT80 LO1 1LIN L | non-dimmable, I, IP40, IK05, UGR≤16, matt micro-prismatic polycarbonate diffuser, light grey aluminium body, for in-line connection, first/end luminaire, basic version | 568 | 59 | 69 |  | 50000/L80B10 | 3 | 712 | 6.8 | 105 | 80+ | 4000 | 134.676
| DM1127742 | Decor LED1x1000 H255 T840 DPRZ LT80 LO2 1LIN L | non-dimmable, I, IP40, IK05, UGR≤19, matt micro-prismatic polycarbonate diffuser, light grey aluminium body, for in-line connection, first/end luminaire, basic version | 568 | 59 | 69 |  | 50000/L80B10 | 3 | 970 | 9.5 | 102 | 80+ | 4000 | 134.676
| DM1127743 | Decor LED1x1350 H256 T840 DPRZ LT80 LO3 1LIN L | non-dimmable, I, IP40, IK05, UGR≤19, matt micro-prismatic polycarbonate diffuser, light grey aluminium body, for in-line connection, first/end luminaire, basic version | 568 | 59 | 69 |  | 50000/L80B10 | 3 | 1334 | 13.8 | 97 | 80+ | 4000 | 145.77
| DM1127744 | Decor LED1x2050 H257 T840 DPRZ LT80 LO4 1LIN L | non-dimmable, I, IP40, IK05, UGR≤19, matt micro-prismatic polycarbonate diffuser, light grey aluminium body, for in-line connection, first/end luminaire, basic version | 568 | 59 | 69 |  | 50000/L80B10 | 3 | 2001 | 20 | 100 | 80+ | 4000 | 147.576
| DM1127745 | Decor LED1x900 H258 T840 DPRZ LT80 LO1 1LIN L | non-dimmable, I, IP40, IK05, UGR≤16, matt micro-prismatic polycarbonate diffuser, light grey aluminium body, for in-line connection, first/end luminaire, basic version | 708 | 59 | 69 |  | 50000/L80B10 | 3 | 890 | 8.1 | 110 | 80+ | 4000 | 158.025
| DM1127746 | Decor LED1x1250 H259 T840 DPRZ LT80 LO2 1LIN L | non-dimmable, I, IP40, IK05, UGR≤19, matt micro-prismatic polycarbonate diffuser, light grey aluminium body, for in-line connection, first/end luminaire, basic version | 708 | 59 | 69 |  | 50000/L80B10 | 3 | 1213 | 11.6 | 105 | 80+ | 4000 | 158.025
| DM1127747 | Decor LED1x1700 H260 T840 DPRZ LT80 LO3 1LIN L | non-dimmable, I, IP40, IK05, UGR≤19, matt micro-prismatic polycarbonate diffuser, light grey aluminium body, for in-line connection, first/end luminaire, basic version | 708 | 59 | 69 |  | 50000/L80B10 | 3 | 1667 | 16.8 | 99 | 80+ | 4000 | 169.162
| DM1127748 | Decor LED1x2550 H261 T840 DPRZ LT80 LO4 1LIN L | non-dimmable, I, IP40, IK05, UGR≤19, matt micro-prismatic polycarbonate diffuser, light grey aluminium body, for in-line connection, first/end luminaire, basic version | 708 | 59 | 69 |  | 50000/L80B10 | 3 | 2501 | 24.7 | 101 | 80+ | 4000 | 172.817
| DM1127749 | Decor LED1x1100 H262 T840 DPRZ LT80 LO1 1LIN L | non-dimmable, I, IP40, IK05, UGR≤16, matt micro-prismatic polycarbonate diffuser, light grey aluminium body, for in-line connection, first/end luminaire, basic version | 848 | 59 | 69 |  | 50000/L80B10 | 3 | 1068 | 10 | 107 | 80+ | 4000 | 184.814
| DM1127750 | Decor LED1x1500 H263 T840 DPRZ LT80 LO2 1LIN L | non-dimmable, I, IP40, IK05, UGR≤19, matt micro-prismatic polycarbonate diffuser, light grey aluminium body, for in-line connection, first/end luminaire, basic version | 848 | 59 | 69 |  | 50000/L80B10 | 3 | 1455 | 14 | 104 | 80+ | 4000 | 184.814
| DM1127751 | Decor LED1x2050 H264 T840 DPRZ LT80 LO3 1LIN L | non-dimmable, I, IP40, IK05, UGR≤19, matt micro-prismatic polycarbonate diffuser, light grey aluminium body, for in-line connection, first/end luminaire, basic version | 848 | 59 | 69 |  | 50000/L80B10 | 3 | 2001 | 20.2 | 99 | 80+ | 4000 | 190.017
| DM1127752 | Decor LED1x3050 H265 T840 DPRZ LT80 LO4 1LIN L | non-dimmable, I, IP40, IK05, UGR≤19, matt micro-prismatic polycarbonate diffuser, light grey aluminium body, for in-line connection, first/end luminaire, basic version | 848 | 59 | 69 |  | 50000/L80B10 | 3 | 3001 | 29.7 | 101 | 80+ | 4000 | 193.457
| DM1127753 | Decor LED1x1250 H266 T840 DPRZ LT80 LO1 1LIN L | non-dimmable, I, IP40, IK05, UGR≤16, matt micro-prismatic polycarbonate diffuser, light grey aluminium body, for in-line connection, first/end luminaire, basic version | 988 | 59 | 69 |  | 50000/L80B10 | 3 | 1246 | 11.5 | 108 | 80+ | 4000 | 202.315
| DM1127754 | Decor LED1x1700 H267 T840 DPRZ LT80 LO2 1LIN L | non-dimmable, I, IP40, IK05, UGR≤19, matt micro-prismatic polycarbonate diffuser, light grey aluminium body, for in-line connection, first/end luminaire, basic version | 988 | 59 | 69 |  | 50000/L80B10 | 3 | 1698 | 15.9 | 107 | 80+ | 4000 | 202.315
| DM1127755 | Decor LED1x2350 H268 T840 DPRZ LT80 LO3 1LIN L | non-dimmable, I, IP40, IK05, UGR≤19, matt micro-prismatic polycarbonate diffuser, light grey aluminium body, for in-line connection, first/end luminaire, basic version | 988 | 59 | 69 |  | 50000/L80B10 | 3 | 2334 | 23 | 101 | 80+ | 4000 | 207.303
| DM1127756 | Decor LED1x1450 H270 T840 DPRZ LT80 LO1 1LIN L | non-dimmable, I, IP40, IK05, UGR≤16, matt micro-prismatic polycarbonate diffuser, light grey aluminium body, for in-line connection, first/end luminaire, basic version | 1128 | 59 | 69 |  | 50000/L80B10 | 3 | 1424 | 13 | 110 | 80+ | 4000 | 205.712
| DM1127757 | Decor LED1x1950 H271 T840 DPRZ LT80 LO2 1LIN L | non-dimmable, I, IP40, IK05, UGR≤19, matt micro-prismatic polycarbonate diffuser, light grey aluminium body, for in-line connection, first/end luminaire, basic version | 1128 | 59 | 69 |  | 50000/L80B10 | 3 | 1940 | 17.9 | 108 | 80+ | 4000 | 205.712
| DM1127758 | Decor LED1x2700 H272 T840 DPRZ LT80 LO3 1LIN L | non-dimmable, I, IP40, IK05, UGR≤19, matt micro-prismatic polycarbonate diffuser, light grey aluminium body, for in-line connection, first/end luminaire, basic version | 1128 | 59 | 69 |  | 50000/L80B10 | 3 | 2667 | 26.3 | 101 | 80+ | 4000 | 210.915
| DM1127759 | Decor LED1x4050 H273 T840 DPRZ LT80 LO4 1LIN L | non-dimmable, I, IP40, IK05, UGR≤19, matt micro-prismatic polycarbonate diffuser, light grey aluminium body, for in-line connection, first/end luminaire, basic version | 1128 | 59 | 69 |  | 50000/L80B10 | 3 | 4001 | 38.2 | 105 | 80+ | 4000 | 233.404
| DM1127760 | Decor LED1x1650 H274 T840 DPRZ LT80 LO1 1LIN L | non-dimmable, I, IP40, IK05, UGR≤16, matt micro-prismatic polycarbonate diffuser, light grey aluminium body, for in-line connection, first/end luminaire, basic version | 1268 | 59 | 69 |  | 50000/L80B10 | 3 | 1602 | 14.5 | 110 | 80+ | 4000 | 232.458
| DM1127761 | Decor LED1x2200 H275 T840 DPRZ LT80 LO2 1LIN L | non-dimmable, I, IP40, IK05, UGR≤19, matt micro-prismatic polycarbonate diffuser, light grey aluminium body, for in-line connection, first/end luminaire, basic version | 1268 | 59 | 69 |  | 50000/L80B10 | 3 | 2183 | 20.1 | 109 | 80+ | 4000 | 232.458
| DM1127762 | Decor LED1x3000 H276 T840 DPRZ LT80 LO3 1LIN L | non-dimmable, I, IP40, IK05, UGR≤19, matt micro-prismatic polycarbonate diffuser, light grey aluminium body, for in-line connection, first/end luminaire, basic version | 1268 | 59 | 69 |  | 50000/L80B10 | 3 | 3000 | 29.6 | 101 | 80+ | 4000 | 237.747
| DM1127763 | Decor LED1x1800 H278 T840 DPRZ LT80 LO1 1LIN L | non-dimmable, I, IP40, IK05, UGR≤16, matt micro-prismatic polycarbonate diffuser, light grey aluminium body, for in-line connection, first/end luminaire, basic version | 1408 | 59 | 69 |  | 50000/L80B10 | 3 | 1780 | 16.5 | 108 | 80+ | 4000 | 251.55
| DM1127764 | Decor LED1x2450 H279 T840 DPRZ LT80 LO2 1LIN L | non-dimmable, I, IP40, IK05, UGR≤19, matt micro-prismatic polycarbonate diffuser, light grey aluminium body, for in-line connection, first/end luminaire, basic version | 1408 | 59 | 69 |  | 50000/L80B10 | 3 | 2426 | 22.9 | 106 | 80+ | 4000 | 251.55
| DM1127765 | Decor LED1x3350 H280 T840 DPRZ LT80 LO3 1LIN L | non-dimmable, I, IP40, IK05, UGR≤19, matt micro-prismatic polycarbonate diffuser, light grey aluminium body, for in-line connection, first/end luminaire, basic version | 1408 | 59 | 69 |  | 50000/L80B10 | 3 | 3334 | 31.7 | 105 | 80+ | 4000 | 270.599
| DM1127766 | Decor LED1x5050 H281 T840 DPRZ LT80 LO4 1LIN L | non-dimmable, I, IP40, IK05, UGR≤19, matt micro-prismatic polycarbonate diffuser, light grey aluminium body, for in-line connection, first/end luminaire, basic version | 1408 | 59 | 69 |  | 50000/L80B10 | 3 | 5002 | 47.8 | 105 | 80+ | 4000 | 276.748
| DM1127767 | Decor LED1x2150 H282 T840 DPRZ LT80 LO1 1LIN L | non-dimmable, I, IP40, IK05, UGR≤16, matt micro-prismatic polycarbonate diffuser, light grey aluminium body, for in-line connection, first/end luminaire, basic version | 1688 | 59 | 69 |  | 50000/L80B10 | 3 | 2136 | 19.3 | 111 | 80+ | 4000 | 289.691
| DM1127768 | Decor LED1x2950 H283 T840 DPRZ LT80 LO2 1LIN L | non-dimmable, I, IP40, IK05, UGR≤19, matt micro-prismatic polycarbonate diffuser, light grey aluminium body, for in-line connection, first/end luminaire, basic version | 1688 | 59 | 69 |  | 50000/L80B10 | 3 | 2911 | 27.3 | 107 | 80+ | 4000 | 289.691
| DM1127769 | Decor LED1x4050 H284 T840 DPRZ LT80 LO3 1LIN L | non-dimmable, I, IP40, IK05, UGR≤19, matt micro-prismatic polycarbonate diffuser, light grey aluminium body, for in-line connection, first/end luminaire, basic version | 1688 | 59 | 69 |  | 50000/L80B10 | 3 | 4001 | 38.2 | 105 | 80+ | 4000 | 308.74
| DM1127770 | Decor LED1x6050 H285 T840 DPRZ LT80 LO4 1LIN L | non-dimmable, I, IP40, IK05, UGR≤19, matt micro-prismatic polycarbonate diffuser, light grey aluminium body, for in-line connection, first/end luminaire, basic version | 1688 | 59 | 69 |  | 50000/L80B10 | 3 | 6001 | 57.3 | 105 | 80+ | 4000 | 323.532
| DM1127771 | Decor LED1x2500 H286 T840 DPRZ LT80 LO1 1LIN L | non-dimmable, I, IP40, IK05, UGR≤16, matt micro-prismatic polycarbonate diffuser, light grey aluminium body, for in-line connection, first/end luminaire, basic version | 1968 | 59 | 69 |  | 50000/L80B10 | 3 | 2492 | 22.2 | 112 | 80+ | 4000 | 303.752
| DM1127772 | Decor LED1x3400 H287 T840 DPRZ LT80 LO2 1LIN L | non-dimmable, I, IP40, IK05, UGR≤19, matt micro-prismatic polycarbonate diffuser, light grey aluminium body, for in-line connection, first/end luminaire, basic version | 1968 | 59 | 69 |  | 50000/L80B10 | 3 | 3396 | 31.4 | 108 | 80+ | 4000 | 303.752
| DM1127773 | Decor LED1x4700 H288 T840 DPRZ LT80 LO3 1LIN L | non-dimmable, I, IP40, IK05, UGR≤19, matt micro-prismatic polycarbonate diffuser, light grey aluminium body, for in-line connection, first/end luminaire, basic version | 1968 | 59 | 69 |  | 50000/L80B10 | 3 | 4668 | 44.6 | 105 | 80+ | 4000 | 322.801
| DM1127774 | Decor LED1x6050 H289 T840 DPRZ LT80 LO4 1LIN L | non-dimmable, I, IP40, IK05, UGR≤19, matt micro-prismatic polycarbonate diffuser, light grey aluminium body, for in-line connection, first/end luminaire, basic version | 2108 | 59 | 69 |  | 50000/L80B10 | 3 | 6001 | 57.3 | 105 | 80+ | 4000 | 375.734
| DM1127775 | Decor LED1x2850 H290 T840 DPRZ LT80 LO1 1LIN L | non-dimmable, I, IP40, IK05, UGR≤16, matt micro-prismatic polycarbonate diffuser, light grey aluminium body, for in-line connection, first/end luminaire, basic version | 2248 | 59 | 69 |  | 50000/L80B10 | 3 | 2848 | 25.1 | 113 | 80+ | 4000 | 356.642
| DM1127776 | Decor LED1x3900 H291 T840 DPRZ LT80 LO2 1LIN L | non-dimmable, I, IP40, IK05, UGR≤19, matt micro-prismatic polycarbonate diffuser, light grey aluminium body, for in-line connection, first/end luminaire, basic version | 2248 | 59 | 69 |  | 50000/L80B10 | 3 | 3881 | 35.5 | 109 | 80+ | 4000 | 356.642
| DM1127777 | Decor LED1x5350 H292 T840 DPRZ LT80 LO3 1LIN L | non-dimmable, I, IP40, IK05, UGR≤19, matt micro-prismatic polycarbonate diffuser, light grey aluminium body, for in-line connection, first/end luminaire, basic version | 2248 | 59 | 69 |  | 50000/L80B10 | 3 | 5335 | 50.9 | 105 | 80+ | 4000 | 375.734
| DM1127778 | Decor LED1x8050 H293 T840 DPRZ LT80 LO4 1LIN L | non-dimmable, I, IP40, IK05, UGR≤19, matt micro-prismatic polycarbonate diffuser, light grey aluminium body, for in-line connection, first/end luminaire, basic version | 2248 | 59 | 69 |  | 50000/L80B10 | 3 | 8002 | 77.3 | 104 | 80+ | 4000 | 432.021
| DM1127779 | Decor LED1x3250 H294 T840 DPRZ LT80 LO1 1LIN L | non-dimmable, I, IP40, IK05, UGR≤16, matt micro-prismatic polycarbonate diffuser, light grey aluminium body, for in-line connection, first/end luminaire, basic version | 2528 | 59 | 69 |  | 50000/L80B10 | 3 | 3204 | 27.3 | 117 | 80+ | 4000 | 448.361
| DM1127780 | Decor LED1x4400 H295 T840 DPRZ LT80 LO2 1LIN L | non-dimmable, I, IP40, IK05, UGR≤19, matt micro-prismatic polycarbonate diffuser, light grey aluminium body, for in-line connection, first/end luminaire, basic version | 2528 | 59 | 69 |  | 50000/L80B10 | 3 | 4366 | 39.9 | 109 | 80+ | 4000 | 434.515
| DM1127781 | Decor LED1x6050 H296 T840 DPRZ LT80 LO3 1LIN L | non-dimmable, I, IP40, IK05, UGR≤19, matt micro-prismatic polycarbonate diffuser, light grey aluminium body, for in-line connection, first/end luminaire, basic version | 2528 | 59 | 69 |  | 50000/L80B10 | 3 | 6001 | 57.3 | 105 | 80+ | 4000 | 456.316
| DM1127782 | Decor LED1x9050 H297 T840 DPRZ LT80 LO4 1LIN L | non-dimmable, I, IP40, IK05, UGR≤19, matt micro-prismatic polycarbonate diffuser, light grey aluminium body, for in-line connection, first/end luminaire, basic version | 2528 | 59 | 69 |  | 50000/L80B10 | 3 | 9002 | 83.2 | 108 | 80+ | 4000 | 507.357
| DM1127783 | Decor LED1x3750 H298 T840 DPRZ LT80 LO1 1LIN L | non-dimmable, I, IP40, IK05, UGR≤16, matt micro-prismatic polycarbonate diffuser, light grey aluminium body, for in-line connection, first/end luminaire, basic version | 2948 | 59 | 69 |  | 50000/L80B10 | 3 | 3738 | 31.9 | 117 | 80+ | 4000 | 457.907
| DM1127784 | Decor LED1x5100 H299 T840 DPRZ LT80 LO2 1LIN L | non-dimmable, I, IP40, IK05, UGR≤19, matt micro-prismatic polycarbonate diffuser, light grey aluminium body, for in-line connection, first/end luminaire, basic version | 2948 | 59 | 69 |  | 50000/L80B10 | 3 | 5093 | 46 | 111 | 80+ | 4000 | 444.018
| DM1127785 | Decor LED1x7050 H300 T840 DPRZ LT80 LO3 1LIN L | non-dimmable, I, IP40, IK05, UGR≤19, matt micro-prismatic polycarbonate diffuser, light grey aluminium body, for in-line connection, first/end luminaire, basic version | 2948 | 59 | 69 |  | 50000/L80B10 | 3 | 7001 | 66.9 | 105 | 80+ | 4000 | 465.819
| DM1127786 | Decor LED1x800 H254 T830 OP LO1 1LIN LL | non-dimmable, I, IP40, IK05, opal polycarbonate diffuser, light grey aluminium body, for in-line connection, basic version | 563 | 59 | 69 |  | 50000/L80B10 | 3 | 728 | 6.8 | 107 | 80+ | 3000 | 126.678
| DM1127787 | Decor LED1x1050 H255 T830 OP LO2 1LIN LL | non-dimmable, I, IP40, IK05, opal polycarbonate diffuser, light grey aluminium body, for in-line connection, basic version | 563 | 59 | 69 |  | 50000/L80B10 | 3 | 993 | 9.5 | 105 | 80+ | 3000 | 126.678
| DM1127788 | Decor LED1x1450 H256 T830 OP LO3 1LIN LL | non-dimmable, I, IP40, IK05, opal polycarbonate diffuser, light grey aluminium body, for in-line connection, basic version | 563 | 59 | 69 |  | 50000/L80B10 | 3 | 1365 | 13.8 | 99 | 80+ | 3000 | 138.03
| DM1127789 | Decor LED1x2150 H257 T830 OP LO4 1LIN LL | non-dimmable, I, IP40, IK05, opal polycarbonate diffuser, light grey aluminium body, for in-line connection, basic version | 563 | 59 | 69 |  | 50000/L80B10 | 3 | 2048 | 20 | 102 | 80+ | 3000 | 140.567
| DM1127790 | Decor LED1x1000 H258 T830 OP LO1 1LIN LL | non-dimmable, I, IP40, IK05, opal polycarbonate diffuser, light grey aluminium body, for in-line connection, basic version | 703 | 59 | 69 |  | 50000/L80B10 | 3 | 910 | 8.1 | 112 | 80+ | 3000 | 150.07
| DM1127791 | Decor LED1x1300 H259 T830 OP LO2 1LIN LL | non-dimmable, I, IP40, IK05, opal polycarbonate diffuser, light grey aluminium body, for in-line connection, basic version | 703 | 59 | 69 |  | 50000/L80B10 | 3 | 1241 | 11.6 | 107 | 80+ | 3000 | 150.07
| DM1127792 | Decor LED1x1800 H260 T830 OP LO3 1LIN LL | non-dimmable, I, IP40, IK05, opal polycarbonate diffuser, light grey aluminium body, for in-line connection, basic version | 703 | 59 | 69 |  | 50000/L80B10 | 3 | 1706 | 16.8 | 102 | 80+ | 3000 | 161.465
| DM1127793 | Decor LED1x2700 H261 T830 OP LO4 1LIN LL | non-dimmable, I, IP40, IK05, opal polycarbonate diffuser, light grey aluminium body, for in-line connection, basic version | 703 | 59 | 69 |  | 50000/L80B10 | 3 | 2559 | 24.7 | 104 | 80+ | 3000 | 164.819
| DM1127794 | Decor LED1x1150 H262 T830 OP LO1 1LIN LL | non-dimmable, I, IP40, IK05, opal polycarbonate diffuser, light grey aluminium body, for in-line connection, basic version | 843 | 59 | 69 |  | 50000/L80B10 | 3 | 1145 | 10 | 115 | 80+ | 3000 | 175.268
| DM1127795 | Decor LED1x1600 H263 T830 OP LO2 1LIN LL | non-dimmable, I, IP40, IK05, opal polycarbonate diffuser, light grey aluminium body, for in-line connection, basic version | 843 | 59 | 69 |  | 50000/L80B10 | 3 | 1559 | 14 | 111 | 80+ | 3000 | 175.268
| DM1127796 | Decor LED1x2150 H264 T830 OP LO3 1LIN LL | non-dimmable, I, IP40, IK05, opal polycarbonate diffuser, light grey aluminium body, for in-line connection, basic version | 843 | 59 | 69 |  | 50000/L80B10 | 3 | 2144 | 20.2 | 106 | 80+ | 3000 | 181.417
| DM1127797 | Decor LED1x3250 H265 T830 OP LO4 1LIN LL | non-dimmable, I, IP40, IK05, opal polycarbonate diffuser, light grey aluminium body, for in-line connection, basic version | 843 | 59 | 69 |  | 50000/L80B10 | 3 | 3215 | 29.7 | 108 | 80+ | 3000 | 184.814
| DM1127798 | Decor LED1x1350 H266 T830 OP LO1 1LIN LL | non-dimmable, I, IP40, IK05, opal polycarbonate diffuser, light grey aluminium body, for in-line connection, basic version | 983 | 59 | 69 |  | 50000/L80B10 | 3 | 1274 | 11.5 | 111 | 80+ | 3000 | 191.823
| DM1127799 | Decor LED1x1850 H267 T830 OP LO2 1LIN LL | non-dimmable, I, IP40, IK05, opal polycarbonate diffuser, light grey aluminium body, for in-line connection, basic version | 983 | 59 | 69 |  | 50000/L80B10 | 3 | 1738 | 15.9 | 109 | 80+ | 3000 | 191.823
| DM1127800 | Decor LED1x2500 H268 T830 OP LO3 1LIN LL | non-dimmable, I, IP40, IK05, opal polycarbonate diffuser, light grey aluminium body, for in-line connection, basic version | 983 | 59 | 69 |  | 50000/L80B10 | 3 | 2389 | 23 | 104 | 80+ | 3000 | 197.757
| DM1127801 | Decor LED1x1550 H270 T830 OP LO1 1LIN LL | non-dimmable, I, IP40, IK05, opal polycarbonate diffuser, light grey aluminium body, for in-line connection, basic version | 1123 | 59 | 69 |  | 50000/L80B10 | 3 | 1457 | 13 | 112 | 80+ | 3000 | 195.263
| DM1127802 | Decor LED1x2100 H271 T830 OP LO2 1LIN LL | non-dimmable, I, IP40, IK05, opal polycarbonate diffuser, light grey aluminium body, for in-line connection, basic version | 1123 | 59 | 69 |  | 50000/L80B10 | 3 | 1986 | 17.9 | 111 | 80+ | 3000 | 195.263
| DM1127803 | Decor LED1x2900 H272 T830 OP LO3 1LIN LL | non-dimmable, I, IP40, IK05, opal polycarbonate diffuser, light grey aluminium body, for in-line connection, basic version | 1123 | 59 | 69 |  | 50000/L80B10 | 3 | 2730 | 26.3 | 104 | 80+ | 3000 | 200.466
| DM1127804 | Decor LED1x4300 H273 T830 OP LO4 1LIN LL | non-dimmable, I, IP40, IK05, opal polycarbonate diffuser, light grey aluminium body, for in-line connection, basic version | 1123 | 59 | 69 |  | 50000/L80B10 | 3 | 4095 | 38.2 | 107 | 80+ | 3000 | 223.858
| DM1127805 | Decor LED1x1750 H274 T830 OP LO1 1LIN LL | non-dimmable, I, IP40, IK05, opal polycarbonate diffuser, light grey aluminium body, for in-line connection, basic version | 1263 | 59 | 69 |  | 50000/L80B10 | 3 | 1639 | 14.5 | 113 | 80+ | 3000 | 221.364
| DM1127806 | Decor LED1x2350 H275 T830 OP LO2 1LIN LL | non-dimmable, I, IP40, IK05, opal polycarbonate diffuser, light grey aluminium body, for in-line connection, basic version | 1263 | 59 | 69 |  | 50000/L80B10 | 3 | 2234 | 20.1 | 111 | 80+ | 3000 | 221.364
| DM1127807 | Decor LED1x3250 H276 T830 OP LO3 1LIN LL | non-dimmable, I, IP40, IK05, opal polycarbonate diffuser, light grey aluminium body, for in-line connection, basic version | 1263 | 59 | 69 |  | 50000/L80B10 | 3 | 3071 | 29.6 | 104 | 80+ | 3000 | 227.255
| DM1127808 | Decor LED1x1950 H278 T830 OP LO1 1LIN LL | non-dimmable, I, IP40, IK05, opal polycarbonate diffuser, light grey aluminium body, for in-line connection, basic version | 1403 | 59 | 69 |  | 50000/L80B10 | 3 | 1822 | 16.5 | 110 | 80+ | 3000 | 240.413
| DM1127809 | Decor LED1x2600 H279 T830 OP LO2 1LIN LL | non-dimmable, I, IP40, IK05, opal polycarbonate diffuser, light grey aluminium body, for in-line connection, basic version | 1403 | 59 | 69 |  | 50000/L80B10 | 3 | 2482 | 23 | 108 | 80+ | 3000 | 240.413
| DM1127810 | Decor LED1x3600 H280 T830 OP LO3 1LIN LL | non-dimmable, I, IP40, IK05, opal polycarbonate diffuser, light grey aluminium body, for in-line connection, basic version | 1403 | 59 | 69 |  | 50000/L80B10 | 3 | 3412 | 31.8 | 107 | 80+ | 3000 | 259.505
| DM1127811 | Decor LED1x5400 H281 T830 OP LO4 1LIN LL | non-dimmable, I, IP40, IK05, opal polycarbonate diffuser, light grey aluminium body, for in-line connection, basic version | 1403 | 59 | 69 |  | 50000/L80B10 | 3 | 5118 | 47.8 | 107 | 80+ | 3000 | 265.396
| DM1127812 | Decor LED1x2300 H282 T830 OP LO1 1LIN LL | non-dimmable, I, IP40, IK05, opal polycarbonate diffuser, light grey aluminium body, for in-line connection, basic version | 1683 | 59 | 69 |  | 50000/L80B10 | 3 | 2186 | 19.3 | 113 | 80+ | 3000 | 277.694
| DM1127813 | Decor LED1x3150 H283 T830 OP LO2 1LIN LL | non-dimmable, I, IP40, IK05, opal polycarbonate diffuser, light grey aluminium body, for in-line connection, basic version | 1683 | 59 | 69 |  | 50000/L80B10 | 3 | 2978 | 27.3 | 109 | 80+ | 3000 | 277.694
| DM1127814 | Decor LED1x4300 H284 T830 OP LO3 1LIN LL | non-dimmable, I, IP40, IK05, opal polycarbonate diffuser, light grey aluminium body, for in-line connection, basic version | 1683 | 59 | 69 |  | 50000/L80B10 | 3 | 4094 | 38.2 | 107 | 80+ | 3000 | 296.7
| DM1127815 | Decor LED1x6450 H285 T830 OP LO4 1LIN LL | non-dimmable, I, IP40, IK05, opal polycarbonate diffuser, light grey aluminium body, for in-line connection, basic version | 1683 | 59 | 69 |  | 50000/L80B10 | 3 | 6142 | 57.3 | 107 | 80+ | 3000 | 311.449
| DM1127816 | Decor LED1x2700 H286 T830 OP LO1 1LIN LL | non-dimmable, I, IP40, IK05, opal polycarbonate diffuser, light grey aluminium body, for in-line connection, basic version | 1963 | 59 | 69 |  | 50000/L80B10 | 3 | 2550 | 22.2 | 115 | 80+ | 3000 | 289.691
| DM1127817 | Decor LED1x3650 H287 T830 OP LO2 1LIN LL | non-dimmable, I, IP40, IK05, opal polycarbonate diffuser, light grey aluminium body, for in-line connection, basic version | 1963 | 59 | 69 |  | 50000/L80B10 | 3 | 3475 | 31.4 | 111 | 80+ | 3000 | 289.691
| DM1127818 | Decor LED1x5050 H288 T830 OP LO3 1LIN LL | non-dimmable, I, IP40, IK05, opal polycarbonate diffuser, light grey aluminium body, for in-line connection, basic version | 1963 | 59 | 69 |  | 50000/L80B10 | 3 | 4777 | 44.6 | 107 | 80+ | 3000 | 308.74
| DM1127819 | Decor LED1x6450 H289 T830 OP LO4 1LIN LL | non-dimmable, I, IP40, IK05, opal polycarbonate diffuser, light grey aluminium body, for in-line connection, basic version | 2103 | 59 | 69 |  | 50000/L80B10 | 3 | 6142 | 57.3 | 107 | 80+ | 3000 | 361.63
| DM1127820 | Decor LED1x3100 H290 T830 OP LO1 1LIN LL | non-dimmable, I, IP40, IK05, opal polycarbonate diffuser, light grey aluminium body, for in-line connection, basic version | 2243 | 59 | 69 |  | 50000/L80B10 | 3 | 2914 | 25.1 | 116 | 80+ | 3000 | 341.893
| DM1127821 | Decor LED1x4200 H291 T830 OP LO2 1LIN LL | non-dimmable, I, IP40, IK05, opal polycarbonate diffuser, light grey aluminium body, for in-line connection, basic version | 2243 | 59 | 69 |  | 50000/L80B10 | 3 | 3971 | 35.5 | 112 | 80+ | 3000 | 341.893
| DM1127822 | Decor LED1x5750 H292 T830 OP LO3 1LIN LL | non-dimmable, I, IP40, IK05, opal polycarbonate diffuser, light grey aluminium body, for in-line connection, basic version | 2243 | 59 | 69 |  | 50000/L80B10 | 3 | 5459 | 50.9 | 107 | 80+ | 3000 | 360.942
| DM1127823 | Decor LED1x8600 H293 T830 OP LO4 1LIN LL | non-dimmable, I, IP40, IK05, opal polycarbonate diffuser, light grey aluminium body, for in-line connection, basic version | 2243 | 59 | 69 |  | 50000/L80B10 | 3 | 8189 | 77.3 | 106 | 80+ | 3000 | 417.229
| DM1127824 | Decor LED1x3450 H294 T830 OP LO1 1LIN LL | non-dimmable, I, IP40, IK05, opal polycarbonate diffuser, light grey aluminium body, for in-line connection, basic version | 2523 | 59 | 69 |  | 50000/L80B10 | 3 | 3279 | 27.3 | 120 | 80+ | 3000 | 431.075
| DM1127825 | Decor LED1x4700 H295 T830 OP LO2 1LIN LL | non-dimmable, I, IP40, IK05, opal polycarbonate diffuser, light grey aluminium body, for in-line connection, basic version | 2523 | 59 | 69 |  | 50000/L80B10 | 3 | 4468 | 39.9 | 112 | 80+ | 3000 | 417.229
| DM1127826 | Decor LED1x6450 H296 T830 OP LO3 1LIN LL | non-dimmable, I, IP40, IK05, opal polycarbonate diffuser, light grey aluminium body, for in-line connection, basic version | 2523 | 59 | 69 |  | 50000/L80B10 | 3 | 6142 | 57.3 | 107 | 80+ | 3000 | 438.815
| DM1127827 | Decor LED1x9650 H297 T830 OP LO4 1LIN LL | non-dimmable, I, IP40, IK05, opal polycarbonate diffuser, light grey aluminium body, for in-line connection, basic version | 2523 | 59 | 69 |  | 50000/L80B10 | 3 | 9212 | 83.2 | 111 | 80+ | 3000 | 490.114
| DM1127828 | Decor LED1x4050 H298 T830 OP LO1 1LIN LL | non-dimmable, I, IP40, IK05, opal polycarbonate diffuser, light grey aluminium body, for in-line connection, basic version | 2943 | 59 | 69 |  | 50000/L80B10 | 3 | 3825 | 31.9 | 120 | 80+ | 3000 | 440.621
| DM1127829 | Decor LED1x5500 H299 T830 OP LO2 1LIN LL | non-dimmable, I, IP40, IK05, opal polycarbonate diffuser, light grey aluminium body, for in-line connection, basic version | 2943 | 59 | 69 |  | 50000/L80B10 | 3 | 5212 | 46 | 113 | 80+ | 3000 | 425.872
| DM1127830 | Decor LED1x7550 H300 T830 OP LO3 1LIN LL | non-dimmable, I, IP40, IK05, opal polycarbonate diffuser, light grey aluminium body, for in-line connection, basic version | 2943 | 59 | 69 |  | 50000/L80B10 | 3 | 7165 | 66.9 | 107 | 80+ | 3000 | 448.361
| DM1127831 | Decor LED1x800 H254 T840 OP LO1 1LIN LL | non-dimmable, I, IP40, IK05, opal polycarbonate diffuser, light grey aluminium body, for in-line connection, basic version | 563 | 59 | 69 |  | 50000/L80B10 | 3 | 763 | 6.8 | 112 | 80+ | 4000 | 126.678
| DM1127832 | Decor LED1x1050 H255 T840 OP LO2 1LIN LL | non-dimmable, I, IP40, IK05, opal polycarbonate diffuser, light grey aluminium body, for in-line connection, basic version | 563 | 59 | 69 |  | 50000/L80B10 | 3 | 1040 | 9.5 | 109 | 80+ | 4000 | 126.678
| DM1127833 | Decor LED1x1450 H256 T840 OP LO3 1LIN LL | non-dimmable, I, IP40, IK05, opal polycarbonate diffuser, light grey aluminium body, for in-line connection, basic version | 563 | 59 | 69 |  | 50000/L80B10 | 3 | 1429 | 13.8 | 104 | 80+ | 4000 | 138.03
| DM1127834 | Decor LED1x2150 H257 T840 OP LO4 1LIN LL | non-dimmable, I, IP40, IK05, opal polycarbonate diffuser, light grey aluminium body, for in-line connection, basic version | 563 | 59 | 69 |  | 50000/L80B10 | 3 | 2144 | 20 | 107 | 80+ | 4000 | 140.567
| DM1127835 | Decor LED1x1000 H258 T840 OP LO1 1LIN LL | non-dimmable, I, IP40, IK05, opal polycarbonate diffuser, light grey aluminium body, for in-line connection, basic version | 703 | 59 | 69 |  | 50000/L80B10 | 3 | 953 | 8.1 | 118 | 80+ | 4000 | 150.07
| DM1127836 | Decor LED1x1300 H259 T840 OP LO2 1LIN LL | non-dimmable, I, IP40, IK05, opal polycarbonate diffuser, light grey aluminium body, for in-line connection, basic version | 703 | 59 | 69 |  | 50000/L80B10 | 3 | 1299 | 11.6 | 112 | 80+ | 4000 | 150.07
| DM1127837 | Decor LED1x1800 H260 T840 OP LO3 1LIN LL | non-dimmable, I, IP40, IK05, opal polycarbonate diffuser, light grey aluminium body, for in-line connection, basic version | 703 | 59 | 69 |  | 50000/L80B10 | 3 | 1786 | 16.8 | 106 | 80+ | 4000 | 161.465
| DM1127838 | Decor LED1x2700 H261 T840 OP LO4 1LIN LL | non-dimmable, I, IP40, IK05, opal polycarbonate diffuser, light grey aluminium body, for in-line connection, basic version | 703 | 59 | 69 |  | 50000/L80B10 | 3 | 2679 | 24.7 | 108 | 80+ | 4000 | 164.819
| DM1127839 | Decor LED1x1150 H262 T840 OP LO1 1LIN LL | non-dimmable, I, IP40, IK05, opal polycarbonate diffuser, light grey aluminium body, for in-line connection, basic version | 843 | 59 | 69 |  | 50000/L80B10 | 3 | 1145 | 10 | 115 | 80+ | 4000 | 175.268
| DM1127840 | Decor LED1x1600 H263 T840 OP LO2 1LIN LL | non-dimmable, I, IP40, IK05, opal polycarbonate diffuser, light grey aluminium body, for in-line connection, basic version | 843 | 59 | 69 |  | 50000/L80B10 | 3 | 1559 | 14 | 111 | 80+ | 4000 | 175.268
| DM1127841 | Decor LED1x2150 H264 T840 OP LO3 1LIN LL | non-dimmable, I, IP40, IK05, opal polycarbonate diffuser, light grey aluminium body, for in-line connection, basic version | 843 | 59 | 69 |  | 50000/L80B10 | 3 | 2144 | 20.2 | 106 | 80+ | 4000 | 181.417
| DM1127842 | Decor LED1x3250 H265 T840 OP LO4 1LIN LL | non-dimmable, I, IP40, IK05, opal polycarbonate diffuser, light grey aluminium body, for in-line connection, basic version | 843 | 59 | 69 |  | 50000/L80B10 | 3 | 3215 | 29.7 | 108 | 80+ | 4000 | 184.814
| DM1127843 | Decor LED1x1350 H266 T840 OP LO1 1LIN LL | non-dimmable, I, IP40, IK05, opal polycarbonate diffuser, light grey aluminium body, for in-line connection, basic version | 983 | 59 | 69 |  | 50000/L80B10 | 3 | 1335 | 11.5 | 116 | 80+ | 4000 | 191.823
| DM1127844 | Decor LED1x1850 H267 T840 OP LO2 1LIN LL | non-dimmable, I, IP40, IK05, opal polycarbonate diffuser, light grey aluminium body, for in-line connection, basic version | 983 | 59 | 69 |  | 50000/L80B10 | 3 | 1819 | 15.9 | 114 | 80+ | 4000 | 191.823
| DM1127845 | Decor LED1x2500 H268 T840 OP LO3 1LIN LL | non-dimmable, I, IP40, IK05, opal polycarbonate diffuser, light grey aluminium body, for in-line connection, basic version | 983 | 59 | 69 |  | 50000/L80B10 | 3 | 2500 | 23 | 109 | 80+ | 4000 | 197.757
| DM1127846 | Decor LED1x1550 H270 T840 OP LO1 1LIN LL | non-dimmable, I, IP40, IK05, opal polycarbonate diffuser, light grey aluminium body, for in-line connection, basic version | 1123 | 59 | 69 |  | 50000/L80B10 | 3 | 1526 | 13 | 117 | 80+ | 4000 | 195.263
| DM1127847 | Decor LED1x2100 H271 T840 OP LO2 1LIN LL | non-dimmable, I, IP40, IK05, opal polycarbonate diffuser, light grey aluminium body, for in-line connection, basic version | 1123 | 59 | 69 |  | 50000/L80B10 | 3 | 2079 | 17.9 | 116 | 80+ | 4000 | 195.263
| DM1127848 | Decor LED1x2900 H272 T840 OP LO3 1LIN LL | non-dimmable, I, IP40, IK05, opal polycarbonate diffuser, light grey aluminium body, for in-line connection, basic version | 1123 | 59 | 69 |  | 50000/L80B10 | 3 | 2858 | 26.3 | 109 | 80+ | 4000 | 200.466
| DM1127849 | Decor LED1x4300 H273 T840 OP LO4 1LIN LL | non-dimmable, I, IP40, IK05, opal polycarbonate diffuser, light grey aluminium body, for in-line connection, basic version | 1123 | 59 | 69 |  | 50000/L80B10 | 3 | 4287 | 38.2 | 112 | 80+ | 4000 | 223.858
| DM1127850 | Decor LED1x1750 H274 T840 OP LO1 1LIN LL | non-dimmable, I, IP40, IK05, opal polycarbonate diffuser, light grey aluminium body, for in-line connection, basic version | 1263 | 59 | 69 |  | 50000/L80B10 | 3 | 1716 | 14.5 | 118 | 80+ | 4000 | 221.364
| DM1127851 | Decor LED1x2350 H275 T840 OP LO2 1LIN LL | non-dimmable, I, IP40, IK05, opal polycarbonate diffuser, light grey aluminium body, for in-line connection, basic version | 1263 | 59 | 69 |  | 50000/L80B10 | 3 | 2339 | 20.1 | 116 | 80+ | 4000 | 221.364
| DM1127852 | Decor LED1x3250 H276 T840 OP LO3 1LIN LL | non-dimmable, I, IP40, IK05, opal polycarbonate diffuser, light grey aluminium body, for in-line connection, basic version | 1263 | 59 | 69 |  | 50000/L80B10 | 3 | 3215 | 29.6 | 109 | 80+ | 4000 | 227.255
| DM1127853 | Decor LED1x1950 H278 T840 OP LO1 1LIN LL | non-dimmable, I, IP40, IK05, opal polycarbonate diffuser, light grey aluminium body, for in-line connection, basic version | 1403 | 59 | 69 |  | 50000/L80B10 | 3 | 1907 | 16.5 | 116 | 80+ | 4000 | 240.413
| DM1127854 | Decor LED1x2600 H279 T840 OP LO2 1LIN LL | non-dimmable, I, IP40, IK05, opal polycarbonate diffuser, light grey aluminium body, for in-line connection, basic version | 1403 | 59 | 69 |  | 50000/L80B10 | 3 | 2599 | 22.9 | 113 | 80+ | 4000 | 240.413
| DM1127855 | Decor LED1x3600 H280 T840 OP LO3 1LIN LL | non-dimmable, I, IP40, IK05, opal polycarbonate diffuser, light grey aluminium body, for in-line connection, basic version | 1403 | 59 | 69 |  | 50000/L80B10 | 3 | 3572 | 31.7 | 113 | 80+ | 4000 | 259.505
| DM1127856 | Decor LED1x5400 H281 T840 OP LO4 1LIN LL | non-dimmable, I, IP40, IK05, opal polycarbonate diffuser, light grey aluminium body, for in-line connection, basic version | 1403 | 59 | 69 |  | 50000/L80B10 | 3 | 5359 | 47.8 | 112 | 80+ | 4000 | 265.396
| DM1127857 | Decor LED1x2300 H282 T840 OP LO1 1LIN LL | non-dimmable, I, IP40, IK05, opal polycarbonate diffuser, light grey aluminium body, for in-line connection, basic version | 1683 | 59 | 69 |  | 50000/L80B10 | 3 | 2288 | 19.3 | 119 | 80+ | 4000 | 277.694
| DM1127858 | Decor LED1x3150 H283 T840 OP LO2 1LIN LL | non-dimmable, I, IP40, IK05, opal polycarbonate diffuser, light grey aluminium body, for in-line connection, basic version | 1683 | 59 | 69 |  | 50000/L80B10 | 3 | 3119 | 27.3 | 114 | 80+ | 4000 | 277.694
| DM1127859 | Decor LED1x4300 H284 T840 OP LO3 1LIN LL | non-dimmable, I, IP40, IK05, opal polycarbonate diffuser, light grey aluminium body, for in-line connection, basic version | 1683 | 59 | 69 |  | 50000/L80B10 | 3 | 4287 | 38.2 | 112 | 80+ | 4000 | 296.7
| DM1127860 | Decor LED1x6450 H285 T840 OP LO4 1LIN LL | non-dimmable, I, IP40, IK05, opal polycarbonate diffuser, light grey aluminium body, for in-line connection, basic version | 1683 | 59 | 69 |  | 50000/L80B10 | 3 | 6430 | 57.3 | 112 | 80+ | 4000 | 311.449
| DM1127861 | Decor LED1x2700 H286 T840 OP LO1 1LIN LL | non-dimmable, I, IP40, IK05, opal polycarbonate diffuser, light grey aluminium body, for in-line connection, basic version | 1963 | 59 | 69 |  | 50000/L80B10 | 3 | 2670 | 22.2 | 120 | 80+ | 4000 | 289.691
| DM1127862 | Decor LED1x3650 H287 T840 OP LO2 1LIN LL | non-dimmable, I, IP40, IK05, opal polycarbonate diffuser, light grey aluminium body, for in-line connection, basic version | 1963 | 59 | 69 |  | 50000/L80B10 | 3 | 3638 | 31.4 | 116 | 80+ | 4000 | 289.691
| DM1127863 | Decor LED1x5050 H288 T840 OP LO3 1LIN LL | non-dimmable, I, IP40, IK05, opal polycarbonate diffuser, light grey aluminium body, for in-line connection, basic version | 1963 | 59 | 69 |  | 50000/L80B10 | 3 | 5001 | 44.6 | 112 | 80+ | 4000 | 308.74
| DM1127864 | Decor LED1x6450 H289 T840 OP LO4 1LIN LL | non-dimmable, I, IP40, IK05, opal polycarbonate diffuser, light grey aluminium body, for in-line connection, basic version | 2103 | 59 | 69 |  | 50000/L80B10 | 3 | 6430 | 57.3 | 112 | 80+ | 4000 | 361.63
| DM1127865 | Decor LED1x3100 H290 T840 OP LO1 1LIN LL | non-dimmable, I, IP40, IK05, opal polycarbonate diffuser, light grey aluminium body, for in-line connection, basic version | 2243 | 59 | 69 |  | 50000/L80B10 | 3 | 3051 | 25.1 | 122 | 80+ | 4000 | 341.893
| DM1127866 | Decor LED1x4200 H291 T840 OP LO2 1LIN LL | non-dimmable, I, IP40, IK05, opal polycarbonate diffuser, light grey aluminium body, for in-line connection, basic version | 2243 | 59 | 69 |  | 50000/L80B10 | 3 | 4158 | 35.5 | 117 | 80+ | 4000 | 341.893
| DM1127867 | Decor LED1x5750 H292 T840 OP LO3 1LIN LL | non-dimmable, I, IP40, IK05, opal polycarbonate diffuser, light grey aluminium body, for in-line connection, basic version | 2243 | 59 | 69 |  | 50000/L80B10 | 3 | 5716 | 50.9 | 112 | 80+ | 4000 | 360.942
| DM1127868 | Decor LED1x8600 H293 T840 OP LO4 1LIN LL | non-dimmable, I, IP40, IK05, opal polycarbonate diffuser, light grey aluminium body, for in-line connection, basic version | 2243 | 59 | 69 |  | 50000/L80B10 | 3 | 8573 | 77.3 | 111 | 80+ | 4000 | 417.229
| DM1127869 | Decor LED1x3450 H294 T840 OP LO1 1LIN LL | non-dimmable, I, IP40, IK05, opal polycarbonate diffuser, light grey aluminium body, for in-line connection, basic version | 2523 | 59 | 69 |  | 50000/L80B10 | 3 | 3433 | 27.3 | 126 | 80+ | 4000 | 431.075
| DM1127870 | Decor LED1x4700 H295 T840 OP LO2 1LIN LL | non-dimmable, I, IP40, IK05, opal polycarbonate diffuser, light grey aluminium body, for in-line connection, basic version | 2523 | 59 | 69 |  | 50000/L80B10 | 3 | 4678 | 39.9 | 117 | 80+ | 4000 | 417.229
| DM1127871 | Decor LED1x6450 H296 T840 OP LO3 1LIN LL | non-dimmable, I, IP40, IK05, opal polycarbonate diffuser, light grey aluminium body, for in-line connection, basic version | 2523 | 59 | 69 |  | 50000/L80B10 | 3 | 6430 | 57.3 | 112 | 80+ | 4000 | 438.815
| DM1127872 | Decor LED1x9650 H297 T840 OP LO4 1LIN LL | non-dimmable, I, IP40, IK05, opal polycarbonate diffuser, light grey aluminium body, for in-line connection, basic version | 2523 | 59 | 69 |  | 50000/L80B10 | 3 | 9645 | 83.2 | 116 | 80+ | 4000 | 490.114
| DM1127873 | Decor LED1x4050 H298 T840 OP LO1 1LIN LL | non-dimmable, I, IP40, IK05, opal polycarbonate diffuser, light grey aluminium body, for in-line connection, basic version | 2943 | 59 | 69 |  | 50000/L80B10 | 3 | 4005 | 31.9 | 126 | 80+ | 4000 | 440.621
| DM1127874 | Decor LED1x5500 H299 T840 OP LO2 1LIN LL | non-dimmable, I, IP40, IK05, opal polycarbonate diffuser, light grey aluminium body, for in-line connection, basic version | 2943 | 59 | 69 |  | 50000/L80B10 | 3 | 5457 | 46 | 119 | 80+ | 4000 | 425.872
| DM1127875 | Decor LED1x7550 H300 T840 OP LO3 1LIN LL | non-dimmable, I, IP40, IK05, opal polycarbonate diffuser, light grey aluminium body, for in-line connection, basic version | 2943 | 59 | 69 |  | 50000/L80B10 | 3 | 7502 | 66.9 | 112 | 80+ | 4000 | 448.361
| DM1127876 | Decor LED1x750 H254 T830 DPRZ LT80 LO1 1LIN LL | non-dimmable, I, IP40, IK05, UGR≤16, matt micro-prismatic polycarbonate diffuser, light grey aluminium body, for in-line connection, basic version | 563 | 59 | 69 |  | 50000/L80B10 | 3 | 680 | 6.8 | 100 | 80+ | 3000 | 129.43
| DM1127877 | Decor LED1x1000 H255 T830 DPRZ LT80 LO2 1LIN LL | non-dimmable, I, IP40, IK05, UGR≤19, matt micro-prismatic polycarbonate diffuser, light grey aluminium body, for in-line connection, basic version | 563 | 59 | 69 |  | 50000/L80B10 | 3 | 927 | 9.5 | 98 | 80+ | 3000 | 129.43
| DM1127878 | Decor LED1x1350 H256 T830 DPRZ LT80 LO3 1LIN LL | non-dimmable, I, IP40, IK05, UGR≤19, matt micro-prismatic polycarbonate diffuser, light grey aluminium body, for in-line connection, basic version | 563 | 59 | 69 |  | 50000/L80B10 | 3 | 1274 | 13.8 | 92 | 80+ | 3000 | 140.567
| DM1127879 | Decor LED1x2050 H257 T830 DPRZ LT80 LO4 1LIN LL | non-dimmable, I, IP40, IK05, UGR≤19, matt micro-prismatic polycarbonate diffuser, light grey aluminium body, for in-line connection, basic version | 563 | 59 | 69 |  | 50000/L80B10 | 3 | 1911 | 20 | 96 | 80+ | 3000 | 142.373
| DM1127880 | Decor LED1x900 H258 T830 DPRZ LT80 LO1 1LIN LL | non-dimmable, I, IP40, IK05, UGR≤16, matt micro-prismatic polycarbonate diffuser, light grey aluminium body, for in-line connection, basic version | 703 | 59 | 69 |  | 50000/L80B10 | 3 | 850 | 8.1 | 105 | 80+ | 3000 | 153.725
| DM1127881 | Decor LED1x1250 H259 T830 DPRZ LT80 LO2 1LIN LL | non-dimmable, I, IP40, IK05, UGR≤19, matt micro-prismatic polycarbonate diffuser, light grey aluminium body, for in-line connection, basic version | 703 | 59 | 69 |  | 50000/L80B10 | 3 | 1159 | 11.6 | 100 | 80+ | 3000 | 153.725
| DM1127882 | Decor LED1x1700 H260 T830 DPRZ LT80 LO3 1LIN LL | non-dimmable, I, IP40, IK05, UGR≤19, matt micro-prismatic polycarbonate diffuser, light grey aluminium body, for in-line connection, basic version | 703 | 59 | 69 |  | 50000/L80B10 | 3 | 1593 | 16.8 | 95 | 80+ | 3000 | 164.819
| DM1127883 | Decor LED1x2550 H261 T830 DPRZ LT80 LO4 1LIN LL | non-dimmable, I, IP40, IK05, UGR≤19, matt micro-prismatic polycarbonate diffuser, light grey aluminium body, for in-line connection, basic version | 703 | 59 | 69 |  | 50000/L80B10 | 3 | 2389 | 24.7 | 97 | 80+ | 3000 | 167.571
| DM1127884 | Decor LED1x1100 H262 T830 DPRZ LT80 LO1 1LIN LL | non-dimmable, I, IP40, IK05, UGR≤16, matt micro-prismatic polycarbonate diffuser, light grey aluminium body, for in-line connection, basic version | 843 | 59 | 69 |  | 50000/L80B10 | 3 | 1068 | 10 | 107 | 80+ | 3000 | 179.611
| DM1127885 | Decor LED1x1500 H263 T830 DPRZ LT80 LO2 1LIN LL | non-dimmable, I, IP40, IK05, UGR≤19, matt micro-prismatic polycarbonate diffuser, light grey aluminium body, for in-line connection, basic version | 843 | 59 | 69 |  | 50000/L80B10 | 3 | 1455 | 14 | 104 | 80+ | 3000 | 179.611
| DM1127886 | Decor LED1x2050 H264 T830 DPRZ LT80 LO3 1LIN LL | non-dimmable, I, IP40, IK05, UGR≤19, matt micro-prismatic polycarbonate diffuser, light grey aluminium body, for in-line connection, basic version | 843 | 59 | 69 |  | 50000/L80B10 | 3 | 2001 | 20.2 | 99 | 80+ | 3000 | 184.814
| DM1127887 | Decor LED1x3050 H265 T830 DPRZ LT80 LO4 1LIN LL | non-dimmable, I, IP40, IK05, UGR≤19, matt micro-prismatic polycarbonate diffuser, light grey aluminium body, for in-line connection, basic version | 843 | 59 | 69 |  | 50000/L80B10 | 3 | 3001 | 29.7 | 101 | 80+ | 3000 | 188.211
| DM1127888 | Decor LED1x1250 H266 T830 DPRZ LT80 LO1 1LIN LL | non-dimmable, I, IP40, IK05, UGR≤16, matt micro-prismatic polycarbonate diffuser, light grey aluminium body, for in-line connection, basic version | 983 | 59 | 69 |  | 50000/L80B10 | 3 | 1189 | 11.5 | 103 | 80+ | 3000 | 197.069
| DM1127889 | Decor LED1x1700 H267 T830 DPRZ LT80 LO2 1LIN LL | non-dimmable, I, IP40, IK05, UGR≤19, matt micro-prismatic polycarbonate diffuser, light grey aluminium body, for in-line connection, basic version | 983 | 59 | 69 |  | 50000/L80B10 | 3 | 1622 | 15.9 | 102 | 80+ | 3000 | 197.069
| DM1127890 | Decor LED1x2350 H268 T830 DPRZ LT80 LO3 1LIN LL | non-dimmable, I, IP40, IK05, UGR≤19, matt micro-prismatic polycarbonate diffuser, light grey aluminium body, for in-line connection, basic version | 983 | 59 | 69 |  | 50000/L80B10 | 3 | 2230 | 23 | 97 | 80+ | 3000 | 202.315
| DM1127891 | Decor LED1x1450 H270 T830 DPRZ LT80 LO1 1LIN LL | non-dimmable, I, IP40, IK05, UGR≤16, matt micro-prismatic polycarbonate diffuser, light grey aluminium body, for in-line connection, basic version | 1123 | 59 | 69 |  | 50000/L80B10 | 3 | 1359 | 13 | 105 | 80+ | 3000 | 200.466
| DM1127892 | Decor LED1x1950 H271 T830 DPRZ LT80 LO2 1LIN LL | non-dimmable, I, IP40, IK05, UGR≤19, matt micro-prismatic polycarbonate diffuser, light grey aluminium body, for in-line connection, basic version | 1123 | 59 | 69 |  | 50000/L80B10 | 3 | 1854 | 17.9 | 104 | 80+ | 3000 | 200.466
| DM1127893 | Decor LED1x2700 H272 T830 DPRZ LT80 LO3 1LIN LL | non-dimmable, I, IP40, IK05, UGR≤19, matt micro-prismatic polycarbonate diffuser, light grey aluminium body, for in-line connection, basic version | 1123 | 59 | 69 |  | 50000/L80B10 | 3 | 2548 | 26.3 | 97 | 80+ | 3000 | 205.712
| DM1127894 | Decor LED1x4050 H273 T830 DPRZ LT80 LO4 1LIN LL | non-dimmable, I, IP40, IK05, UGR≤19, matt micro-prismatic polycarbonate diffuser, light grey aluminium body, for in-line connection, basic version | 1123 | 59 | 69 |  | 50000/L80B10 | 3 | 3822 | 38.2 | 100 | 80+ | 3000 | 229.104
| DM1127895 | Decor LED1x1650 H274 T830 DPRZ LT80 LO1 1LIN LL | non-dimmable, I, IP40, IK05, UGR≤16, matt micro-prismatic polycarbonate diffuser, light grey aluminium body, for in-line connection, basic version | 1263 | 59 | 69 |  | 50000/L80B10 | 3 | 1529 | 14.5 | 105 | 80+ | 3000 | 227.255
| DM1127896 | Decor LED1x2200 H275 T830 DPRZ LT80 LO2 1LIN LL | non-dimmable, I, IP40, IK05, UGR≤19, matt micro-prismatic polycarbonate diffuser, light grey aluminium body, for in-line connection, basic version | 1263 | 59 | 69 |  | 50000/L80B10 | 3 | 2085 | 20.1 | 104 | 80+ | 3000 | 227.255
| DM1127897 | Decor LED1x3000 H276 T830 DPRZ LT80 LO3 1LIN LL | non-dimmable, I, IP40, IK05, UGR≤19, matt micro-prismatic polycarbonate diffuser, light grey aluminium body, for in-line connection, basic version | 1263 | 59 | 69 |  | 50000/L80B10 | 3 | 2867 | 29.6 | 97 | 80+ | 3000 | 233.404
| DM1127898 | Decor LED1x1800 H278 T830 DPRZ LT80 LO1 1LIN LL | non-dimmable, I, IP40, IK05, UGR≤16, matt micro-prismatic polycarbonate diffuser, light grey aluminium body, for in-line connection, basic version | 1403 | 59 | 69 |  | 50000/L80B10 | 3 | 1700 | 16.5 | 103 | 80+ | 3000 | 247.25
| DM1127899 | Decor LED1x2450 H279 T830 DPRZ LT80 LO2 1LIN LL | non-dimmable, I, IP40, IK05, UGR≤19, matt micro-prismatic polycarbonate diffuser, light grey aluminium body, for in-line connection, basic version | 1403 | 59 | 69 |  | 50000/L80B10 | 3 | 2316 | 23 | 101 | 80+ | 3000 | 247.25
| DM1127900 | Decor LED1x3350 H280 T830 DPRZ LT80 LO3 1LIN LL | non-dimmable, I, IP40, IK05, UGR≤19, matt micro-prismatic polycarbonate diffuser, light grey aluminium body, for in-line connection, basic version | 1403 | 59 | 69 |  | 50000/L80B10 | 3 | 3184 | 31.8 | 100 | 80+ | 3000 | 266.299
| DM1127901 | Decor LED1x5050 H281 T830 DPRZ LT80 LO4 1LIN LL | non-dimmable, I, IP40, IK05, UGR≤19, matt micro-prismatic polycarbonate diffuser, light grey aluminium body, for in-line connection, basic version | 1403 | 59 | 69 |  | 50000/L80B10 | 3 | 4777 | 47.8 | 100 | 80+ | 3000 | 272.405
| DM1127902 | Decor LED1x2150 H282 T830 DPRZ LT80 LO1 1LIN LL | non-dimmable, I, IP40, IK05, UGR≤16, matt micro-prismatic polycarbonate diffuser, light grey aluminium body, for in-line connection, basic version | 1683 | 59 | 69 |  | 50000/L80B10 | 3 | 2040 | 19.3 | 106 | 80+ | 3000 | 284.445
| DM1127903 | Decor LED1x2950 H283 T830 DPRZ LT80 LO2 1LIN LL | non-dimmable, I, IP40, IK05, UGR≤19, matt micro-prismatic polycarbonate diffuser, light grey aluminium body, for in-line connection, basic version | 1683 | 59 | 69 |  | 50000/L80B10 | 3 | 2780 | 27.3 | 102 | 80+ | 3000 | 284.445
| DM1127904 | Decor LED1x4050 H284 T830 DPRZ LT80 LO3 1LIN LL | non-dimmable, I, IP40, IK05, UGR≤19, matt micro-prismatic polycarbonate diffuser, light grey aluminium body, for in-line connection, basic version | 1683 | 59 | 69 |  | 50000/L80B10 | 3 | 3821 | 38.2 | 100 | 80+ | 3000 | 303.752
| DM1127905 | Decor LED1x6050 H285 T830 DPRZ LT80 LO4 1LIN LL | non-dimmable, I, IP40, IK05, UGR≤19, matt micro-prismatic polycarbonate diffuser, light grey aluminium body, for in-line connection, basic version | 1683 | 59 | 69 |  | 50000/L80B10 | 3 | 5732 | 57.3 | 100 | 80+ | 3000 | 319.189
| DM1127906 | Decor LED1x2500 H286 T830 DPRZ LT80 LO1 1LIN LL | non-dimmable, I, IP40, IK05, UGR≤16, matt micro-prismatic polycarbonate diffuser, light grey aluminium body, for in-line connection, basic version | 1963 | 59 | 69 |  | 50000/L80B10 | 3 | 2380 | 22.2 | 107 | 80+ | 3000 | 298.549
| DM1127907 | Decor LED1x3400 H287 T830 DPRZ LT80 LO2 1LIN LL | non-dimmable, I, IP40, IK05, UGR≤19, matt micro-prismatic polycarbonate diffuser, light grey aluminium body, for in-line connection, basic version | 1963 | 59 | 69 |  | 50000/L80B10 | 3 | 3243 | 31.4 | 103 | 80+ | 3000 | 298.549
| DM1127908 | Decor LED1x4700 H288 T830 DPRZ LT80 LO3 1LIN LL | non-dimmable, I, IP40, IK05, UGR≤19, matt micro-prismatic polycarbonate diffuser, light grey aluminium body, for in-line connection, basic version | 1963 | 59 | 69 |  | 50000/L80B10 | 3 | 4458 | 44.6 | 100 | 80+ | 3000 | 317.641
| DM1127909 | Decor LED1x6050 H289 T830 DPRZ LT80 LO4 1LIN LL | non-dimmable, I, IP40, IK05, UGR≤19, matt micro-prismatic polycarbonate diffuser, light grey aluminium body, for in-line connection, basic version | 2103 | 59 | 69 |  | 50000/L80B10 | 3 | 5732 | 57.3 | 100 | 80+ | 3000 | 371.176
| DM1127910 | Decor LED1x2850 H290 T830 DPRZ LT80 LO1 1LIN LL | non-dimmable, I, IP40, IK05, UGR≤16, matt micro-prismatic polycarbonate diffuser, light grey aluminium body, for in-line connection, basic version | 2243 | 59 | 69 |  | 50000/L80B10 | 3 | 2720 | 25.1 | 108 | 80+ | 3000 | 352.127
| DM1127911 | Decor LED1x3900 H291 T830 DPRZ LT80 LO2 1LIN LL | non-dimmable, I, IP40, IK05, UGR≤19, matt micro-prismatic polycarbonate diffuser, light grey aluminium body, for in-line connection, basic version | 2243 | 59 | 69 |  | 50000/L80B10 | 3 | 3707 | 35.5 | 104 | 80+ | 3000 | 352.127
| DM1127912 | Decor LED1x5350 H292 T830 DPRZ LT80 LO3 1LIN LL | non-dimmable, I, IP40, IK05, UGR≤19, matt micro-prismatic polycarbonate diffuser, light grey aluminium body, for in-line connection, basic version | 2243 | 59 | 69 |  | 50000/L80B10 | 3 | 5095 | 50.9 | 100 | 80+ | 3000 | 371.176
| DM1127913 | Decor LED1x8050 H293 T830 DPRZ LT80 LO4 1LIN LL | non-dimmable, I, IP40, IK05, UGR≤19, matt micro-prismatic polycarbonate diffuser, light grey aluminium body, for in-line connection, basic version | 2243 | 59 | 69 |  | 50000/L80B10 | 3 | 7643 | 77.3 | 99 | 80+ | 3000 | 427.678
| DM1127914 | Decor LED1x3250 H294 T830 DPRZ LT80 LO1 1LIN LL | non-dimmable, I, IP40, IK05, UGR≤16, matt micro-prismatic polycarbonate diffuser, light grey aluminium body, for in-line connection, basic version | 2523 | 59 | 69 |  | 50000/L80B10 | 3 | 3060 | 27.3 | 112 | 80+ | 3000 | 443.373
| DM1127915 | Decor LED1x4400 H295 T830 DPRZ LT80 LO2 1LIN LL | non-dimmable, I, IP40, IK05, UGR≤19, matt micro-prismatic polycarbonate diffuser, light grey aluminium body, for in-line connection, basic version | 2523 | 59 | 69 |  | 50000/L80B10 | 3 | 4170 | 39.9 | 105 | 80+ | 3000 | 429.269
| DM1127916 | Decor LED1x6050 H296 T830 DPRZ LT80 LO3 1LIN LL | non-dimmable, I, IP40, IK05, UGR≤19, matt micro-prismatic polycarbonate diffuser, light grey aluminium body, for in-line connection, basic version | 2523 | 59 | 69 |  | 50000/L80B10 | 3 | 5732 | 57.3 | 100 | 80+ | 3000 | 452.016
| DM1127917 | Decor LED1x9050 H297 T830 DPRZ LT80 LO4 1LIN LL | non-dimmable, I, IP40, IK05, UGR≤19, matt micro-prismatic polycarbonate diffuser, light grey aluminium body, for in-line connection, basic version | 2523 | 59 | 69 |  | 50000/L80B10 | 3 | 8598 | 83.2 | 103 | 80+ | 3000 | 503.014
| DM1127918 | Decor LED1x3750 H298 T830 DPRZ LT80 LO1 1LIN LL | non-dimmable, I, IP40, IK05, UGR≤16, matt micro-prismatic polycarbonate diffuser, light grey aluminium body, for in-line connection, basic version | 2943 | 59 | 69 |  | 50000/L80B10 | 3 | 3570 | 31.9 | 112 | 80+ | 3000 | 452.876
| DM1127919 | Decor LED1x5100 H299 T830 DPRZ LT80 LO2 1LIN LL | non-dimmable, I, IP40, IK05, UGR≤19, matt micro-prismatic polycarbonate diffuser, light grey aluminium body, for in-line connection, basic version | 2943 | 59 | 69 |  | 50000/L80B10 | 3 | 4865 | 46 | 106 | 80+ | 3000 | 438.815
| DM1127920 | Decor LED1x7050 H300 T830 DPRZ LT80 LO3 1LIN LL | non-dimmable, I, IP40, IK05, UGR≤19, matt micro-prismatic polycarbonate diffuser, light grey aluminium body, for in-line connection, basic version | 2943 | 59 | 69 |  | 50000/L80B10 | 3 | 6688 | 66.9 | 100 | 80+ | 3000 | 461.519
| DM1127921 | Decor LED1x750 H254 T840 DPRZ LT80 LO1 1LIN LL | non-dimmable, I, IP40, IK05, UGR≤16, matt micro-prismatic polycarbonate diffuser, light grey aluminium body, for in-line connection, basic version | 563 | 59 | 69 |  | 50000/L80B10 | 3 | 712 | 6.8 | 105 | 80+ | 4000 | 129.43
| DM1127922 | Decor LED1x1000 H255 T840 DPRZ LT80 LO2 1LIN LL | non-dimmable, I, IP40, IK05, UGR≤19, matt micro-prismatic polycarbonate diffuser, light grey aluminium body, for in-line connection, basic version | 563 | 59 | 69 |  | 50000/L80B10 | 3 | 970 | 9.5 | 102 | 80+ | 4000 | 129.43
| DM1127923 | Decor LED1x1350 H256 T840 DPRZ LT80 LO3 1LIN LL | non-dimmable, I, IP40, IK05, UGR≤19, matt micro-prismatic polycarbonate diffuser, light grey aluminium body, for in-line connection, basic version | 563 | 59 | 69 |  | 50000/L80B10 | 3 | 1334 | 13.8 | 97 | 80+ | 4000 | 140.567
| DM1127924 | Decor LED1x2050 H257 T840 DPRZ LT80 LO4 1LIN LL | non-dimmable, I, IP40, IK05, UGR≤19, matt micro-prismatic polycarbonate diffuser, light grey aluminium body, for in-line connection, basic version | 563 | 59 | 69 |  | 50000/L80B10 | 3 | 2001 | 20 | 100 | 80+ | 4000 | 142.373
| DM1127925 | Decor LED1x900 H258 T840 DPRZ LT80 LO1 1LIN LL | non-dimmable, I, IP40, IK05, UGR≤16, matt micro-prismatic polycarbonate diffuser, light grey aluminium body, for in-line connection, basic version | 703 | 59 | 69 |  | 50000/L80B10 | 3 | 890 | 8.1 | 110 | 80+ | 4000 | 153.725
| DM1127926 | Decor LED1x1250 H259 T840 DPRZ LT80 LO2 1LIN LL | non-dimmable, I, IP40, IK05, UGR≤19, matt micro-prismatic polycarbonate diffuser, light grey aluminium body, for in-line connection, basic version | 703 | 59 | 69 |  | 50000/L80B10 | 3 | 1213 | 11.6 | 105 | 80+ | 4000 | 153.725
| DM1127927 | Decor LED1x1700 H260 T840 DPRZ LT80 LO3 1LIN LL | non-dimmable, I, IP40, IK05, UGR≤19, matt micro-prismatic polycarbonate diffuser, light grey aluminium body, for in-line connection, basic version | 703 | 59 | 69 |  | 50000/L80B10 | 3 | 1667 | 16.8 | 99 | 80+ | 4000 | 164.819
| DM1127928 | Decor LED1x2550 H261 T840 DPRZ LT80 LO4 1LIN LL | non-dimmable, I, IP40, IK05, UGR≤19, matt micro-prismatic polycarbonate diffuser, light grey aluminium body, for in-line connection, basic version | 703 | 59 | 69 |  | 50000/L80B10 | 3 | 2501 | 24.7 | 101 | 80+ | 4000 | 167.571
| DM1127929 | Decor LED1x1100 H262 T840 DPRZ LT80 LO1 1LIN LL | non-dimmable, I, IP40, IK05, UGR≤16, matt micro-prismatic polycarbonate diffuser, light grey aluminium body, for in-line connection, basic version | 843 | 59 | 69 |  | 50000/L80B10 | 3 | 1068 | 10 | 107 | 80+ | 4000 | 179.611
| DM1127930 | Decor LED1x1500 H263 T840 DPRZ LT80 LO2 1LIN LL | non-dimmable, I, IP40, IK05, UGR≤19, matt micro-prismatic polycarbonate diffuser, light grey aluminium body, for in-line connection, basic version | 843 | 59 | 69 |  | 50000/L80B10 | 3 | 1455 | 14 | 104 | 80+ | 4000 | 179.611
| DM1127931 | Decor LED1x2050 H264 T840 DPRZ LT80 LO3 1LIN LL | non-dimmable, I, IP40, IK05, UGR≤19, matt micro-prismatic polycarbonate diffuser, light grey aluminium body, for in-line connection, basic version | 843 | 59 | 69 |  | 50000/L80B10 | 3 | 2001 | 20.2 | 99 | 80+ | 4000 | 184.814
| DM1127932 | Decor LED1x3050 H265 T840 DPRZ LT80 LO4 1LIN LL | non-dimmable, I, IP40, IK05, UGR≤19, matt micro-prismatic polycarbonate diffuser, light grey aluminium body, for in-line connection, basic version | 843 | 59 | 69 |  | 50000/L80B10 | 3 | 3001 | 29.7 | 101 | 80+ | 4000 | 188.211
| DM1127933 | Decor LED1x1250 H266 T840 DPRZ LT80 LO1 1LIN LL | non-dimmable, I, IP40, IK05, UGR≤16, matt micro-prismatic polycarbonate diffuser, light grey aluminium body, for in-line connection, basic version | 983 | 59 | 69 |  | 50000/L80B10 | 3 | 1246 | 11.5 | 108 | 80+ | 4000 | 197.069
| DM1127934 | Decor LED1x1700 H267 T840 DPRZ LT80 LO2 1LIN LL | non-dimmable, I, IP40, IK05, UGR≤19, matt micro-prismatic polycarbonate diffuser, light grey aluminium body, for in-line connection, basic version | 983 | 59 | 69 |  | 50000/L80B10 | 3 | 1698 | 15.9 | 107 | 80+ | 4000 | 197.069
| DM1127935 | Decor LED1x2350 H268 T840 DPRZ LT80 LO3 1LIN LL | non-dimmable, I, IP40, IK05, UGR≤19, matt micro-prismatic polycarbonate diffuser, light grey aluminium body, for in-line connection, basic version | 983 | 59 | 69 |  | 50000/L80B10 | 3 | 2334 | 23 | 101 | 80+ | 4000 | 202.315
| DM1127936 | Decor LED1x1450 H270 T840 DPRZ LT80 LO1 1LIN LL | non-dimmable, I, IP40, IK05, UGR≤16, matt micro-prismatic polycarbonate diffuser, light grey aluminium body, for in-line connection, basic version | 1123 | 59 | 69 |  | 50000/L80B10 | 3 | 1424 | 13 | 110 | 80+ | 4000 | 200.466
| DM1127937 | Decor LED1x1950 H271 T840 DPRZ LT80 LO2 1LIN LL | non-dimmable, I, IP40, IK05, UGR≤19, matt micro-prismatic polycarbonate diffuser, light grey aluminium body, for in-line connection, basic version | 1123 | 59 | 69 |  | 50000/L80B10 | 3 | 1940 | 17.9 | 108 | 80+ | 4000 | 200.466
| DM1127938 | Decor LED1x2700 H272 T840 DPRZ LT80 LO3 1LIN LL | non-dimmable, I, IP40, IK05, UGR≤19, matt micro-prismatic polycarbonate diffuser, light grey aluminium body, for in-line connection, basic version | 1123 | 59 | 69 |  | 50000/L80B10 | 3 | 2667 | 26.3 | 101 | 80+ | 4000 | 205.712
| DM1127939 | Decor LED1x4050 H273 T840 DPRZ LT80 LO4 1LIN LL | non-dimmable, I, IP40, IK05, UGR≤19, matt micro-prismatic polycarbonate diffuser, light grey aluminium body, for in-line connection, basic version | 1123 | 59 | 69 |  | 50000/L80B10 | 3 | 4001 | 38.2 | 105 | 80+ | 4000 | 229.104
| DM1127940 | Decor LED1x1650 H274 T840 DPRZ LT80 LO1 1LIN LL | non-dimmable, I, IP40, IK05, UGR≤16, matt micro-prismatic polycarbonate diffuser, light grey aluminium body, for in-line connection, basic version | 1263 | 59 | 69 |  | 50000/L80B10 | 3 | 1602 | 14.5 | 110 | 80+ | 4000 | 227.255
| DM1127941 | Decor LED1x2200 H275 T840 DPRZ LT80 LO2 1LIN LL | non-dimmable, I, IP40, IK05, UGR≤19, matt micro-prismatic polycarbonate diffuser, light grey aluminium body, for in-line connection, basic version | 1263 | 59 | 69 |  | 50000/L80B10 | 3 | 2183 | 20.1 | 109 | 80+ | 4000 | 227.255
| DM1127942 | Decor LED1x3000 H276 T840 DPRZ LT80 LO3 1LIN LL | non-dimmable, I, IP40, IK05, UGR≤19, matt micro-prismatic polycarbonate diffuser, light grey aluminium body, for in-line connection, basic version | 1263 | 59 | 69 |  | 50000/L80B10 | 3 | 3000 | 29.6 | 101 | 80+ | 4000 | 233.404
| DM1127943 | Decor LED1x1800 H278 T840 DPRZ LT80 LO1 1LIN LL | non-dimmable, I, IP40, IK05, UGR≤16, matt micro-prismatic polycarbonate diffuser, light grey aluminium body, for in-line connection, basic version | 1403 | 59 | 69 |  | 50000/L80B10 | 3 | 1780 | 16.5 | 108 | 80+ | 4000 | 247.25
| DM1127944 | Decor LED1x2450 H279 T840 DPRZ LT80 LO2 1LIN LL | non-dimmable, I, IP40, IK05, UGR≤19, matt micro-prismatic polycarbonate diffuser, light grey aluminium body, for in-line connection, basic version | 1403 | 59 | 69 |  | 50000/L80B10 | 3 | 2426 | 22.9 | 106 | 80+ | 4000 | 247.25
| DM1127945 | Decor LED1x3350 H280 T840 DPRZ LT80 LO3 1LIN LL | non-dimmable, I, IP40, IK05, UGR≤19, matt micro-prismatic polycarbonate diffuser, light grey aluminium body, for in-line connection, basic version | 1403 | 59 | 69 |  | 50000/L80B10 | 3 | 3334 | 31.7 | 105 | 80+ | 4000 | 266.299
| DM1127946 | Decor LED1x5050 H281 T840 DPRZ LT80 LO4 1LIN LL | non-dimmable, I, IP40, IK05, UGR≤19, matt micro-prismatic polycarbonate diffuser, light grey aluminium body, for in-line connection, basic version | 1403 | 59 | 69 |  | 50000/L80B10 | 3 | 5002 | 47.8 | 105 | 80+ | 4000 | 272.405
| DM1127947 | Decor LED1x2150 H282 T840 DPRZ LT80 LO1 1LIN LL | non-dimmable, I, IP40, IK05, UGR≤16, matt micro-prismatic polycarbonate diffuser, light grey aluminium body, for in-line connection, basic version | 1683 | 59 | 69 |  | 50000/L80B10 | 3 | 2136 | 19.3 | 111 | 80+ | 4000 | 284.445
| DM1127948 | Decor LED1x2950 H283 T840 DPRZ LT80 LO2 1LIN LL | non-dimmable, I, IP40, IK05, UGR≤19, matt micro-prismatic polycarbonate diffuser, light grey aluminium body, for in-line connection, basic version | 1683 | 59 | 69 |  | 50000/L80B10 | 3 | 2911 | 27.3 | 107 | 80+ | 4000 | 284.445
| DM1127949 | Decor LED1x4050 H284 T840 DPRZ LT80 LO3 1LIN LL | non-dimmable, I, IP40, IK05, UGR≤19, matt micro-prismatic polycarbonate diffuser, light grey aluminium body, for in-line connection, basic version | 1683 | 59 | 69 |  | 50000/L80B10 | 3 | 4001 | 38.2 | 105 | 80+ | 4000 | 303.752
| DM1127950 | Decor LED1x6050 H285 T840 DPRZ LT80 LO4 1LIN LL | non-dimmable, I, IP40, IK05, UGR≤19, matt micro-prismatic polycarbonate diffuser, light grey aluminium body, for in-line connection, basic version | 1683 | 59 | 69 |  | 50000/L80B10 | 3 | 6001 | 57.3 | 105 | 80+ | 4000 | 319.189
| DM1127951 | Decor LED1x2500 H286 T840 DPRZ LT80 LO1 1LIN LL | non-dimmable, I, IP40, IK05, UGR≤16, matt micro-prismatic polycarbonate diffuser, light grey aluminium body, for in-line connection, basic version | 1963 | 59 | 69 |  | 50000/L80B10 | 3 | 2492 | 22.2 | 112 | 80+ | 4000 | 298.549
| DM1127952 | Decor LED1x3400 H287 T840 DPRZ LT80 LO2 1LIN LL | non-dimmable, I, IP40, IK05, UGR≤19, matt micro-prismatic polycarbonate diffuser, light grey aluminium body, for in-line connection, basic version | 1963 | 59 | 69 |  | 50000/L80B10 | 3 | 3396 | 31.4 | 108 | 80+ | 4000 | 298.549
| DM1127953 | Decor LED1x4700 H288 T840 DPRZ LT80 LO3 1LIN LL | non-dimmable, I, IP40, IK05, UGR≤19, matt micro-prismatic polycarbonate diffuser, light grey aluminium body, for in-line connection, basic version | 1963 | 59 | 69 |  | 50000/L80B10 | 3 | 4668 | 44.6 | 105 | 80+ | 4000 | 317.641
| DM1127954 | Decor LED1x6050 H289 T840 DPRZ LT80 LO4 1LIN LL | non-dimmable, I, IP40, IK05, UGR≤19, matt micro-prismatic polycarbonate diffuser, light grey aluminium body, for in-line connection, basic version | 2103 | 59 | 69 |  | 50000/L80B10 | 3 | 6001 | 57.3 | 105 | 80+ | 4000 | 371.176
| DM1127955 | Decor LED1x2850 H290 T840 DPRZ LT80 LO1 1LIN LL | non-dimmable, I, IP40, IK05, UGR≤16, matt micro-prismatic polycarbonate diffuser, light grey aluminium body, for in-line connection, basic version | 2243 | 59 | 69 |  | 50000/L80B10 | 3 | 2848 | 25.1 | 113 | 80+ | 4000 | 352.127
| DM1127956 | Decor LED1x3900 H291 T840 DPRZ LT80 LO2 1LIN LL | non-dimmable, I, IP40, IK05, UGR≤19, matt micro-prismatic polycarbonate diffuser, light grey aluminium body, for in-line connection, basic version | 2243 | 59 | 69 |  | 50000/L80B10 | 3 | 3881 | 35.5 | 109 | 80+ | 4000 | 352.127
| DM1127957 | Decor LED1x5350 H292 T840 DPRZ LT80 LO3 1LIN LL | non-dimmable, I, IP40, IK05, UGR≤19, matt micro-prismatic polycarbonate diffuser, light grey aluminium body, for in-line connection, basic version | 2243 | 59 | 69 |  | 50000/L80B10 | 3 | 5335 | 50.9 | 105 | 80+ | 4000 | 371.176
| DM1127958 | Decor LED1x8050 H293 T840 DPRZ LT80 LO4 1LIN LL | non-dimmable, I, IP40, IK05, UGR≤19, matt micro-prismatic polycarbonate diffuser, light grey aluminium body, for in-line connection, basic version | 2243 | 59 | 69 |  | 50000/L80B10 | 3 | 8002 | 77.3 | 104 | 80+ | 4000 | 427.678
| DM1127959 | Decor LED1x3250 H294 T840 DPRZ LT80 LO1 1LIN LL | non-dimmable, I, IP40, IK05, UGR≤16, matt micro-prismatic polycarbonate diffuser, light grey aluminium body, for in-line connection, basic version | 2523 | 59 | 69 |  | 50000/L80B10 | 3 | 3204 | 27.3 | 117 | 80+ | 4000 | 443.373
| DM1127960 | Decor LED1x4400 H295 T840 DPRZ LT80 LO2 1LIN LL | non-dimmable, I, IP40, IK05, UGR≤19, matt micro-prismatic polycarbonate diffuser, light grey aluminium body, for in-line connection, basic version | 2523 | 59 | 69 |  | 50000/L80B10 | 3 | 4366 | 39.9 | 109 | 80+ | 4000 | 429.269
| DM1127961 | Decor LED1x6050 H296 T840 DPRZ LT80 LO3 1LIN LL | non-dimmable, I, IP40, IK05, UGR≤19, matt micro-prismatic polycarbonate diffuser, light grey aluminium body, for in-line connection, basic version | 2523 | 59 | 69 |  | 50000/L80B10 | 3 | 6001 | 57.3 | 105 | 80+ | 4000 | 452.016
| DM1127962 | Decor LED1x9050 H297 T840 DPRZ LT80 LO4 1LIN LL | non-dimmable, I, IP40, IK05, UGR≤19, matt micro-prismatic polycarbonate diffuser, light grey aluminium body, for in-line connection, basic version | 2523 | 59 | 69 |  | 50000/L80B10 | 3 | 9002 | 83.2 | 108 | 80+ | 4000 | 503.014
| DM1127963 | Decor LED1x3750 H298 T840 DPRZ LT80 LO1 1LIN LL | non-dimmable, I, IP40, IK05, UGR≤16, matt micro-prismatic polycarbonate diffuser, light grey aluminium body, for in-line connection, basic version | 2943 | 59 | 69 |  | 50000/L80B10 | 3 | 3738 | 31.9 | 117 | 80+ | 4000 | 452.876
| DM1127964 | Decor LED1x5100 H299 T840 DPRZ LT80 LO2 1LIN LL | non-dimmable, I, IP40, IK05, UGR≤19, matt micro-prismatic polycarbonate diffuser, light grey aluminium body, for in-line connection, basic version | 2943 | 59 | 69 |  | 50000/L80B10 | 3 | 5093 | 46 | 111 | 80+ | 4000 | 438.815
| DM1127965 | Decor LED1x7050 H300 T840 DPRZ LT80 LO3 1LIN LL | non-dimmable, I, IP40, IK05, UGR≤19, matt micro-prismatic polycarbonate diffuser, light grey aluminium body, for in-line connection, basic version | 2943 | 59 | 69 |  | 50000/L80B10 | 3 | 7001 | 66.9 | 105 | 80+ | 4000 | 461.519
| DM1127966 | Decor LED1x800 H254 T830 OP LO1 DALI | DALI-dimmable, I, IP40, IK05, opal polycarbonate diffuser, light grey aluminium body, basic version | 573 | 59 | 69 |  | 50000/L80B10 | 3 | 728 | 6.1 | 119 | 80+ | 3000 | 177.977
| DM1127967 | Decor LED1x1050 H255 T830 OP LO2 DALI | DALI-dimmable, I, IP40, IK05, opal polycarbonate diffuser, light grey aluminium body, basic version | 573 | 59 | 69 |  | 50000/L80B10 | 3 | 993 | 8.7 | 114 | 80+ | 3000 | 177.977
| DM1127968 | Decor LED1x1450 H256 T830 OP LO3 DALI | DALI-dimmable, I, IP40, IK05, opal polycarbonate diffuser, light grey aluminium body, basic version | 573 | 59 | 69 |  | 50000/L80B10 | 3 | 1365 | 12.7 | 107 | 80+ | 3000 | 177.977
| DM1127969 | Decor LED1x2150 H257 T830 OP LO4 DALI | DALI-dimmable, I, IP40, IK05, opal polycarbonate diffuser, light grey aluminium body, basic version | 573 | 59 | 69 |  | 50000/L80B10 | 3 | 2048 | 19.1 | 107 | 80+ | 3000 | 179.611
| DM1127970 | Decor LED1x1000 H258 T830 OP LO1 DALI | DALI-dimmable, I, IP40, IK05, opal polycarbonate diffuser, light grey aluminium body, basic version | 713 | 59 | 69 |  | 50000/L80B10 | 3 | 910 | 7.6 | 120 | 80+ | 3000 | 200.466
| DM1127971 | Decor LED1x1300 H259 T830 OP LO2 DALI | DALI-dimmable, I, IP40, IK05, opal polycarbonate diffuser, light grey aluminium body, basic version | 713 | 59 | 69 |  | 50000/L80B10 | 3 | 1241 | 10.8 | 115 | 80+ | 3000 | 200.466
| DM1127972 | Decor LED1x1800 H260 T830 OP LO3 DALI | DALI-dimmable, I, IP40, IK05, opal polycarbonate diffuser, light grey aluminium body, basic version | 713 | 59 | 69 |  | 50000/L80B10 | 3 | 1706 | 15.9 | 107 | 80+ | 3000 | 200.466
| DM1127973 | Decor LED1x2700 H261 T830 OP LO4 DALI | DALI-dimmable, I, IP40, IK05, opal polycarbonate diffuser, light grey aluminium body, basic version | 713 | 59 | 69 |  | 50000/L80B10 | 3 | 2559 | 23.9 | 107 | 80+ | 3000 | 203.906
| DM1127974 | Decor LED1x1150 H262 T830 OP LO1 DALI | DALI-dimmable, I, IP40, IK05, opal polycarbonate diffuser, light grey aluminium body, basic version | 853 | 59 | 69 |  | 50000/L80B10 | 3 | 1145 | 9.1 | 126 | 80+ | 3000 | 220.461
| DM1127975 | Decor LED1x1600 H263 T830 OP LO2 DALI | DALI-dimmable, I, IP40, IK05, opal polycarbonate diffuser, light grey aluminium body, basic version | 853 | 59 | 69 |  | 50000/L80B10 | 3 | 1559 | 13 | 120 | 80+ | 3000 | 220.461
| DM1127976 | Decor LED1x2150 H264 T830 OP LO3 DALI | DALI-dimmable, I, IP40, IK05, opal polycarbonate diffuser, light grey aluminium body, basic version | 853 | 59 | 69 |  | 50000/L80B10 | 3 | 2144 | 19.1 | 112 | 80+ | 3000 | 220.461
| DM1127977 | Decor LED1x3250 H265 T830 OP LO4 DALI | DALI-dimmable, I, IP40, IK05, opal polycarbonate diffuser, light grey aluminium body, basic version | 853 | 59 | 69 |  | 50000/L80B10 | 3 | 3215 | 28.7 | 112 | 80+ | 3000 | 223.858
| DM1127978 | Decor LED1x1350 H266 T830 OP LO1 DALI | DALI-dimmable, I, IP40, IK05, opal polycarbonate diffuser, light grey aluminium body, basic version | 993 | 59 | 69 |  | 50000/L80B10 | 3 | 1274 | 10.6 | 120 | 80+ | 3000 | 236.801
| DM1127979 | Decor LED1x1850 H267 T830 OP LO2 DALI | DALI-dimmable, I, IP40, IK05, opal polycarbonate diffuser, light grey aluminium body, basic version | 993 | 59 | 69 |  | 50000/L80B10 | 3 | 1738 | 15.1 | 115 | 80+ | 3000 | 236.801
| DM1127980 | Decor LED1x2500 H268 T830 OP LO3 DALI | DALI-dimmable, I, IP40, IK05, opal polycarbonate diffuser, light grey aluminium body, basic version | 993 | 59 | 69 |  | 50000/L80B10 | 3 | 2389 | 22.2 | 108 | 80+ | 3000 | 236.801
| DM1127981 | Decor LED1x1550 H270 T830 OP LO1 DALI | DALI-dimmable, I, IP40, IK05, opal polycarbonate diffuser, light grey aluminium body, basic version | 1133 | 59 | 69 |  | 50000/L80B10 | 3 | 1457 | 12.1 | 120 | 80+ | 3000 | 240.413
| DM1127982 | Decor LED1x2100 H271 T830 OP LO2 DALI | DALI-dimmable, I, IP40, IK05, opal polycarbonate diffuser, light grey aluminium body, basic version | 1133 | 59 | 69 |  | 50000/L80B10 | 3 | 1986 | 17.3 | 115 | 80+ | 3000 | 240.413
| DM1127983 | Decor LED1x2900 H272 T830 OP LO3 DALI | DALI-dimmable, I, IP40, IK05, opal polycarbonate diffuser, light grey aluminium body, basic version | 1133 | 59 | 69 |  | 50000/L80B10 | 3 | 2730 | 25.4 | 107 | 80+ | 3000 | 240.413
| DM1127984 | Decor LED1x4300 H273 T830 OP LO4 DALI | DALI-dimmable, I, IP40, IK05, opal polycarbonate diffuser, light grey aluminium body, basic version | 1133 | 59 | 69 |  | 50000/L80B10 | 3 | 4095 | 38.2 | 107 | 80+ | 3000 | 253.356
| DM1127985 | Decor LED1x1750 H274 T830 OP LO1 DALI | DALI-dimmable, I, IP40, IK05, opal polycarbonate diffuser, light grey aluminium body, basic version | 1273 | 59 | 69 |  | 50000/L80B10 | 3 | 1639 | 13.7 | 120 | 80+ | 3000 | 266.299
| DM1127986 | Decor LED1x2350 H275 T830 OP LO2 DALI | DALI-dimmable, I, IP40, IK05, opal polycarbonate diffuser, light grey aluminium body, basic version | 1273 | 59 | 69 |  | 50000/L80B10 | 3 | 2234 | 19.5 | 115 | 80+ | 3000 | 266.299
| DM1127987 | Decor LED1x3250 H276 T830 OP LO3 DALI | DALI-dimmable, I, IP40, IK05, opal polycarbonate diffuser, light grey aluminium body, basic version | 1273 | 59 | 69 |  | 50000/L80B10 | 3 | 3071 | 28.6 | 107 | 80+ | 3000 | 266.299
| DM1127988 | Decor LED1x1950 H278 T830 OP LO1 DALI | DALI-dimmable, I, IP40, IK05, opal polycarbonate diffuser, light grey aluminium body, basic version | 1413 | 59 | 69 |  | 50000/L80B10 | 3 | 1822 | 15.2 | 120 | 80+ | 3000 | 280.145
| DM1127989 | Decor LED1x2600 H279 T830 OP LO2 DALI | DALI-dimmable, I, IP40, IK05, opal polycarbonate diffuser, light grey aluminium body, basic version | 1413 | 59 | 69 |  | 50000/L80B10 | 3 | 2482 | 21.7 | 114 | 80+ | 3000 | 280.145
| DM1127990 | Decor LED1x3600 H280 T830 OP LO3 DALI | DALI-dimmable, I, IP40, IK05, opal polycarbonate diffuser, light grey aluminium body, basic version | 1413 | 59 | 69 |  | 50000/L80B10 | 3 | 3412 | 31.8 | 107 | 80+ | 3000 | 284.445
| DM1127991 | Decor LED1x5400 H281 T830 OP LO4 DALI | DALI-dimmable, I, IP40, IK05, opal polycarbonate diffuser, light grey aluminium body, basic version | 1413 | 59 | 69 |  | 50000/L80B10 | 3 | 5118 | 47.8 | 107 | 80+ | 3000 | 290.551
| DM1127992 | Decor LED1x2300 H282 T830 OP LO1 DALI | DALI-dimmable, I, IP40, IK05, opal polycarbonate diffuser, light grey aluminium body, basic version | 1693 | 59 | 69 |  | 50000/L80B10 | 3 | 2186 | 18.2 | 120 | 80+ | 3000 | 316.695
| DM1127993 | Decor LED1x3150 H283 T830 OP LO2 DALI | DALI-dimmable, I, IP40, IK05, opal polycarbonate diffuser, light grey aluminium body, basic version | 1693 | 59 | 69 |  | 50000/L80B10 | 3 | 2978 | 26.1 | 114 | 80+ | 3000 | 316.695
| DM1127994 | Decor LED1x4300 H284 T830 OP LO3 DALI | DALI-dimmable, I, IP40, IK05, opal polycarbonate diffuser, light grey aluminium body, basic version | 1693 | 59 | 69 |  | 50000/L80B10 | 3 | 4094 | 38.2 | 107 | 80+ | 3000 | 320.995
| DM1127995 | Decor LED1x6450 H285 T830 OP LO4 DALI | DALI-dimmable, I, IP40, IK05, opal polycarbonate diffuser, light grey aluminium body, basic version | 1693 | 59 | 69 |  | 50000/L80B10 | 3 | 6142 | 57.3 | 107 | 80+ | 3000 | 333.981
| DM1127996 | Decor LED1x2700 H286 T830 OP LO1 DALI | DALI-dimmable, I, IP40, IK05, opal polycarbonate diffuser, light grey aluminium body, basic version | 1973 | 59 | 69 |  | 50000/L80B10 | 3 | 2550 | 21.2 | 120 | 80+ | 3000 | 326.198
| DM1127997 | Decor LED1x3650 H287 T830 OP LO2 DALI | DALI-dimmable, I, IP40, IK05, opal polycarbonate diffuser, light grey aluminium body, basic version | 1973 | 59 | 69 |  | 50000/L80B10 | 3 | 3475 | 30.3 | 115 | 80+ | 3000 | 326.198
| DM1127998 | Decor LED1x5050 H288 T830 OP LO3 DALI | DALI-dimmable, I, IP40, IK05, opal polycarbonate diffuser, light grey aluminium body, basic version | 1973 | 59 | 69 |  | 50000/L80B10 | 3 | 4777 | 44.6 | 107 | 80+ | 3000 | 330.498
| DM1127999 | Decor LED1x6450 H289 T830 OP LO4 DALI | DALI-dimmable, I, IP40, IK05, opal polycarbonate diffuser, light grey aluminium body, basic version | 2113 | 59 | 69 |  | 50000/L80B10 | 3 | 6142 | 57.3 | 107 | 80+ | 3000 | 380.034
| DM1128000 | Decor LED1x3100 H290 T830 OP LO1 DALI | DALI-dimmable, I, IP40, IK05, opal polycarbonate diffuser, light grey aluminium body, basic version | 2253 | 59 | 69 |  | 50000/L80B10 | 3 | 2914 | 24.3 | 120 | 80+ | 3000 | 377.282
| DM1128001 | Decor LED1x4200 H291 T830 OP LO2 DALI | DALI-dimmable, I, IP40, IK05, opal polycarbonate diffuser, light grey aluminium body, basic version | 2253 | 59 | 69 |  | 50000/L80B10 | 3 | 3971 | 34.7 | 114 | 80+ | 3000 | 377.282
| DM1128002 | Decor LED1x5750 H292 T830 OP LO3 DALI | DALI-dimmable, I, IP40, IK05, opal polycarbonate diffuser, light grey aluminium body, basic version | 2253 | 59 | 69 |  | 50000/L80B10 | 3 | 5459 | 50.9 | 107 | 80+ | 3000 | 381.625
| DM1128003 | Decor LED1x3450 H294 T830 OP LO1 DALI | DALI-dimmable, I, IP40, IK05, opal polycarbonate diffuser, light grey aluminium body, basic version | 2533 | 59 | 69 |  | 50000/L80B10 | 3 | 3279 | 27.3 | 120 | 80+ | 3000 | 452.016
| DM1128004 | Decor LED1x4700 H295 T830 OP LO2 DALI | DALI-dimmable, I, IP40, IK05, opal polycarbonate diffuser, light grey aluminium body, basic version | 2533 | 59 | 69 |  | 50000/L80B10 | 3 | 4468 | 39 | 115 | 80+ | 3000 | 452.016
| DM1128005 | Decor LED1x6450 H296 T830 OP LO3 DALI | DALI-dimmable, I, IP40, IK05, opal polycarbonate diffuser, light grey aluminium body, basic version | 2533 | 59 | 69 |  | 50000/L80B10 | 3 | 6142 | 57.3 | 107 | 80+ | 3000 | 457.907
| DM1128006 | Decor LED1x4050 H298 T830 OP LO1 DALI | DALI-dimmable, I, IP40, IK05, opal polycarbonate diffuser, light grey aluminium body, basic version | 2953 | 59 | 69 |  | 50000/L80B10 | 3 | 3825 | 31.9 | 120 | 80+ | 3000 | 461.519
| DM1128007 | Decor LED1x5500 H299 T830 OP LO2 DALI | DALI-dimmable, I, IP40, IK05, opal polycarbonate diffuser, light grey aluminium body, basic version | 2953 | 59 | 69 |  | 50000/L80B10 | 3 | 5212 | 45.5 | 115 | 80+ | 3000 | 461.519
| DM1128008 | Decor LED1x7550 H300 T830 OP LO3 DALI | DALI-dimmable, I, IP40, IK05, opal polycarbonate diffuser, light grey aluminium body, basic version | 2953 | 59 | 69 |  | 50000/L80B10 | 3 | 7165 | 66.9 | 107 | 80+ | 3000 | 467.625
| DM1128009 | Decor LED1x800 H254 T840 OP LO1 DALI | DALI-dimmable, I, IP40, IK05, opal polycarbonate diffuser, light grey aluminium body, basic version | 573 | 59 | 69 |  | 50000/L80B10 | 3 | 763 | 6.1 | 125 | 80+ | 4000 | 177.977
| DM1128010 | Decor LED1x1050 H255 T840 OP LO2 DALI | DALI-dimmable, I, IP40, IK05, opal polycarbonate diffuser, light grey aluminium body, basic version | 573 | 59 | 69 |  | 50000/L80B10 | 3 | 1040 | 8.7 | 120 | 80+ | 4000 | 177.977
| DM1128011 | Decor LED1x1450 H256 T840 OP LO3 DALI | DALI-dimmable, I, IP40, IK05, opal polycarbonate diffuser, light grey aluminium body, basic version | 573 | 59 | 69 |  | 50000/L80B10 | 3 | 1429 | 12.7 | 113 | 80+ | 4000 | 177.977
| DM1128012 | Decor LED1x2150 H257 T840 OP LO4 DALI | DALI-dimmable, I, IP40, IK05, opal polycarbonate diffuser, light grey aluminium body, basic version | 573 | 59 | 69 |  | 50000/L80B10 | 3 | 2144 | 19.1 | 112 | 80+ | 4000 | 179.611
| DM1128013 | Decor LED1x1000 H258 T840 OP LO1 DALI | DALI-dimmable, I, IP40, IK05, opal polycarbonate diffuser, light grey aluminium body, basic version | 713 | 59 | 69 |  | 50000/L80B10 | 3 | 953 | 7.6 | 125 | 80+ | 4000 | 200.466
| DM1128014 | Decor LED1x1300 H259 T840 OP LO2 DALI | DALI-dimmable, I, IP40, IK05, opal polycarbonate diffuser, light grey aluminium body, basic version | 713 | 59 | 69 |  | 50000/L80B10 | 3 | 1299 | 10.8 | 120 | 80+ | 4000 | 200.466
| DM1128015 | Decor LED1x1800 H260 T840 OP LO3 DALI | DALI-dimmable, I, IP40, IK05, opal polycarbonate diffuser, light grey aluminium body, basic version | 713 | 59 | 69 |  | 50000/L80B10 | 3 | 1786 | 15.9 | 112 | 80+ | 4000 | 200.466
| DM1128016 | Decor LED1x2700 H261 T840 OP LO4 DALI | DALI-dimmable, I, IP40, IK05, opal polycarbonate diffuser, light grey aluminium body, basic version | 713 | 59 | 69 |  | 50000/L80B10 | 3 | 2679 | 23.9 | 112 | 80+ | 4000 | 203.906
| DM1128017 | Decor LED1x1150 H262 T840 OP LO1 DALI | DALI-dimmable, I, IP40, IK05, opal polycarbonate diffuser, light grey aluminium body, basic version | 853 | 59 | 69 |  | 50000/L80B10 | 3 | 1145 | 9.1 | 126 | 80+ | 4000 | 220.461
| DM1128018 | Decor LED1x1600 H263 T840 OP LO2 DALI | DALI-dimmable, I, IP40, IK05, opal polycarbonate diffuser, light grey aluminium body, basic version | 853 | 59 | 69 |  | 50000/L80B10 | 3 | 1559 | 13 | 120 | 80+ | 4000 | 220.461
| DM1128019 | Decor LED1x2150 H264 T840 OP LO3 DALI | DALI-dimmable, I, IP40, IK05, opal polycarbonate diffuser, light grey aluminium body, basic version | 853 | 59 | 69 |  | 50000/L80B10 | 3 | 2144 | 19.1 | 112 | 80+ | 4000 | 220.461
| DM1128020 | Decor LED1x3250 H265 T840 OP LO4 DALI | DALI-dimmable, I, IP40, IK05, opal polycarbonate diffuser, light grey aluminium body, basic version | 853 | 59 | 69 |  | 50000/L80B10 | 3 | 3215 | 28.7 | 112 | 80+ | 4000 | 223.858
| DM1128021 | Decor LED1x1350 H266 T840 OP LO1 DALI | DALI-dimmable, I, IP40, IK05, opal polycarbonate diffuser, light grey aluminium body, basic version | 993 | 59 | 69 |  | 50000/L80B10 | 3 | 1335 | 10.6 | 126 | 80+ | 4000 | 236.801
| DM1128022 | Decor LED1x1850 H267 T840 OP LO2 DALI | DALI-dimmable, I, IP40, IK05, opal polycarbonate diffuser, light grey aluminium body, basic version | 993 | 59 | 69 |  | 50000/L80B10 | 3 | 1819 | 15.1 | 120 | 80+ | 4000 | 236.801
| DM1128023 | Decor LED1x2500 H268 T840 OP LO3 DALI | DALI-dimmable, I, IP40, IK05, opal polycarbonate diffuser, light grey aluminium body, basic version | 993 | 59 | 69 |  | 50000/L80B10 | 3 | 2500 | 22.2 | 113 | 80+ | 4000 | 236.801
| DM1128024 | Decor LED1x1550 H270 T840 OP LO1 DALI | DALI-dimmable, I, IP40, IK05, opal polycarbonate diffuser, light grey aluminium body, basic version | 1133 | 59 | 69 |  | 50000/L80B10 | 3 | 1526 | 12.1 | 126 | 80+ | 4000 | 240.413
| DM1128025 | Decor LED1x2100 H271 T840 OP LO2 DALI | DALI-dimmable, I, IP40, IK05, opal polycarbonate diffuser, light grey aluminium body, basic version | 1133 | 59 | 69 |  | 50000/L80B10 | 3 | 2079 | 17.3 | 120 | 80+ | 4000 | 240.413
| DM1128026 | Decor LED1x2900 H272 T840 OP LO3 DALI | DALI-dimmable, I, IP40, IK05, opal polycarbonate diffuser, light grey aluminium body, basic version | 1133 | 59 | 69 |  | 50000/L80B10 | 3 | 2858 | 25.4 | 113 | 80+ | 4000 | 240.413
| DM1128027 | Decor LED1x4300 H273 T840 OP LO4 DALI | DALI-dimmable, I, IP40, IK05, opal polycarbonate diffuser, light grey aluminium body, basic version | 1133 | 59 | 69 |  | 50000/L80B10 | 3 | 4287 | 38.2 | 112 | 80+ | 4000 | 253.356
| DM1128028 | Decor LED1x1750 H274 T840 OP LO1 DALI | DALI-dimmable, I, IP40, IK05, opal polycarbonate diffuser, light grey aluminium body, basic version | 1273 | 59 | 69 |  | 50000/L80B10 | 3 | 1716 | 13.7 | 125 | 80+ | 4000 | 266.299
| DM1128029 | Decor LED1x2350 H275 T840 OP LO2 DALI | DALI-dimmable, I, IP40, IK05, opal polycarbonate diffuser, light grey aluminium body, basic version | 1273 | 59 | 69 |  | 50000/L80B10 | 3 | 2339 | 19.5 | 120 | 80+ | 4000 | 266.299
| DM1128030 | Decor LED1x3250 H276 T840 OP LO3 DALI | DALI-dimmable, I, IP40, IK05, opal polycarbonate diffuser, light grey aluminium body, basic version | 1273 | 59 | 69 |  | 50000/L80B10 | 3 | 3215 | 28.6 | 112 | 80+ | 4000 | 266.299
| DM1128031 | Decor LED1x1950 H278 T840 OP LO1 DALI | DALI-dimmable, I, IP40, IK05, opal polycarbonate diffuser, light grey aluminium body, basic version | 1413 | 59 | 69 |  | 50000/L80B10 | 3 | 1907 | 15.2 | 125 | 80+ | 4000 | 280.145
| DM1128032 | Decor LED1x2600 H279 T840 OP LO2 DALI | DALI-dimmable, I, IP40, IK05, opal polycarbonate diffuser, light grey aluminium body, basic version | 1413 | 59 | 69 |  | 50000/L80B10 | 3 | 2599 | 21.6 | 120 | 80+ | 4000 | 280.145
| DM1128033 | Decor LED1x3600 H280 T840 OP LO3 DALI | DALI-dimmable, I, IP40, IK05, opal polycarbonate diffuser, light grey aluminium body, basic version | 1413 | 59 | 69 |  | 50000/L80B10 | 3 | 3572 | 31.7 | 113 | 80+ | 4000 | 284.445
| DM1128034 | Decor LED1x5400 H281 T840 OP LO4 DALI | DALI-dimmable, I, IP40, IK05, opal polycarbonate diffuser, light grey aluminium body, basic version | 1413 | 59 | 69 |  | 50000/L80B10 | 3 | 5359 | 47.8 | 112 | 80+ | 4000 | 290.551
| DM1128035 | Decor LED1x2300 H282 T840 OP LO1 DALI | DALI-dimmable, I, IP40, IK05, opal polycarbonate diffuser, light grey aluminium body, basic version | 1693 | 59 | 69 |  | 50000/L80B10 | 3 | 2288 | 18.2 | 126 | 80+ | 4000 | 316.695
| DM1128036 | Decor LED1x3150 H283 T840 OP LO2 DALI | DALI-dimmable, I, IP40, IK05, opal polycarbonate diffuser, light grey aluminium body, basic version | 1693 | 59 | 69 |  | 50000/L80B10 | 3 | 3119 | 26.1 | 120 | 80+ | 4000 | 316.695
| DM1128037 | Decor LED1x4300 H284 T840 OP LO3 DALI | DALI-dimmable, I, IP40, IK05, opal polycarbonate diffuser, light grey aluminium body, basic version | 1693 | 59 | 69 |  | 50000/L80B10 | 3 | 4287 | 38.2 | 112 | 80+ | 4000 | 320.995
| DM1128038 | Decor LED1x6450 H285 T840 OP LO4 DALI | DALI-dimmable, I, IP40, IK05, opal polycarbonate diffuser, light grey aluminium body, basic version | 1693 | 59 | 69 |  | 50000/L80B10 | 3 | 6430 | 57.3 | 112 | 80+ | 4000 | 333.981
| DM1128039 | Decor LED1x2700 H286 T840 OP LO1 DALI | DALI-dimmable, I, IP40, IK05, opal polycarbonate diffuser, light grey aluminium body, basic version | 1973 | 59 | 69 |  | 50000/L80B10 | 3 | 2670 | 21.2 | 126 | 80+ | 4000 | 326.198
| DM1128040 | Decor LED1x3650 H287 T840 OP LO2 DALI | DALI-dimmable, I, IP40, IK05, opal polycarbonate diffuser, light grey aluminium body, basic version | 1973 | 59 | 69 |  | 50000/L80B10 | 3 | 3638 | 30.3 | 120 | 80+ | 4000 | 326.198
| DM1128041 | Decor LED1x5050 H288 T840 OP LO3 DALI | DALI-dimmable, I, IP40, IK05, opal polycarbonate diffuser, light grey aluminium body, basic version | 1973 | 59 | 69 |  | 50000/L80B10 | 3 | 5001 | 44.6 | 112 | 80+ | 4000 | 330.498
| DM1128042 | Decor LED1x6450 H289 T840 OP LO4 DALI | DALI-dimmable, I, IP40, IK05, opal polycarbonate diffuser, light grey aluminium body, basic version | 2113 | 59 | 69 |  | 50000/L80B10 | 3 | 6430 | 57.3 | 112 | 80+ | 4000 | 380.034
| DM1128043 | Decor LED1x3100 H290 T840 OP LO1 DALI | DALI-dimmable, I, IP40, IK05, opal polycarbonate diffuser, light grey aluminium body, basic version | 2253 | 59 | 69 |  | 50000/L80B10 | 3 | 3051 | 24.3 | 126 | 80+ | 4000 | 377.282
| DM1128044 | Decor LED1x4200 H291 T840 OP LO2 DALI | DALI-dimmable, I, IP40, IK05, opal polycarbonate diffuser, light grey aluminium body, basic version | 2253 | 59 | 69 |  | 50000/L80B10 | 3 | 4158 | 34.7 | 120 | 80+ | 4000 | 377.282
| DM1128045 | Decor LED1x5750 H292 T840 OP LO3 DALI | DALI-dimmable, I, IP40, IK05, opal polycarbonate diffuser, light grey aluminium body, basic version | 2253 | 59 | 69 |  | 50000/L80B10 | 3 | 5716 | 50.9 | 112 | 80+ | 4000 | 381.625
| DM1128046 | Decor LED1x3450 H294 T840 OP LO1 DALI | DALI-dimmable, I, IP40, IK05, opal polycarbonate diffuser, light grey aluminium body, basic version | 2533 | 59 | 69 |  | 50000/L80B10 | 3 | 3433 | 27.3 | 126 | 80+ | 4000 | 452.016
| DM1128047 | Decor LED1x4700 H295 T840 OP LO2 DALI | DALI-dimmable, I, IP40, IK05, opal polycarbonate diffuser, light grey aluminium body, basic version | 2533 | 59 | 69 |  | 50000/L80B10 | 3 | 4678 | 39 | 120 | 80+ | 4000 | 452.016
| DM1128048 | Decor LED1x6450 H296 T840 OP LO3 DALI | DALI-dimmable, I, IP40, IK05, opal polycarbonate diffuser, light grey aluminium body, basic version | 2533 | 59 | 69 |  | 50000/L80B10 | 3 | 6430 | 57.3 | 112 | 80+ | 4000 | 457.907
| DM1128049 | Decor LED1x4050 H298 T840 OP LO1 DALI | DALI-dimmable, I, IP40, IK05, opal polycarbonate diffuser, light grey aluminium body, basic version | 2953 | 59 | 69 |  | 50000/L80B10 | 3 | 4005 | 31.9 | 126 | 80+ | 4000 | 461.519
| DM1128050 | Decor LED1x5500 H299 T840 OP LO2 DALI | DALI-dimmable, I, IP40, IK05, opal polycarbonate diffuser, light grey aluminium body, basic version | 2953 | 59 | 69 |  | 50000/L80B10 | 3 | 5457 | 45.5 | 120 | 80+ | 4000 | 461.519
| DM1128051 | Decor LED1x7550 H300 T840 OP LO3 DALI | DALI-dimmable, I, IP40, IK05, opal polycarbonate diffuser, light grey aluminium body, basic version | 2953 | 59 | 69 |  | 50000/L80B10 | 3 | 7502 | 66.9 | 112 | 80+ | 4000 | 467.625
| DM1128052 | Decor LED1x750 H254 T830 DPRZ LT80 LO1 DALI | DALI-dimmable, I, IP40, IK05, UGR≤16, matt micro-prismatic polycarbonate diffuser, light grey aluminium body, basic version | 573 | 59 | 69 |  | 50000/L80B10 | 3 | 680 | 6.1 | 111 | 80+ | 3000 | 180.514
| DM1128053 | Decor LED1x1000 H255 T830 DPRZ LT80 LO2 DALI | DALI-dimmable, I, IP40, IK05, UGR≤19, matt micro-prismatic polycarbonate diffuser, light grey aluminium body, basic version | 573 | 59 | 69 |  | 50000/L80B10 | 3 | 927 | 8.7 | 107 | 80+ | 3000 | 180.514
| DM1128054 | Decor LED1x1350 H256 T830 DPRZ LT80 LO3 DALI | DALI-dimmable, I, IP40, IK05, UGR≤19, matt micro-prismatic polycarbonate diffuser, light grey aluminium body, basic version | 573 | 59 | 69 |  | 50000/L80B10 | 3 | 1274 | 12.7 | 100 | 80+ | 3000 | 180.514
| DM1128055 | Decor LED1x2050 H257 T830 DPRZ LT80 LO4 DALI | DALI-dimmable, I, IP40, IK05, UGR≤19, matt micro-prismatic polycarbonate diffuser, light grey aluminium body, basic version | 573 | 59 | 69 |  | 50000/L80B10 | 3 | 1911 | 19.1 | 100 | 80+ | 3000 | 182.32
| DM1128056 | Decor LED1x900 H258 T830 DPRZ LT80 LO1 DALI | DALI-dimmable, I, IP40, IK05, UGR≤16, matt micro-prismatic polycarbonate diffuser, light grey aluminium body, basic version | 713 | 59 | 69 |  | 50000/L80B10 | 3 | 850 | 7.6 | 112 | 80+ | 3000 | 203.906
| DM1128057 | Decor LED1x1250 H259 T830 DPRZ LT80 LO2 DALI | DALI-dimmable, I, IP40, IK05, UGR≤19, matt micro-prismatic polycarbonate diffuser, light grey aluminium body, basic version | 713 | 59 | 69 |  | 50000/L80B10 | 3 | 1159 | 10.8 | 107 | 80+ | 3000 | 203.906
| DM1128058 | Decor LED1x1700 H260 T830 DPRZ LT80 LO3 DALI | DALI-dimmable, I, IP40, IK05, UGR≤19, matt micro-prismatic polycarbonate diffuser, light grey aluminium body, basic version | 713 | 59 | 69 |  | 50000/L80B10 | 3 | 1593 | 15.9 | 100 | 80+ | 3000 | 203.906
| DM1128059 | Decor LED1x2550 H261 T830 DPRZ LT80 LO4 DALI | DALI-dimmable, I, IP40, IK05, UGR≤19, matt micro-prismatic polycarbonate diffuser, light grey aluminium body, basic version | 713 | 59 | 69 |  | 50000/L80B10 | 3 | 2389 | 23.9 | 100 | 80+ | 3000 | 207.303
| DM1128060 | Decor LED1x1100 H262 T830 DPRZ LT80 LO1 DALI | DALI-dimmable, I, IP40, IK05, UGR≤16, matt micro-prismatic polycarbonate diffuser, light grey aluminium body, basic version | 853 | 59 | 69 |  | 50000/L80B10 | 3 | 1068 | 9.1 | 117 | 80+ | 3000 | 224.761
| DM1128061 | Decor LED1x1500 H263 T830 DPRZ LT80 LO2 DALI | DALI-dimmable, I, IP40, IK05, UGR≤19, matt micro-prismatic polycarbonate diffuser, light grey aluminium body, basic version | 853 | 59 | 69 |  | 50000/L80B10 | 3 | 1455 | 13 | 112 | 80+ | 3000 | 224.761
| DM1128062 | Decor LED1x2050 H264 T830 DPRZ LT80 LO3 DALI | DALI-dimmable, I, IP40, IK05, UGR≤19, matt micro-prismatic polycarbonate diffuser, light grey aluminium body, basic version | 853 | 59 | 69 |  | 50000/L80B10 | 3 | 2001 | 19.1 | 105 | 80+ | 3000 | 224.761
| DM1128063 | Decor LED1x3050 H265 T830 DPRZ LT80 LO4 DALI | DALI-dimmable, I, IP40, IK05, UGR≤19, matt micro-prismatic polycarbonate diffuser, light grey aluminium body, basic version | 853 | 59 | 69 |  | 50000/L80B10 | 3 | 3001 | 28.7 | 105 | 80+ | 3000 | 228.158
| DM1128064 | Decor LED1x1250 H266 T830 DPRZ LT80 LO1 DALI | DALI-dimmable, I, IP40, IK05, UGR≤16, matt micro-prismatic polycarbonate diffuser, light grey aluminium body, basic version | 993 | 59 | 69 |  | 50000/L80B10 | 3 | 1189 | 10.6 | 112 | 80+ | 3000 | 242.004
| DM1128065 | Decor LED1x1700 H267 T830 DPRZ LT80 LO2 DALI | DALI-dimmable, I, IP40, IK05, UGR≤19, matt micro-prismatic polycarbonate diffuser, light grey aluminium body, basic version | 993 | 59 | 69 |  | 50000/L80B10 | 3 | 1622 | 15.1 | 107 | 80+ | 3000 | 242.004
| DM1128066 | Decor LED1x2350 H268 T830 DPRZ LT80 LO3 DALI | DALI-dimmable, I, IP40, IK05, UGR≤19, matt micro-prismatic polycarbonate diffuser, light grey aluminium body, basic version | 993 | 59 | 69 |  | 50000/L80B10 | 3 | 2230 | 22.2 | 100 | 80+ | 3000 | 242.004
| DM1128067 | Decor LED1x1450 H270 T830 DPRZ LT80 LO1 DALI | DALI-dimmable, I, IP40, IK05, UGR≤16, matt micro-prismatic polycarbonate diffuser, light grey aluminium body, basic version | 1133 | 59 | 69 |  | 50000/L80B10 | 3 | 1359 | 12.1 | 112 | 80+ | 3000 | 245.659
| DM1128068 | Decor LED1x1950 H271 T830 DPRZ LT80 LO2 DALI | DALI-dimmable, I, IP40, IK05, UGR≤19, matt micro-prismatic polycarbonate diffuser, light grey aluminium body, basic version | 1133 | 59 | 69 |  | 50000/L80B10 | 3 | 1854 | 17.3 | 107 | 80+ | 3000 | 245.659
| DM1128069 | Decor LED1x2700 H272 T830 DPRZ LT80 LO3 DALI | DALI-dimmable, I, IP40, IK05, UGR≤19, matt micro-prismatic polycarbonate diffuser, light grey aluminium body, basic version | 1133 | 59 | 69 |  | 50000/L80B10 | 3 | 2548 | 25.4 | 100 | 80+ | 3000 | 245.659
| DM1128070 | Decor LED1x4050 H273 T830 DPRZ LT80 LO4 DALI | DALI-dimmable, I, IP40, IK05, UGR≤19, matt micro-prismatic polycarbonate diffuser, light grey aluminium body, basic version | 1133 | 59 | 69 |  | 50000/L80B10 | 3 | 3822 | 38.2 | 100 | 80+ | 3000 | 258.602
| DM1128071 | Decor LED1x1650 H274 T830 DPRZ LT80 LO1 DALI | DALI-dimmable, I, IP40, IK05, UGR≤16, matt micro-prismatic polycarbonate diffuser, light grey aluminium body, basic version | 1273 | 59 | 69 |  | 50000/L80B10 | 3 | 1529 | 13.7 | 112 | 80+ | 3000 | 272.405
| DM1128072 | Decor LED1x2200 H275 T830 DPRZ LT80 LO2 DALI | DALI-dimmable, I, IP40, IK05, UGR≤19, matt micro-prismatic polycarbonate diffuser, light grey aluminium body, basic version | 1273 | 59 | 69 |  | 50000/L80B10 | 3 | 2085 | 19.5 | 107 | 80+ | 3000 | 272.405
| DM1128073 | Decor LED1x3000 H276 T830 DPRZ LT80 LO3 DALI | DALI-dimmable, I, IP40, IK05, UGR≤19, matt micro-prismatic polycarbonate diffuser, light grey aluminium body, basic version | 1273 | 59 | 69 |  | 50000/L80B10 | 3 | 2867 | 28.6 | 100 | 80+ | 3000 | 272.405
| DM1128074 | Decor LED1x1800 H278 T830 DPRZ LT80 LO1 DALI | DALI-dimmable, I, IP40, IK05, UGR≤16, matt micro-prismatic polycarbonate diffuser, light grey aluminium body, basic version | 1413 | 59 | 69 |  | 50000/L80B10 | 3 | 1700 | 15.2 | 112 | 80+ | 3000 | 286.251
| DM1128075 | Decor LED1x2450 H279 T830 DPRZ LT80 LO2 DALI | DALI-dimmable, I, IP40, IK05, UGR≤19, matt micro-prismatic polycarbonate diffuser, light grey aluminium body, basic version | 1413 | 59 | 69 |  | 50000/L80B10 | 3 | 2316 | 21.7 | 107 | 80+ | 3000 | 286.251
| DM1128076 | Decor LED1x3350 H280 T830 DPRZ LT80 LO3 DALI | DALI-dimmable, I, IP40, IK05, UGR≤19, matt micro-prismatic polycarbonate diffuser, light grey aluminium body, basic version | 1413 | 59 | 69 |  | 50000/L80B10 | 3 | 3184 | 31.8 | 100 | 80+ | 3000 | 290.551
| DM1128077 | Decor LED1x5050 H281 T830 DPRZ LT80 LO4 DALI | DALI-dimmable, I, IP40, IK05, UGR≤19, matt micro-prismatic polycarbonate diffuser, light grey aluminium body, basic version | 1413 | 59 | 69 |  | 50000/L80B10 | 3 | 4777 | 47.8 | 100 | 80+ | 3000 | 296.7
| DM1128078 | Decor LED1x2150 H282 T830 DPRZ LT80 LO1 DALI | DALI-dimmable, I, IP40, IK05, UGR≤16, matt micro-prismatic polycarbonate diffuser, light grey aluminium body, basic version | 1693 | 59 | 69 |  | 50000/L80B10 | 3 | 2040 | 18.2 | 112 | 80+ | 3000 | 324.392
| DM1128079 | Decor LED1x2950 H283 T830 DPRZ LT80 LO2 DALI | DALI-dimmable, I, IP40, IK05, UGR≤19, matt micro-prismatic polycarbonate diffuser, light grey aluminium body, basic version | 1693 | 59 | 69 |  | 50000/L80B10 | 3 | 2780 | 26.1 | 107 | 80+ | 3000 | 324.392
| DM1128080 | Decor LED1x4050 H284 T830 DPRZ LT80 LO3 DALI | DALI-dimmable, I, IP40, IK05, UGR≤19, matt micro-prismatic polycarbonate diffuser, light grey aluminium body, basic version | 1693 | 59 | 69 |  | 50000/L80B10 | 3 | 3821 | 38.2 | 100 | 80+ | 3000 | 328.692
| DM1128081 | Decor LED1x6050 H285 T830 DPRZ LT80 LO4 DALI | DALI-dimmable, I, IP40, IK05, UGR≤19, matt micro-prismatic polycarbonate diffuser, light grey aluminium body, basic version | 1693 | 59 | 69 |  | 50000/L80B10 | 3 | 5732 | 57.3 | 100 | 80+ | 3000 | 340.947
| DM1128082 | Decor LED1x2500 H286 T830 DPRZ LT80 LO1 DALI | DALI-dimmable, I, IP40, IK05, UGR≤16, matt micro-prismatic polycarbonate diffuser, light grey aluminium body, basic version | 1973 | 59 | 69 |  | 50000/L80B10 | 3 | 2380 | 21.2 | 112 | 80+ | 3000 | 334.841
| DM1128083 | Decor LED1x3400 H287 T830 DPRZ LT80 LO2 DALI | DALI-dimmable, I, IP40, IK05, UGR≤19, matt micro-prismatic polycarbonate diffuser, light grey aluminium body, basic version | 1973 | 59 | 69 |  | 50000/L80B10 | 3 | 3243 | 30.3 | 107 | 80+ | 3000 | 334.841
| DM1128084 | Decor LED1x4700 H288 T830 DPRZ LT80 LO3 DALI | DALI-dimmable, I, IP40, IK05, UGR≤19, matt micro-prismatic polycarbonate diffuser, light grey aluminium body, basic version | 1973 | 59 | 69 |  | 50000/L80B10 | 3 | 4458 | 44.6 | 100 | 80+ | 3000 | 339.141
| DM1128085 | Decor LED1x6050 H289 T830 DPRZ LT80 LO4 DALI | DALI-dimmable, I, IP40, IK05, UGR≤19, matt micro-prismatic polycarbonate diffuser, light grey aluminium body, basic version | 2113 | 59 | 69 |  | 50000/L80B10 | 3 | 5732 | 57.3 | 100 | 80+ | 3000 | 389.537
| DM1128086 | Decor LED1x2850 H290 T830 DPRZ LT80 LO1 DALI | DALI-dimmable, I, IP40, IK05, UGR≤16, matt micro-prismatic polycarbonate diffuser, light grey aluminium body, basic version | 2253 | 59 | 69 |  | 50000/L80B10 | 3 | 2720 | 24.3 | 112 | 80+ | 3000 | 387.731
| DM1128087 | Decor LED1x3900 H291 T830 DPRZ LT80 LO2 DALI | DALI-dimmable, I, IP40, IK05, UGR≤19, matt micro-prismatic polycarbonate diffuser, light grey aluminium body, basic version | 2253 | 59 | 69 |  | 50000/L80B10 | 3 | 3707 | 34.7 | 107 | 80+ | 3000 | 387.731
| DM1128088 | Decor LED1x5350 H292 T830 DPRZ LT80 LO3 DALI | DALI-dimmable, I, IP40, IK05, UGR≤19, matt micro-prismatic polycarbonate diffuser, light grey aluminium body, basic version | 2253 | 59 | 69 |  | 50000/L80B10 | 3 | 5095 | 50.9 | 100 | 80+ | 3000 | 392.074
| DM1128089 | Decor LED1x3250 H294 T830 DPRZ LT80 LO1 DALI | DALI-dimmable, I, IP40, IK05, UGR≤16, matt micro-prismatic polycarbonate diffuser, light grey aluminium body, basic version | 2533 | 59 | 69 |  | 50000/L80B10 | 3 | 3060 | 27.3 | 112 | 80+ | 3000 | 464.873
| DM1128090 | Decor LED1x4400 H295 T830 DPRZ LT80 LO2 DALI | DALI-dimmable, I, IP40, IK05, UGR≤19, matt micro-prismatic polycarbonate diffuser, light grey aluminium body, basic version | 2533 | 59 | 69 |  | 50000/L80B10 | 3 | 4170 | 39 | 107 | 80+ | 3000 | 464.873
| DM1128091 | Decor LED1x6050 H296 T830 DPRZ LT80 LO3 DALI | DALI-dimmable, I, IP40, IK05, UGR≤19, matt micro-prismatic polycarbonate diffuser, light grey aluminium body, basic version | 2533 | 59 | 69 |  | 50000/L80B10 | 3 | 5732 | 57.3 | 100 | 80+ | 3000 | 470.162
| DM1128092 | Decor LED1x3750 H298 T830 DPRZ LT80 LO1 DALI | DALI-dimmable, I, IP40, IK05, UGR≤16, matt micro-prismatic polycarbonate diffuser, light grey aluminium body, basic version | 2953 | 59 | 69 |  | 50000/L80B10 | 3 | 3570 | 31.9 | 112 | 80+ | 3000 | 474.462
| DM1128093 | Decor LED1x5100 H299 T830 DPRZ LT80 LO2 DALI | DALI-dimmable, I, IP40, IK05, UGR≤19, matt micro-prismatic polycarbonate diffuser, light grey aluminium body, basic version | 2953 | 59 | 69 |  | 50000/L80B10 | 3 | 4865 | 45.5 | 107 | 80+ | 3000 | 474.462
| DM1128094 | Decor LED1x7050 H300 T830 DPRZ LT80 LO3 DALI | DALI-dimmable, I, IP40, IK05, UGR≤19, matt micro-prismatic polycarbonate diffuser, light grey aluminium body, basic version | 2953 | 59 | 69 |  | 50000/L80B10 | 3 | 6688 | 66.9 | 100 | 80+ | 3000 | 479.665
| DM1128095 | Decor LED1x750 H254 T840 DPRZ LT80 LO1 DALI | DALI-dimmable, I, IP40, IK05, UGR≤16, matt micro-prismatic polycarbonate diffuser, light grey aluminium body, basic version | 573 | 59 | 69 |  | 50000/L80B10 | 3 | 712 | 6.1 | 117 | 80+ | 4000 | 180.514
| DM1128096 | Decor LED1x1000 H255 T840 DPRZ LT80 LO2 DALI | DALI-dimmable, I, IP40, IK05, UGR≤19, matt micro-prismatic polycarbonate diffuser, light grey aluminium body, basic version | 573 | 59 | 69 |  | 50000/L80B10 | 3 | 970 | 8.7 | 111 | 80+ | 4000 | 180.514
| DM1128097 | Decor LED1x1350 H256 T840 DPRZ LT80 LO3 DALI | DALI-dimmable, I, IP40, IK05, UGR≤19, matt micro-prismatic polycarbonate diffuser, light grey aluminium body, basic version | 573 | 59 | 69 |  | 50000/L80B10 | 3 | 1334 | 12.7 | 105 | 80+ | 4000 | 180.514
| DM1128098 | Decor LED1x2050 H257 T840 DPRZ LT80 LO4 DALI | DALI-dimmable, I, IP40, IK05, UGR≤19, matt micro-prismatic polycarbonate diffuser, light grey aluminium body, basic version | 573 | 59 | 69 |  | 50000/L80B10 | 3 | 2001 | 19.1 | 105 | 80+ | 4000 | 182.32
| DM1128099 | Decor LED1x900 H258 T840 DPRZ LT80 LO1 DALI | DALI-dimmable, I, IP40, IK05, UGR≤16, matt micro-prismatic polycarbonate diffuser, light grey aluminium body, basic version | 713 | 59 | 69 |  | 50000/L80B10 | 3 | 890 | 7.6 | 117 | 80+ | 4000 | 203.906
| DM1128100 | Decor LED1x1250 H259 T840 DPRZ LT80 LO2 DALI | DALI-dimmable, I, IP40, IK05, UGR≤19, matt micro-prismatic polycarbonate diffuser, light grey aluminium body, basic version | 713 | 59 | 69 |  | 50000/L80B10 | 3 | 1213 | 10.8 | 112 | 80+ | 4000 | 203.906
| DM1128101 | Decor LED1x1700 H260 T840 DPRZ LT80 LO3 DALI | DALI-dimmable, I, IP40, IK05, UGR≤19, matt micro-prismatic polycarbonate diffuser, light grey aluminium body, basic version | 713 | 59 | 69 |  | 50000/L80B10 | 3 | 1667 | 15.9 | 105 | 80+ | 4000 | 203.906
| DM1128102 | Decor LED1x2550 H261 T840 DPRZ LT80 LO4 DALI | DALI-dimmable, I, IP40, IK05, UGR≤19, matt micro-prismatic polycarbonate diffuser, light grey aluminium body, basic version | 713 | 59 | 69 |  | 50000/L80B10 | 3 | 2501 | 23.9 | 105 | 80+ | 4000 | 207.303
| DM1128103 | Decor LED1x1100 H262 T840 DPRZ LT80 LO1 DALI | DALI-dimmable, I, IP40, IK05, UGR≤16, matt micro-prismatic polycarbonate diffuser, light grey aluminium body, basic version | 853 | 59 | 69 |  | 50000/L80B10 | 3 | 1068 | 9.1 | 117 | 80+ | 4000 | 224.761
| DM1128104 | Decor LED1x1500 H263 T840 DPRZ LT80 LO2 DALI | DALI-dimmable, I, IP40, IK05, UGR≤19, matt micro-prismatic polycarbonate diffuser, light grey aluminium body, basic version | 853 | 59 | 69 |  | 50000/L80B10 | 3 | 1455 | 13 | 112 | 80+ | 4000 | 224.761
| DM1128105 | Decor LED1x2050 H264 T840 DPRZ LT80 LO3 DALI | DALI-dimmable, I, IP40, IK05, UGR≤19, matt micro-prismatic polycarbonate diffuser, light grey aluminium body, basic version | 853 | 59 | 69 |  | 50000/L80B10 | 3 | 2001 | 19.1 | 105 | 80+ | 4000 | 224.761
| DM1128106 | Decor LED1x3050 H265 T840 DPRZ LT80 LO4 DALI | DALI-dimmable, I, IP40, IK05, UGR≤19, matt micro-prismatic polycarbonate diffuser, light grey aluminium body, basic version | 853 | 59 | 69 |  | 50000/L80B10 | 3 | 3001 | 28.7 | 105 | 80+ | 4000 | 228.158
| DM1128107 | Decor LED1x1250 H266 T840 DPRZ LT80 LO1 DALI | DALI-dimmable, I, IP40, IK05, UGR≤16, matt micro-prismatic polycarbonate diffuser, light grey aluminium body, basic version | 993 | 59 | 69 |  | 50000/L80B10 | 3 | 1246 | 10.6 | 118 | 80+ | 4000 | 242.004
| DM1128108 | Decor LED1x1700 H267 T840 DPRZ LT80 LO2 DALI | DALI-dimmable, I, IP40, IK05, UGR≤19, matt micro-prismatic polycarbonate diffuser, light grey aluminium body, basic version | 993 | 59 | 69 |  | 50000/L80B10 | 3 | 1698 | 15.1 | 112 | 80+ | 4000 | 242.004
| DM1128109 | Decor LED1x2350 H268 T840 DPRZ LT80 LO3 DALI | DALI-dimmable, I, IP40, IK05, UGR≤19, matt micro-prismatic polycarbonate diffuser, light grey aluminium body, basic version | 993 | 59 | 69 |  | 50000/L80B10 | 3 | 2334 | 22.2 | 105 | 80+ | 4000 | 242.004
| DM1128110 | Decor LED1x1450 H270 T840 DPRZ LT80 LO1 DALI | DALI-dimmable, I, IP40, IK05, UGR≤16, matt micro-prismatic polycarbonate diffuser, light grey aluminium body, basic version | 1133 | 59 | 69 |  | 50000/L80B10 | 3 | 1424 | 12.1 | 118 | 80+ | 4000 | 245.659
| DM1128111 | Decor LED1x1950 H271 T840 DPRZ LT80 LO2 DALI | DALI-dimmable, I, IP40, IK05, UGR≤19, matt micro-prismatic polycarbonate diffuser, light grey aluminium body, basic version | 1133 | 59 | 69 |  | 50000/L80B10 | 3 | 1940 | 17.3 | 112 | 80+ | 4000 | 245.659
| DM1128112 | Decor LED1x2700 H272 T840 DPRZ LT80 LO3 DALI | DALI-dimmable, I, IP40, IK05, UGR≤19, matt micro-prismatic polycarbonate diffuser, light grey aluminium body, basic version | 1133 | 59 | 69 |  | 50000/L80B10 | 3 | 2667 | 25.4 | 105 | 80+ | 4000 | 245.659
| DM1128113 | Decor LED1x4050 H273 T840 DPRZ LT80 LO4 DALI | DALI-dimmable, I, IP40, IK05, UGR≤19, matt micro-prismatic polycarbonate diffuser, light grey aluminium body, basic version | 1133 | 59 | 69 |  | 50000/L80B10 | 3 | 4001 | 38.2 | 105 | 80+ | 4000 | 258.602
| DM1128114 | Decor LED1x1650 H274 T840 DPRZ LT80 LO1 DALI | DALI-dimmable, I, IP40, IK05, UGR≤16, matt micro-prismatic polycarbonate diffuser, light grey aluminium body, basic version | 1273 | 59 | 69 |  | 50000/L80B10 | 3 | 1602 | 13.7 | 117 | 80+ | 4000 | 272.405
| DM1128115 | Decor LED1x2200 H275 T840 DPRZ LT80 LO2 DALI | DALI-dimmable, I, IP40, IK05, UGR≤19, matt micro-prismatic polycarbonate diffuser, light grey aluminium body, basic version | 1273 | 59 | 69 |  | 50000/L80B10 | 3 | 2183 | 19.5 | 112 | 80+ | 4000 | 272.405
| DM1128116 | Decor LED1x3000 H276 T840 DPRZ LT80 LO3 DALI | DALI-dimmable, I, IP40, IK05, UGR≤19, matt micro-prismatic polycarbonate diffuser, light grey aluminium body, basic version | 1273 | 59 | 69 |  | 50000/L80B10 | 3 | 3000 | 28.6 | 105 | 80+ | 4000 | 272.405
| DM1128117 | Decor LED1x1800 H278 T840 DPRZ LT80 LO1 DALI | DALI-dimmable, I, IP40, IK05, UGR≤16, matt micro-prismatic polycarbonate diffuser, light grey aluminium body, basic version | 1413 | 59 | 69 |  | 50000/L80B10 | 3 | 1780 | 15.2 | 117 | 80+ | 4000 | 286.251
| DM1128118 | Decor LED1x2450 H279 T840 DPRZ LT80 LO2 DALI | DALI-dimmable, I, IP40, IK05, UGR≤19, matt micro-prismatic polycarbonate diffuser, light grey aluminium body, basic version | 1413 | 59 | 69 |  | 50000/L80B10 | 3 | 2426 | 21.6 | 112 | 80+ | 4000 | 286.251
| DM1128119 | Decor LED1x3350 H280 T840 DPRZ LT80 LO3 DALI | DALI-dimmable, I, IP40, IK05, UGR≤19, matt micro-prismatic polycarbonate diffuser, light grey aluminium body, basic version | 1413 | 59 | 69 |  | 50000/L80B10 | 3 | 3334 | 31.7 | 105 | 80+ | 4000 | 290.551
| DM1128120 | Decor LED1x5050 H281 T840 DPRZ LT80 LO4 DALI | DALI-dimmable, I, IP40, IK05, UGR≤19, matt micro-prismatic polycarbonate diffuser, light grey aluminium body, basic version | 1413 | 59 | 69 |  | 50000/L80B10 | 3 | 5002 | 47.8 | 105 | 80+ | 4000 | 296.7
| DM1128121 | Decor LED1x2150 H282 T840 DPRZ LT80 LO1 DALI | DALI-dimmable, I, IP40, IK05, UGR≤16, matt micro-prismatic polycarbonate diffuser, light grey aluminium body, basic version | 1693 | 59 | 69 |  | 50000/L80B10 | 3 | 2136 | 18.2 | 117 | 80+ | 4000 | 324.392
| DM1128122 | Decor LED1x2950 H283 T840 DPRZ LT80 LO2 DALI | DALI-dimmable, I, IP40, IK05, UGR≤19, matt micro-prismatic polycarbonate diffuser, light grey aluminium body, basic version | 1693 | 59 | 69 |  | 50000/L80B10 | 3 | 2911 | 26.1 | 112 | 80+ | 4000 | 324.392
| DM1128123 | Decor LED1x4050 H284 T840 DPRZ LT80 LO3 DALI | DALI-dimmable, I, IP40, IK05, UGR≤19, matt micro-prismatic polycarbonate diffuser, light grey aluminium body, basic version | 1693 | 59 | 69 |  | 50000/L80B10 | 3 | 4001 | 38.2 | 105 | 80+ | 4000 | 328.692
| DM1128124 | Decor LED1x6050 H285 T840 DPRZ LT80 LO4 DALI | DALI-dimmable, I, IP40, IK05, UGR≤19, matt micro-prismatic polycarbonate diffuser, light grey aluminium body, basic version | 1693 | 59 | 69 |  | 50000/L80B10 | 3 | 6001 | 57.3 | 105 | 80+ | 4000 | 340.947
| DM1128125 | Decor LED1x2500 H286 T840 DPRZ LT80 LO1 DALI | DALI-dimmable, I, IP40, IK05, UGR≤16, matt micro-prismatic polycarbonate diffuser, light grey aluminium body, basic version | 1973 | 59 | 69 |  | 50000/L80B10 | 3 | 2492 | 21.2 | 118 | 80+ | 4000 | 334.841
| DM1128126 | Decor LED1x3400 H287 T840 DPRZ LT80 LO2 DALI | DALI-dimmable, I, IP40, IK05, UGR≤19, matt micro-prismatic polycarbonate diffuser, light grey aluminium body, basic version | 1973 | 59 | 69 |  | 50000/L80B10 | 3 | 3396 | 30.3 | 112 | 80+ | 4000 | 334.841
| DM1128127 | Decor LED1x4700 H288 T840 DPRZ LT80 LO3 DALI | DALI-dimmable, I, IP40, IK05, UGR≤19, matt micro-prismatic polycarbonate diffuser, light grey aluminium body, basic version | 1973 | 59 | 69 |  | 50000/L80B10 | 3 | 4668 | 44.6 | 105 | 80+ | 4000 | 339.141
| DM1128128 | Decor LED1x6050 H289 T840 DPRZ LT80 LO4 DALI | DALI-dimmable, I, IP40, IK05, UGR≤19, matt micro-prismatic polycarbonate diffuser, light grey aluminium body, basic version | 2113 | 59 | 69 |  | 50000/L80B10 | 3 | 6001 | 57.3 | 105 | 80+ | 4000 | 389.537
| DM1128129 | Decor LED1x2850 H290 T840 DPRZ LT80 LO1 DALI | DALI-dimmable, I, IP40, IK05, UGR≤16, matt micro-prismatic polycarbonate diffuser, light grey aluminium body, basic version | 2253 | 59 | 69 |  | 50000/L80B10 | 3 | 2848 | 24.3 | 117 | 80+ | 4000 | 387.731
| DM1128130 | Decor LED1x3900 H291 T840 DPRZ LT80 LO2 DALI | DALI-dimmable, I, IP40, IK05, UGR≤19, matt micro-prismatic polycarbonate diffuser, light grey aluminium body, basic version | 2253 | 59 | 69 |  | 50000/L80B10 | 3 | 3881 | 34.7 | 112 | 80+ | 4000 | 387.731
| DM1128131 | Decor LED1x5350 H292 T840 DPRZ LT80 LO3 DALI | DALI-dimmable, I, IP40, IK05, UGR≤19, matt micro-prismatic polycarbonate diffuser, light grey aluminium body, basic version | 2253 | 59 | 69 |  | 50000/L80B10 | 3 | 5335 | 50.9 | 105 | 80+ | 4000 | 392.074
| DM1128132 | Decor LED1x3250 H294 T840 DPRZ LT80 LO1 DALI | DALI-dimmable, I, IP40, IK05, UGR≤16, matt micro-prismatic polycarbonate diffuser, light grey aluminium body, basic version | 2533 | 59 | 69 |  | 50000/L80B10 | 3 | 3204 | 27.3 | 117 | 80+ | 4000 | 464.873
| DM1128133 | Decor LED1x4400 H295 T840 DPRZ LT80 LO2 DALI | DALI-dimmable, I, IP40, IK05, UGR≤19, matt micro-prismatic polycarbonate diffuser, light grey aluminium body, basic version | 2533 | 59 | 69 |  | 50000/L80B10 | 3 | 4366 | 39 | 112 | 80+ | 4000 | 464.873
| DM1128134 | Decor LED1x6050 H296 T840 DPRZ LT80 LO3 DALI | DALI-dimmable, I, IP40, IK05, UGR≤19, matt micro-prismatic polycarbonate diffuser, light grey aluminium body, basic version | 2533 | 59 | 69 |  | 50000/L80B10 | 3 | 6001 | 57.3 | 105 | 80+ | 4000 | 470.162
| DM1128135 | Decor LED1x3750 H298 T840 DPRZ LT80 LO1 DALI | DALI-dimmable, I, IP40, IK05, UGR≤16, matt micro-prismatic polycarbonate diffuser, light grey aluminium body, basic version | 2953 | 59 | 69 |  | 50000/L80B10 | 3 | 3738 | 31.9 | 117 | 80+ | 4000 | 474.462
| DM1128136 | Decor LED1x5100 H299 T840 DPRZ LT80 LO2 DALI | DALI-dimmable, I, IP40, IK05, UGR≤19, matt micro-prismatic polycarbonate diffuser, light grey aluminium body, basic version | 2953 | 59 | 69 |  | 50000/L80B10 | 3 | 5093 | 45.5 | 112 | 80+ | 4000 | 474.462
| DM1128137 | Decor LED1x7050 H300 T840 DPRZ LT80 LO3 DALI | DALI-dimmable, I, IP40, IK05, UGR≤19, matt micro-prismatic polycarbonate diffuser, light grey aluminium body, basic version | 2953 | 59 | 69 |  | 50000/L80B10 | 3 | 7001 | 66.9 | 105 | 80+ | 4000 | 479.665
| DM1128138 | Decor LED1x800 H254 T830 OP LO1 DALI 1LIN L | DALI-dimmable, I, IP40, IK05, opal polycarbonate diffuser, light grey aluminium body, for in-line connection, first/end luminaire, basic version | 568 | 59 | 69 |  | 50000/L80B10 | 3 | 728 | 6.1 | 119 | 80+ | 3000 | 194.317
| DM1128139 | Decor LED1x1050 H255 T830 OP LO2 DALI 1LIN L | DALI-dimmable, I, IP40, IK05, opal polycarbonate diffuser, light grey aluminium body, for in-line connection, first/end luminaire, basic version | 568 | 59 | 69 |  | 50000/L80B10 | 3 | 993 | 8.7 | 114 | 80+ | 3000 | 194.317
| DM1128140 | Decor LED1x1450 H256 T830 OP LO3 DALI 1LIN L | DALI-dimmable, I, IP40, IK05, opal polycarbonate diffuser, light grey aluminium body, for in-line connection, first/end luminaire, basic version | 568 | 59 | 69 |  | 50000/L80B10 | 3 | 1365 | 12.7 | 107 | 80+ | 3000 | 194.317
| DM1128141 | Decor LED1x2150 H257 T830 OP LO4 DALI 1LIN L | DALI-dimmable, I, IP40, IK05, opal polycarbonate diffuser, light grey aluminium body, for in-line connection, first/end luminaire, basic version | 568 | 59 | 69 |  | 50000/L80B10 | 3 | 2048 | 19.1 | 107 | 80+ | 3000 | 196.123
| DM1128142 | Decor LED1x1000 H258 T830 OP LO1 DALI 1LIN L | DALI-dimmable, I, IP40, IK05, opal polycarbonate diffuser, light grey aluminium body, for in-line connection, first/end luminaire, basic version | 708 | 59 | 69 |  | 50000/L80B10 | 3 | 910 | 7.6 | 120 | 80+ | 3000 | 217.021
| DM1128143 | Decor LED1x1300 H259 T830 OP LO2 DALI 1LIN L | DALI-dimmable, I, IP40, IK05, opal polycarbonate diffuser, light grey aluminium body, for in-line connection, first/end luminaire, basic version | 708 | 59 | 69 |  | 50000/L80B10 | 3 | 1241 | 10.8 | 115 | 80+ | 3000 | 217.021
| DM1128144 | Decor LED1x1800 H260 T830 OP LO3 DALI 1LIN L | DALI-dimmable, I, IP40, IK05, opal polycarbonate diffuser, light grey aluminium body, for in-line connection, first/end luminaire, basic version | 708 | 59 | 69 |  | 50000/L80B10 | 3 | 1706 | 15.9 | 107 | 80+ | 3000 | 217.021
| DM1128145 | Decor LED1x2700 H261 T830 OP LO4 DALI 1LIN L | DALI-dimmable, I, IP40, IK05, opal polycarbonate diffuser, light grey aluminium body, for in-line connection, first/end luminaire, basic version | 708 | 59 | 69 |  | 50000/L80B10 | 3 | 2559 | 23.9 | 107 | 80+ | 3000 | 220.461
| DM1128146 | Decor LED1x1150 H262 T830 OP LO1 DALI 1LIN L | DALI-dimmable, I, IP40, IK05, opal polycarbonate diffuser, light grey aluminium body, for in-line connection, first/end luminaire, basic version | 848 | 59 | 69 |  | 50000/L80B10 | 3 | 1145 | 9.1 | 126 | 80+ | 3000 | 236.801
| DM1128147 | Decor LED1x1600 H263 T830 OP LO2 DALI 1LIN L | DALI-dimmable, I, IP40, IK05, opal polycarbonate diffuser, light grey aluminium body, for in-line connection, first/end luminaire, basic version | 848 | 59 | 69 |  | 50000/L80B10 | 3 | 1559 | 13 | 120 | 80+ | 3000 | 236.801
| DM1128148 | Decor LED1x2150 H264 T830 OP LO3 DALI 1LIN L | DALI-dimmable, I, IP40, IK05, opal polycarbonate diffuser, light grey aluminium body, for in-line connection, first/end luminaire, basic version | 848 | 59 | 69 |  | 50000/L80B10 | 3 | 2144 | 19.1 | 112 | 80+ | 3000 | 236.801
| DM1128149 | Decor LED1x3250 H265 T830 OP LO4 DALI 1LIN L | DALI-dimmable, I, IP40, IK05, opal polycarbonate diffuser, light grey aluminium body, for in-line connection, first/end luminaire, basic version | 848 | 59 | 69 |  | 50000/L80B10 | 3 | 3215 | 28.7 | 112 | 80+ | 3000 | 240.413
| DM1128150 | Decor LED1x1350 H266 T830 OP LO1 DALI 1LIN L | DALI-dimmable, I, IP40, IK05, opal polycarbonate diffuser, light grey aluminium body, for in-line connection, first/end luminaire, basic version | 988 | 59 | 69 |  | 50000/L80B10 | 3 | 1274 | 10.6 | 120 | 80+ | 3000 | 253.356
| DM1128151 | Decor LED1x1850 H267 T830 OP LO2 DALI 1LIN L | DALI-dimmable, I, IP40, IK05, opal polycarbonate diffuser, light grey aluminium body, for in-line connection, first/end luminaire, basic version | 988 | 59 | 69 |  | 50000/L80B10 | 3 | 1738 | 15.1 | 115 | 80+ | 3000 | 253.356
| DM1128152 | Decor LED1x2500 H268 T830 OP LO3 DALI 1LIN L | DALI-dimmable, I, IP40, IK05, opal polycarbonate diffuser, light grey aluminium body, for in-line connection, first/end luminaire, basic version | 988 | 59 | 69 |  | 50000/L80B10 | 3 | 2389 | 22.2 | 108 | 80+ | 3000 | 253.356
| DM1128153 | Decor LED1x1550 H270 T830 OP LO1 DALI 1LIN L | DALI-dimmable, I, IP40, IK05, opal polycarbonate diffuser, light grey aluminium body, for in-line connection, first/end luminaire, basic version | 1128 | 59 | 69 |  | 50000/L80B10 | 3 | 1457 | 12.1 | 120 | 80+ | 3000 | 256.753
| DM1128154 | Decor LED1x2100 H271 T830 OP LO2 DALI 1LIN L | DALI-dimmable, I, IP40, IK05, opal polycarbonate diffuser, light grey aluminium body, for in-line connection, first/end luminaire, basic version | 1128 | 59 | 69 |  | 50000/L80B10 | 3 | 1986 | 17.3 | 115 | 80+ | 3000 | 256.753
| DM1128155 | Decor LED1x2900 H272 T830 OP LO3 DALI 1LIN L | DALI-dimmable, I, IP40, IK05, opal polycarbonate diffuser, light grey aluminium body, for in-line connection, first/end luminaire, basic version | 1128 | 59 | 69 |  | 50000/L80B10 | 3 | 2730 | 25.4 | 107 | 80+ | 3000 | 256.753
| DM1128156 | Decor LED1x4300 H273 T830 OP LO4 DALI 1LIN L | DALI-dimmable, I, IP40, IK05, opal polycarbonate diffuser, light grey aluminium body, for in-line connection, first/end luminaire, basic version | 1128 | 59 | 69 |  | 50000/L80B10 | 3 | 4095 | 38.2 | 107 | 80+ | 3000 | 269.911
| DM1128157 | Decor LED1x1750 H274 T830 OP LO1 DALI 1LIN L | DALI-dimmable, I, IP40, IK05, opal polycarbonate diffuser, light grey aluminium body, for in-line connection, first/end luminaire, basic version | 1268 | 59 | 69 |  | 50000/L80B10 | 3 | 1639 | 13.7 | 120 | 80+ | 3000 | 282.854
| DM1128158 | Decor LED1x2350 H275 T830 OP LO2 DALI 1LIN L | DALI-dimmable, I, IP40, IK05, opal polycarbonate diffuser, light grey aluminium body, for in-line connection, first/end luminaire, basic version | 1268 | 59 | 69 |  | 50000/L80B10 | 3 | 2234 | 19.5 | 115 | 80+ | 3000 | 282.854
| DM1128159 | Decor LED1x3250 H276 T830 OP LO3 DALI 1LIN L | DALI-dimmable, I, IP40, IK05, opal polycarbonate diffuser, light grey aluminium body, for in-line connection, first/end luminaire, basic version | 1268 | 59 | 69 |  | 50000/L80B10 | 3 | 3071 | 28.6 | 107 | 80+ | 3000 | 282.854
| DM1128160 | Decor LED1x1950 H278 T830 OP LO1 DALI 1LIN L | DALI-dimmable, I, IP40, IK05, opal polycarbonate diffuser, light grey aluminium body, for in-line connection, first/end luminaire, basic version | 1408 | 59 | 69 |  | 50000/L80B10 | 3 | 1822 | 15.2 | 120 | 80+ | 3000 | 296.7
| DM1128161 | Decor LED1x2600 H279 T830 OP LO2 DALI 1LIN L | DALI-dimmable, I, IP40, IK05, opal polycarbonate diffuser, light grey aluminium body, for in-line connection, first/end luminaire, basic version | 1408 | 59 | 69 |  | 50000/L80B10 | 3 | 2482 | 21.7 | 114 | 80+ | 3000 | 296.7
| DM1128162 | Decor LED1x3600 H280 T830 OP LO3 DALI 1LIN L | DALI-dimmable, I, IP40, IK05, opal polycarbonate diffuser, light grey aluminium body, for in-line connection, first/end luminaire, basic version | 1408 | 59 | 69 |  | 50000/L80B10 | 3 | 3412 | 31.8 | 107 | 80+ | 3000 | 301
| DM1128163 | Decor LED1x5400 H281 T830 OP LO4 DALI 1LIN L | DALI-dimmable, I, IP40, IK05, opal polycarbonate diffuser, light grey aluminium body, for in-line connection, first/end luminaire, basic version | 1408 | 59 | 69 |  | 50000/L80B10 | 3 | 5118 | 47.8 | 107 | 80+ | 3000 | 307.192
| DM1128164 | Decor LED1x2300 H282 T830 OP LO1 DALI 1LIN L | DALI-dimmable, I, IP40, IK05, opal polycarbonate diffuser, light grey aluminium body, for in-line connection, first/end luminaire, basic version | 1688 | 59 | 69 |  | 50000/L80B10 | 3 | 2186 | 18.2 | 120 | 80+ | 3000 | 333.035
| DM1128165 | Decor LED1x3150 H283 T830 OP LO2 DALI 1LIN L | DALI-dimmable, I, IP40, IK05, opal polycarbonate diffuser, light grey aluminium body, for in-line connection, first/end luminaire, basic version | 1688 | 59 | 69 |  | 50000/L80B10 | 3 | 2978 | 26.1 | 114 | 80+ | 3000 | 333.035
| DM1128166 | Decor LED1x4300 H284 T830 OP LO3 DALI 1LIN L | DALI-dimmable, I, IP40, IK05, opal polycarbonate diffuser, light grey aluminium body, for in-line connection, first/end luminaire, basic version | 1688 | 59 | 69 |  | 50000/L80B10 | 3 | 4094 | 38.2 | 107 | 80+ | 3000 | 337.593
| DM1128167 | Decor LED1x6450 H285 T830 OP LO4 DALI 1LIN L | DALI-dimmable, I, IP40, IK05, opal polycarbonate diffuser, light grey aluminium body, for in-line connection, first/end luminaire, basic version | 1688 | 59 | 69 |  | 50000/L80B10 | 3 | 6142 | 57.3 | 107 | 80+ | 3000 | 350.493
| DM1128168 | Decor LED1x2700 H286 T830 OP LO1 DALI 1LIN L | DALI-dimmable, I, IP40, IK05, opal polycarbonate diffuser, light grey aluminium body, for in-line connection, first/end luminaire, basic version | 1968 | 59 | 69 |  | 50000/L80B10 | 3 | 2550 | 21.2 | 120 | 80+ | 3000 | 347.784
| DM1128169 | Decor LED1x3650 H287 T830 OP LO2 DALI 1LIN L | DALI-dimmable, I, IP40, IK05, opal polycarbonate diffuser, light grey aluminium body, for in-line connection, first/end luminaire, basic version | 1968 | 59 | 69 |  | 50000/L80B10 | 3 | 3475 | 30.3 | 115 | 80+ | 3000 | 347.784
| DM1128170 | Decor LED1x5050 H288 T830 OP LO3 DALI 1LIN L | DALI-dimmable, I, IP40, IK05, opal polycarbonate diffuser, light grey aluminium body, for in-line connection, first/end luminaire, basic version | 1968 | 59 | 69 |  | 50000/L80B10 | 3 | 4777 | 44.6 | 107 | 80+ | 3000 | 352.127
| DM1128171 | Decor LED1x6450 H289 T830 OP LO4 DALI 1LIN L | DALI-dimmable, I, IP40, IK05, opal polycarbonate diffuser, light grey aluminium body, for in-line connection, first/end luminaire, basic version | 2108 | 59 | 69 |  | 50000/L80B10 | 3 | 6142 | 57.3 | 107 | 80+ | 3000 | 401.62
| DM1128172 | Decor LED1x3100 H290 T830 OP LO1 DALI 1LIN L | DALI-dimmable, I, IP40, IK05, opal polycarbonate diffuser, light grey aluminium body, for in-line connection, first/end luminaire, basic version | 2248 | 59 | 69 |  | 50000/L80B10 | 3 | 2914 | 24.3 | 120 | 80+ | 3000 | 399.083
| DM1128173 | Decor LED1x4200 H291 T830 OP LO2 DALI 1LIN L | DALI-dimmable, I, IP40, IK05, opal polycarbonate diffuser, light grey aluminium body, for in-line connection, first/end luminaire, basic version | 2248 | 59 | 69 |  | 50000/L80B10 | 3 | 3971 | 34.7 | 114 | 80+ | 3000 | 399.083
| DM1128174 | Decor LED1x5750 H292 T830 OP LO3 DALI 1LIN L | DALI-dimmable, I, IP40, IK05, opal polycarbonate diffuser, light grey aluminium body, for in-line connection, first/end luminaire, basic version | 2248 | 59 | 69 |  | 50000/L80B10 | 3 | 5459 | 50.9 | 107 | 80+ | 3000 | 403.426
| DM1128175 | Decor LED1x3450 H294 T830 OP LO1 DALI 1LIN L | DALI-dimmable, I, IP40, IK05, opal polycarbonate diffuser, light grey aluminium body, for in-line connection, first/end luminaire, basic version | 2528 | 59 | 69 |  | 50000/L80B10 | 3 | 3279 | 27.3 | 120 | 80+ | 3000 | 473.516
| DM1128176 | Decor LED1x4700 H295 T830 OP LO2 DALI 1LIN L | DALI-dimmable, I, IP40, IK05, opal polycarbonate diffuser, light grey aluminium body, for in-line connection, first/end luminaire, basic version | 2528 | 59 | 69 |  | 50000/L80B10 | 3 | 4468 | 39 | 115 | 80+ | 3000 | 473.516
| DM1128177 | Decor LED1x6450 H296 T830 OP LO3 DALI 1LIN L | DALI-dimmable, I, IP40, IK05, opal polycarbonate diffuser, light grey aluminium body, for in-line connection, first/end luminaire, basic version | 2528 | 59 | 69 |  | 50000/L80B10 | 3 | 6142 | 57.3 | 107 | 80+ | 3000 | 479.665
| DM1128178 | Decor LED1x4050 H298 T830 OP LO1 DALI 1LIN L | DALI-dimmable, I, IP40, IK05, opal polycarbonate diffuser, light grey aluminium body, for in-line connection, first/end luminaire, basic version | 2948 | 59 | 69 |  | 50000/L80B10 | 3 | 3825 | 31.9 | 120 | 80+ | 3000 | 483.062
| DM1128179 | Decor LED1x5500 H299 T830 OP LO2 DALI 1LIN L | DALI-dimmable, I, IP40, IK05, opal polycarbonate diffuser, light grey aluminium body, for in-line connection, first/end luminaire, basic version | 2948 | 59 | 69 |  | 50000/L80B10 | 3 | 5212 | 45.5 | 115 | 80+ | 3000 | 483.062
| DM1128180 | Decor LED1x7550 H300 T830 OP LO3 DALI 1LIN L | DALI-dimmable, I, IP40, IK05, opal polycarbonate diffuser, light grey aluminium body, for in-line connection, first/end luminaire, basic version | 2948 | 59 | 69 |  | 50000/L80B10 | 3 | 7165 | 66.9 | 107 | 80+ | 3000 | 489.211
| DM1128181 | Decor LED1x800 H254 T840 OP LO1 DALI 1LIN L | DALI-dimmable, I, IP40, IK05, opal polycarbonate diffuser, light grey aluminium body, for in-line connection, first/end luminaire, basic version | 568 | 59 | 69 |  | 50000/L80B10 | 3 | 763 | 6.1 | 125 | 80+ | 4000 | 194.317
| DM1128182 | Decor LED1x1050 H255 T840 OP LO2 DALI 1LIN L | DALI-dimmable, I, IP40, IK05, opal polycarbonate diffuser, light grey aluminium body, for in-line connection, first/end luminaire, basic version | 568 | 59 | 69 |  | 50000/L80B10 | 3 | 1040 | 8.7 | 120 | 80+ | 4000 | 194.317
| DM1128183 | Decor LED1x1450 H256 T840 OP LO3 DALI 1LIN L | DALI-dimmable, I, IP40, IK05, opal polycarbonate diffuser, light grey aluminium body, for in-line connection, first/end luminaire, basic version | 568 | 59 | 69 |  | 50000/L80B10 | 3 | 1429 | 12.7 | 113 | 80+ | 4000 | 194.317
| DM1128184 | Decor LED1x2150 H257 T840 OP LO4 DALI 1LIN L | DALI-dimmable, I, IP40, IK05, opal polycarbonate diffuser, light grey aluminium body, for in-line connection, first/end luminaire, basic version | 568 | 59 | 69 |  | 50000/L80B10 | 3 | 2144 | 19.1 | 112 | 80+ | 4000 | 196.123
| DM1128185 | Decor LED1x1000 H258 T840 OP LO1 DALI 1LIN L | DALI-dimmable, I, IP40, IK05, opal polycarbonate diffuser, light grey aluminium body, for in-line connection, first/end luminaire, basic version | 708 | 59 | 69 |  | 50000/L80B10 | 3 | 953 | 7.6 | 125 | 80+ | 4000 | 217.021
| DM1128186 | Decor LED1x1300 H259 T840 OP LO2 DALI 1LIN L | DALI-dimmable, I, IP40, IK05, opal polycarbonate diffuser, light grey aluminium body, for in-line connection, first/end luminaire, basic version | 708 | 59 | 69 |  | 50000/L80B10 | 3 | 1299 | 10.8 | 120 | 80+ | 4000 | 217.021
| DM1128187 | Decor LED1x1800 H260 T840 OP LO3 DALI 1LIN L | DALI-dimmable, I, IP40, IK05, opal polycarbonate diffuser, light grey aluminium body, for in-line connection, first/end luminaire, basic version | 708 | 59 | 69 |  | 50000/L80B10 | 3 | 1786 | 15.9 | 112 | 80+ | 4000 | 217.021
| DM1128188 | Decor LED1x2700 H261 T840 OP LO4 DALI 1LIN L | DALI-dimmable, I, IP40, IK05, opal polycarbonate diffuser, light grey aluminium body, for in-line connection, first/end luminaire, basic version | 708 | 59 | 69 |  | 50000/L80B10 | 3 | 2679 | 23.9 | 112 | 80+ | 4000 | 220.461
| DM1128189 | Decor LED1x1150 H262 T840 OP LO1 DALI 1LIN L | DALI-dimmable, I, IP40, IK05, opal polycarbonate diffuser, light grey aluminium body, for in-line connection, first/end luminaire, basic version | 848 | 59 | 69 |  | 50000/L80B10 | 3 | 1145 | 9.1 | 126 | 80+ | 4000 | 236.801
| DM1128190 | Decor LED1x1600 H263 T840 OP LO2 DALI 1LIN L | DALI-dimmable, I, IP40, IK05, opal polycarbonate diffuser, light grey aluminium body, for in-line connection, first/end luminaire, basic version | 848 | 59 | 69 |  | 50000/L80B10 | 3 | 1559 | 13 | 120 | 80+ | 4000 | 236.801
| DM1128191 | Decor LED1x2150 H264 T840 OP LO3 DALI 1LIN L | DALI-dimmable, I, IP40, IK05, opal polycarbonate diffuser, light grey aluminium body, for in-line connection, first/end luminaire, basic version | 848 | 59 | 69 |  | 50000/L80B10 | 3 | 2144 | 19.1 | 112 | 80+ | 4000 | 236.801
| DM1128192 | Decor LED1x3250 H265 T840 OP LO4 DALI 1LIN L | DALI-dimmable, I, IP40, IK05, opal polycarbonate diffuser, light grey aluminium body, for in-line connection, first/end luminaire, basic version | 848 | 59 | 69 |  | 50000/L80B10 | 3 | 3215 | 28.7 | 112 | 80+ | 4000 | 240.413
| DM1128193 | Decor LED1x1350 H266 T840 OP LO1 DALI 1LIN L | DALI-dimmable, I, IP40, IK05, opal polycarbonate diffuser, light grey aluminium body, for in-line connection, first/end luminaire, basic version | 988 | 59 | 69 |  | 50000/L80B10 | 3 | 1335 | 10.6 | 126 | 80+ | 4000 | 253.356
| DM1128194 | Decor LED1x1850 H267 T840 OP LO2 DALI 1LIN L | DALI-dimmable, I, IP40, IK05, opal polycarbonate diffuser, light grey aluminium body, for in-line connection, first/end luminaire, basic version | 988 | 59 | 69 |  | 50000/L80B10 | 3 | 1819 | 15.1 | 120 | 80+ | 4000 | 253.356
| DM1128195 | Decor LED1x2500 H268 T840 OP LO3 DALI 1LIN L | DALI-dimmable, I, IP40, IK05, opal polycarbonate diffuser, light grey aluminium body, for in-line connection, first/end luminaire, basic version | 988 | 59 | 69 |  | 50000/L80B10 | 3 | 2500 | 22.2 | 113 | 80+ | 4000 | 253.356
| DM1128196 | Decor LED1x1550 H270 T840 OP LO1 DALI 1LIN L | DALI-dimmable, I, IP40, IK05, opal polycarbonate diffuser, light grey aluminium body, for in-line connection, first/end luminaire, basic version | 1128 | 59 | 69 |  | 50000/L80B10 | 3 | 1526 | 12.1 | 126 | 80+ | 4000 | 256.753
| DM1128197 | Decor LED1x2100 H271 T840 OP LO2 DALI 1LIN L | DALI-dimmable, I, IP40, IK05, opal polycarbonate diffuser, light grey aluminium body, for in-line connection, first/end luminaire, basic version | 1128 | 59 | 69 |  | 50000/L80B10 | 3 | 2079 | 17.3 | 120 | 80+ | 4000 | 256.753
| DM1128198 | Decor LED1x2900 H272 T840 OP LO3 DALI 1LIN L | DALI-dimmable, I, IP40, IK05, opal polycarbonate diffuser, light grey aluminium body, for in-line connection, first/end luminaire, basic version | 1128 | 59 | 69 |  | 50000/L80B10 | 3 | 2858 | 25.4 | 113 | 80+ | 4000 | 256.753
| DM1128199 | Decor LED1x4300 H273 T840 OP LO4 DALI 1LIN L | DALI-dimmable, I, IP40, IK05, opal polycarbonate diffuser, light grey aluminium body, for in-line connection, first/end luminaire, basic version | 1128 | 59 | 69 |  | 50000/L80B10 | 3 | 4287 | 38.2 | 112 | 80+ | 4000 | 269.911
| DM1128200 | Decor LED1x1750 H274 T840 OP LO1 DALI 1LIN L | DALI-dimmable, I, IP40, IK05, opal polycarbonate diffuser, light grey aluminium body, for in-line connection, first/end luminaire, basic version | 1268 | 59 | 69 |  | 50000/L80B10 | 3 | 1716 | 13.7 | 125 | 80+ | 4000 | 282.854
| DM1128201 | Decor LED1x2350 H275 T840 OP LO2 DALI 1LIN L | DALI-dimmable, I, IP40, IK05, opal polycarbonate diffuser, light grey aluminium body, for in-line connection, first/end luminaire, basic version | 1268 | 59 | 69 |  | 50000/L80B10 | 3 | 2339 | 19.5 | 120 | 80+ | 4000 | 282.854
| DM1128202 | Decor LED1x3250 H276 T840 OP LO3 DALI 1LIN L | DALI-dimmable, I, IP40, IK05, opal polycarbonate diffuser, light grey aluminium body, for in-line connection, first/end luminaire, basic version | 1268 | 59 | 69 |  | 50000/L80B10 | 3 | 3215 | 28.6 | 112 | 80+ | 4000 | 282.854
| DM1128203 | Decor LED1x1950 H278 T840 OP LO1 DALI 1LIN L | DALI-dimmable, I, IP40, IK05, opal polycarbonate diffuser, light grey aluminium body, for in-line connection, first/end luminaire, basic version | 1408 | 59 | 69 |  | 50000/L80B10 | 3 | 1907 | 15.2 | 125 | 80+ | 4000 | 296.7
| DM1128204 | Decor LED1x2600 H279 T840 OP LO2 DALI 1LIN L | DALI-dimmable, I, IP40, IK05, opal polycarbonate diffuser, light grey aluminium body, for in-line connection, first/end luminaire, basic version | 1408 | 59 | 69 |  | 50000/L80B10 | 3 | 2599 | 21.6 | 120 | 80+ | 4000 | 296.7
| DM1128205 | Decor LED1x3600 H280 T840 OP LO3 DALI 1LIN L | DALI-dimmable, I, IP40, IK05, opal polycarbonate diffuser, light grey aluminium body, for in-line connection, first/end luminaire, basic version | 1408 | 59 | 69 |  | 50000/L80B10 | 3 | 3572 | 31.7 | 113 | 80+ | 4000 | 301
| DM1128206 | Decor LED1x5400 H281 T840 OP LO4 DALI 1LIN L | DALI-dimmable, I, IP40, IK05, opal polycarbonate diffuser, light grey aluminium body, for in-line connection, first/end luminaire, basic version | 1408 | 59 | 69 |  | 50000/L80B10 | 3 | 5359 | 47.8 | 112 | 80+ | 4000 | 307.192
| DM1128207 | Decor LED1x2300 H282 T840 OP LO1 DALI 1LIN L | DALI-dimmable, I, IP40, IK05, opal polycarbonate diffuser, light grey aluminium body, for in-line connection, first/end luminaire, basic version | 1688 | 59 | 69 |  | 50000/L80B10 | 3 | 2288 | 18.2 | 126 | 80+ | 4000 | 333.035
| DM1128208 | Decor LED1x3150 H283 T840 OP LO2 DALI 1LIN L | DALI-dimmable, I, IP40, IK05, opal polycarbonate diffuser, light grey aluminium body, for in-line connection, first/end luminaire, basic version | 1688 | 59 | 69 |  | 50000/L80B10 | 3 | 3119 | 26.1 | 120 | 80+ | 4000 | 333.035
| DM1128209 | Decor LED1x4300 H284 T840 OP LO3 DALI 1LIN L | DALI-dimmable, I, IP40, IK05, opal polycarbonate diffuser, light grey aluminium body, for in-line connection, first/end luminaire, basic version | 1688 | 59 | 69 |  | 50000/L80B10 | 3 | 4287 | 38.2 | 112 | 80+ | 4000 | 337.593
| DM1128210 | Decor LED1x6450 H285 T840 OP LO4 DALI 1LIN L | DALI-dimmable, I, IP40, IK05, opal polycarbonate diffuser, light grey aluminium body, for in-line connection, first/end luminaire, basic version | 1688 | 59 | 69 |  | 50000/L80B10 | 3 | 6430 | 57.3 | 112 | 80+ | 4000 | 350.493
| DM1128211 | Decor LED1x2700 H286 T840 OP LO1 DALI 1LIN L | DALI-dimmable, I, IP40, IK05, opal polycarbonate diffuser, light grey aluminium body, for in-line connection, first/end luminaire, basic version | 1968 | 59 | 69 |  | 50000/L80B10 | 3 | 2670 | 21.2 | 126 | 80+ | 4000 | 347.784
| DM1128212 | Decor LED1x3650 H287 T840 OP LO2 DALI 1LIN L | DALI-dimmable, I, IP40, IK05, opal polycarbonate diffuser, light grey aluminium body, for in-line connection, first/end luminaire, basic version | 1968 | 59 | 69 |  | 50000/L80B10 | 3 | 3638 | 30.3 | 120 | 80+ | 4000 | 347.784
| DM1128213 | Decor LED1x5050 H288 T840 OP LO3 DALI 1LIN L | DALI-dimmable, I, IP40, IK05, opal polycarbonate diffuser, light grey aluminium body, for in-line connection, first/end luminaire, basic version | 1968 | 59 | 69 |  | 50000/L80B10 | 3 | 5001 | 44.6 | 112 | 80+ | 4000 | 352.127
| DM1128214 | Decor LED1x6450 H289 T840 OP LO4 DALI 1LIN L | DALI-dimmable, I, IP40, IK05, opal polycarbonate diffuser, light grey aluminium body, for in-line connection, first/end luminaire, basic version | 2108 | 59 | 69 |  | 50000/L80B10 | 3 | 6430 | 57.3 | 112 | 80+ | 4000 | 401.62
| DM1128215 | Decor LED1x3100 H290 T840 OP LO1 DALI 1LIN L | DALI-dimmable, I, IP40, IK05, opal polycarbonate diffuser, light grey aluminium body, for in-line connection, first/end luminaire, basic version | 2248 | 59 | 69 |  | 50000/L80B10 | 3 | 3051 | 24.3 | 126 | 80+ | 4000 | 399.083
| DM1128216 | Decor LED1x4200 H291 T840 OP LO2 DALI 1LIN L | DALI-dimmable, I, IP40, IK05, opal polycarbonate diffuser, light grey aluminium body, for in-line connection, first/end luminaire, basic version | 2248 | 59 | 69 |  | 50000/L80B10 | 3 | 4158 | 34.7 | 120 | 80+ | 4000 | 399.083
| DM1128217 | Decor LED1x5750 H292 T840 OP LO3 DALI 1LIN L | DALI-dimmable, I, IP40, IK05, opal polycarbonate diffuser, light grey aluminium body, for in-line connection, first/end luminaire, basic version | 2248 | 59 | 69 |  | 50000/L80B10 | 3 | 5716 | 50.9 | 112 | 80+ | 4000 | 403.426
| DM1128218 | Decor LED1x3450 H294 T840 OP LO1 DALI 1LIN L | DALI-dimmable, I, IP40, IK05, opal polycarbonate diffuser, light grey aluminium body, for in-line connection, first/end luminaire, basic version | 2528 | 59 | 69 |  | 50000/L80B10 | 3 | 3433 | 27.3 | 126 | 80+ | 4000 | 473.516
| DM1128219 | Decor LED1x4700 H295 T840 OP LO2 DALI 1LIN L | DALI-dimmable, I, IP40, IK05, opal polycarbonate diffuser, light grey aluminium body, for in-line connection, first/end luminaire, basic version | 2528 | 59 | 69 |  | 50000/L80B10 | 3 | 4678 | 39 | 120 | 80+ | 4000 | 473.516
| DM1128220 | Decor LED1x6450 H296 T840 OP LO3 DALI 1LIN L | DALI-dimmable, I, IP40, IK05, opal polycarbonate diffuser, light grey aluminium body, for in-line connection, first/end luminaire, basic version | 2528 | 59 | 69 |  | 50000/L80B10 | 3 | 6430 | 57.3 | 112 | 80+ | 4000 | 479.665
| DM1128221 | Decor LED1x4050 H298 T840 OP LO1 DALI 1LIN L | DALI-dimmable, I, IP40, IK05, opal polycarbonate diffuser, light grey aluminium body, for in-line connection, first/end luminaire, basic version | 2948 | 59 | 69 |  | 50000/L80B10 | 3 | 4005 | 31.9 | 126 | 80+ | 4000 | 483.062
| DM1128222 | Decor LED1x5500 H299 T840 OP LO2 DALI 1LIN L | DALI-dimmable, I, IP40, IK05, opal polycarbonate diffuser, light grey aluminium body, for in-line connection, first/end luminaire, basic version | 2948 | 59 | 69 |  | 50000/L80B10 | 3 | 5457 | 45.5 | 120 | 80+ | 4000 | 483.062
| DM1128223 | Decor LED1x7550 H300 T840 OP LO3 DALI 1LIN L | DALI-dimmable, I, IP40, IK05, opal polycarbonate diffuser, light grey aluminium body, for in-line connection, first/end luminaire, basic version | 2948 | 59 | 69 |  | 50000/L80B10 | 3 | 7502 | 66.9 | 112 | 80+ | 4000 | 489.211
| DM1128224 | Decor LED1x750 H254 T830 DPRZ LT80 LO1 DALI 1LIN L | DALI-dimmable, I, IP40, IK05, UGR≤16, matt micro-prismatic polycarbonate diffuser, light grey aluminium body, for in-line connection, first/end luminaire, basic version | 568 | 59 | 69 |  | 50000/L80B10 | 3 | 680 | 6.1 | 111 | 80+ | 3000 | 197.069
| DM1128225 | Decor LED1x1000 H255 T830 DPRZ LT80 LO2 DALI 1LIN L | DALI-dimmable, I, IP40, IK05, UGR≤19, matt micro-prismatic polycarbonate diffuser, light grey aluminium body, for in-line connection, first/end luminaire, basic version | 568 | 59 | 69 |  | 50000/L80B10 | 3 | 927 | 8.7 | 107 | 80+ | 3000 | 197.069
| DM1128226 | Decor LED1x1350 H256 T830 DPRZ LT80 LO3 DALI 1LIN L | DALI-dimmable, I, IP40, IK05, UGR≤19, matt micro-prismatic polycarbonate diffuser, light grey aluminium body, for in-line connection, first/end luminaire, basic version | 568 | 59 | 69 |  | 50000/L80B10 | 3 | 1274 | 12.7 | 100 | 80+ | 3000 | 197.069
| DM1128227 | Decor LED1x2050 H257 T830 DPRZ LT80 LO4 DALI 1LIN L | DALI-dimmable, I, IP40, IK05, UGR≤19, matt micro-prismatic polycarbonate diffuser, light grey aluminium body, for in-line connection, first/end luminaire, basic version | 568 | 59 | 69 |  | 50000/L80B10 | 3 | 1911 | 19.1 | 100 | 80+ | 3000 | 198.66
| DM1128228 | Decor LED1x900 H258 T830 DPRZ LT80 LO1 DALI 1LIN L | DALI-dimmable, I, IP40, IK05, UGR≤16, matt micro-prismatic polycarbonate diffuser, light grey aluminium body, for in-line connection, first/end luminaire, basic version | 708 | 59 | 69 |  | 50000/L80B10 | 3 | 850 | 7.6 | 112 | 80+ | 3000 | 220.461
| DM1128229 | Decor LED1x1250 H259 T830 DPRZ LT80 LO2 DALI 1LIN L | DALI-dimmable, I, IP40, IK05, UGR≤19, matt micro-prismatic polycarbonate diffuser, light grey aluminium body, for in-line connection, first/end luminaire, basic version | 708 | 59 | 69 |  | 50000/L80B10 | 3 | 1159 | 10.8 | 107 | 80+ | 3000 | 220.461
| DM1128230 | Decor LED1x1700 H260 T830 DPRZ LT80 LO3 DALI 1LIN L | DALI-dimmable, I, IP40, IK05, UGR≤19, matt micro-prismatic polycarbonate diffuser, light grey aluminium body, for in-line connection, first/end luminaire, basic version | 708 | 59 | 69 |  | 50000/L80B10 | 3 | 1593 | 15.9 | 100 | 80+ | 3000 | 220.461
| DM1128231 | Decor LED1x2550 H261 T830 DPRZ LT80 LO4 DALI 1LIN L | DALI-dimmable, I, IP40, IK05, UGR≤19, matt micro-prismatic polycarbonate diffuser, light grey aluminium body, for in-line connection, first/end luminaire, basic version | 708 | 59 | 69 |  | 50000/L80B10 | 3 | 2389 | 23.9 | 100 | 80+ | 3000 | 223.858
| DM1128232 | Decor LED1x1100 H262 T830 DPRZ LT80 LO1 DALI 1LIN L | DALI-dimmable, I, IP40, IK05, UGR≤16, matt micro-prismatic polycarbonate diffuser, light grey aluminium body, for in-line connection, first/end luminaire, basic version | 848 | 59 | 69 |  | 50000/L80B10 | 3 | 1068 | 9.1 | 117 | 80+ | 3000 | 241.101
| DM1128233 | Decor LED1x1500 H263 T830 DPRZ LT80 LO2 DALI 1LIN L | DALI-dimmable, I, IP40, IK05, UGR≤19, matt micro-prismatic polycarbonate diffuser, light grey aluminium body, for in-line connection, first/end luminaire, basic version | 848 | 59 | 69 |  | 50000/L80B10 | 3 | 1455 | 13 | 112 | 80+ | 3000 | 241.101
| DM1128234 | Decor LED1x2050 H264 T830 DPRZ LT80 LO3 DALI 1LIN L | DALI-dimmable, I, IP40, IK05, UGR≤19, matt micro-prismatic polycarbonate diffuser, light grey aluminium body, for in-line connection, first/end luminaire, basic version | 848 | 59 | 69 |  | 50000/L80B10 | 3 | 2001 | 19.1 | 105 | 80+ | 3000 | 241.101
| DM1128235 | Decor LED1x3050 H265 T830 DPRZ LT80 LO4 DALI 1LIN L | DALI-dimmable, I, IP40, IK05, UGR≤19, matt micro-prismatic polycarbonate diffuser, light grey aluminium body, for in-line connection, first/end luminaire, basic version | 848 | 59 | 69 |  | 50000/L80B10 | 3 | 3001 | 28.7 | 105 | 80+ | 3000 | 244.713
| DM1128236 | Decor LED1x1250 H266 T830 DPRZ LT80 LO1 DALI 1LIN L | DALI-dimmable, I, IP40, IK05, UGR≤16, matt micro-prismatic polycarbonate diffuser, light grey aluminium body, for in-line connection, first/end luminaire, basic version | 988 | 59 | 69 |  | 50000/L80B10 | 3 | 1189 | 10.6 | 112 | 80+ | 3000 | 258.602
| DM1128237 | Decor LED1x1700 H267 T830 DPRZ LT80 LO2 DALI 1LIN L | DALI-dimmable, I, IP40, IK05, UGR≤19, matt micro-prismatic polycarbonate diffuser, light grey aluminium body, for in-line connection, first/end luminaire, basic version | 988 | 59 | 69 |  | 50000/L80B10 | 3 | 1622 | 15.1 | 107 | 80+ | 3000 | 258.602
| DM1128238 | Decor LED1x2350 H268 T830 DPRZ LT80 LO3 DALI 1LIN L | DALI-dimmable, I, IP40, IK05, UGR≤19, matt micro-prismatic polycarbonate diffuser, light grey aluminium body, for in-line connection, first/end luminaire, basic version | 988 | 59 | 69 |  | 50000/L80B10 | 3 | 2230 | 22.2 | 100 | 80+ | 3000 | 258.602
| DM1128239 | Decor LED1x1450 H270 T830 DPRZ LT80 LO1 DALI 1LIN L | DALI-dimmable, I, IP40, IK05, UGR≤16, matt micro-prismatic polycarbonate diffuser, light grey aluminium body, for in-line connection, first/end luminaire, basic version | 1128 | 59 | 69 |  | 50000/L80B10 | 3 | 1359 | 12.1 | 112 | 80+ | 3000 | 261.999
| DM1128240 | Decor LED1x1950 H271 T830 DPRZ LT80 LO2 DALI 1LIN L | DALI-dimmable, I, IP40, IK05, UGR≤19, matt micro-prismatic polycarbonate diffuser, light grey aluminium body, for in-line connection, first/end luminaire, basic version | 1128 | 59 | 69 |  | 50000/L80B10 | 3 | 1854 | 17.3 | 107 | 80+ | 3000 | 261.999
| DM1128241 | Decor LED1x2700 H272 T830 DPRZ LT80 LO3 DALI 1LIN L | DALI-dimmable, I, IP40, IK05, UGR≤19, matt micro-prismatic polycarbonate diffuser, light grey aluminium body, for in-line connection, first/end luminaire, basic version | 1128 | 59 | 69 |  | 50000/L80B10 | 3 | 2548 | 25.4 | 100 | 80+ | 3000 | 261.999
| DM1128242 | Decor LED1x4050 H273 T830 DPRZ LT80 LO4 DALI 1LIN L | DALI-dimmable, I, IP40, IK05, UGR≤19, matt micro-prismatic polycarbonate diffuser, light grey aluminium body, for in-line connection, first/end luminaire, basic version | 1128 | 59 | 69 |  | 50000/L80B10 | 3 | 3822 | 38.2 | 100 | 80+ | 3000 | 274.942
| DM1128243 | Decor LED1x1650 H274 T830 DPRZ LT80 LO1 DALI 1LIN L | DALI-dimmable, I, IP40, IK05, UGR≤16, matt micro-prismatic polycarbonate diffuser, light grey aluminium body, for in-line connection, first/end luminaire, basic version | 1268 | 59 | 69 |  | 50000/L80B10 | 3 | 1529 | 13.7 | 112 | 80+ | 3000 | 289.003
| DM1128244 | Decor LED1x2200 H275 T830 DPRZ LT80 LO2 DALI 1LIN L | DALI-dimmable, I, IP40, IK05, UGR≤19, matt micro-prismatic polycarbonate diffuser, light grey aluminium body, for in-line connection, first/end luminaire, basic version | 1268 | 59 | 69 |  | 50000/L80B10 | 3 | 2085 | 19.5 | 107 | 80+ | 3000 | 289.003
| DM1128245 | Decor LED1x3000 H276 T830 DPRZ LT80 LO3 DALI 1LIN L | DALI-dimmable, I, IP40, IK05, UGR≤19, matt micro-prismatic polycarbonate diffuser, light grey aluminium body, for in-line connection, first/end luminaire, basic version | 1268 | 59 | 69 |  | 50000/L80B10 | 3 | 2867 | 28.6 | 100 | 80+ | 3000 | 289.003
| DM1128246 | Decor LED1x1800 H278 T830 DPRZ LT80 LO1 DALI 1LIN L | DALI-dimmable, I, IP40, IK05, UGR≤16, matt micro-prismatic polycarbonate diffuser, light grey aluminium body, for in-line connection, first/end luminaire, basic version | 1408 | 59 | 69 |  | 50000/L80B10 | 3 | 1700 | 15.2 | 112 | 80+ | 3000 | 302.849
| DM1128247 | Decor LED1x2450 H279 T830 DPRZ LT80 LO2 DALI 1LIN L | DALI-dimmable, I, IP40, IK05, UGR≤19, matt micro-prismatic polycarbonate diffuser, light grey aluminium body, for in-line connection, first/end luminaire, basic version | 1408 | 59 | 69 |  | 50000/L80B10 | 3 | 2316 | 21.7 | 107 | 80+ | 3000 | 302.849
| DM1128248 | Decor LED1x3350 H280 T830 DPRZ LT80 LO3 DALI 1LIN L | DALI-dimmable, I, IP40, IK05, UGR≤19, matt micro-prismatic polycarbonate diffuser, light grey aluminium body, for in-line connection, first/end luminaire, basic version | 1408 | 59 | 69 |  | 50000/L80B10 | 3 | 3184 | 31.8 | 100 | 80+ | 3000 | 307.192
| DM1128249 | Decor LED1x5050 H281 T830 DPRZ LT80 LO4 DALI 1LIN L | DALI-dimmable, I, IP40, IK05, UGR≤19, matt micro-prismatic polycarbonate diffuser, light grey aluminium body, for in-line connection, first/end luminaire, basic version | 1408 | 59 | 69 |  | 50000/L80B10 | 3 | 4777 | 47.8 | 100 | 80+ | 3000 | 313.298
| DM1128250 | Decor LED1x2150 H282 T830 DPRZ LT80 LO1 DALI 1LIN L | DALI-dimmable, I, IP40, IK05, UGR≤16, matt micro-prismatic polycarbonate diffuser, light grey aluminium body, for in-line connection, first/end luminaire, basic version | 1688 | 59 | 69 |  | 50000/L80B10 | 3 | 2040 | 18.2 | 112 | 80+ | 3000 | 340.947
| DM1128251 | Decor LED1x2950 H283 T830 DPRZ LT80 LO2 DALI 1LIN L | DALI-dimmable, I, IP40, IK05, UGR≤19, matt micro-prismatic polycarbonate diffuser, light grey aluminium body, for in-line connection, first/end luminaire, basic version | 1688 | 59 | 69 |  | 50000/L80B10 | 3 | 2780 | 26.1 | 107 | 80+ | 3000 | 340.947
| DM1128252 | Decor LED1x4050 H284 T830 DPRZ LT80 LO3 DALI 1LIN L | DALI-dimmable, I, IP40, IK05, UGR≤19, matt micro-prismatic polycarbonate diffuser, light grey aluminium body, for in-line connection, first/end luminaire, basic version | 1688 | 59 | 69 |  | 50000/L80B10 | 3 | 3821 | 38.2 | 100 | 80+ | 3000 | 345.29
| DM1128253 | Decor LED1x6050 H285 T830 DPRZ LT80 LO4 DALI 1LIN L | DALI-dimmable, I, IP40, IK05, UGR≤19, matt micro-prismatic polycarbonate diffuser, light grey aluminium body, for in-line connection, first/end luminaire, basic version | 1688 | 59 | 69 |  | 50000/L80B10 | 3 | 5732 | 57.3 | 100 | 80+ | 3000 | 357.33
| DM1128254 | Decor LED1x2500 H286 T830 DPRZ LT80 LO1 DALI 1LIN L | DALI-dimmable, I, IP40, IK05, UGR≤16, matt micro-prismatic polycarbonate diffuser, light grey aluminium body, for in-line connection, first/end luminaire, basic version | 1968 | 59 | 69 |  | 50000/L80B10 | 3 | 2380 | 21.2 | 112 | 80+ | 3000 | 356.642
| DM1128255 | Decor LED1x3400 H287 T830 DPRZ LT80 LO2 DALI 1LIN L | DALI-dimmable, I, IP40, IK05, UGR≤19, matt micro-prismatic polycarbonate diffuser, light grey aluminium body, for in-line connection, first/end luminaire, basic version | 1968 | 59 | 69 |  | 50000/L80B10 | 3 | 3243 | 30.3 | 107 | 80+ | 3000 | 356.642
| DM1128256 | Decor LED1x4700 H288 T830 DPRZ LT80 LO3 DALI 1LIN L | DALI-dimmable, I, IP40, IK05, UGR≤19, matt micro-prismatic polycarbonate diffuser, light grey aluminium body, for in-line connection, first/end luminaire, basic version | 1968 | 59 | 69 |  | 50000/L80B10 | 3 | 4458 | 44.6 | 100 | 80+ | 3000 | 360.942
| DM1128257 | Decor LED1x6050 H289 T830 DPRZ LT80 LO4 DALI 1LIN L | DALI-dimmable, I, IP40, IK05, UGR≤19, matt micro-prismatic polycarbonate diffuser, light grey aluminium body, for in-line connection, first/end luminaire, basic version | 2108 | 59 | 69 |  | 50000/L80B10 | 3 | 5732 | 57.3 | 100 | 80+ | 3000 | 411.123
| DM1128258 | Decor LED1x2850 H290 T830 DPRZ LT80 LO1 DALI 1LIN L | DALI-dimmable, I, IP40, IK05, UGR≤16, matt micro-prismatic polycarbonate diffuser, light grey aluminium body, for in-line connection, first/end luminaire, basic version | 2248 | 59 | 69 |  | 50000/L80B10 | 3 | 2720 | 24.3 | 112 | 80+ | 3000 | 409.532
| DM1128259 | Decor LED1x3900 H291 T830 DPRZ LT80 LO2 DALI 1LIN L | DALI-dimmable, I, IP40, IK05, UGR≤19, matt micro-prismatic polycarbonate diffuser, light grey aluminium body, for in-line connection, first/end luminaire, basic version | 2248 | 59 | 69 |  | 50000/L80B10 | 3 | 3707 | 34.7 | 107 | 80+ | 3000 | 409.532
| DM1128260 | Decor LED1x5350 H292 T830 DPRZ LT80 LO3 DALI 1LIN L | DALI-dimmable, I, IP40, IK05, UGR≤19, matt micro-prismatic polycarbonate diffuser, light grey aluminium body, for in-line connection, first/end luminaire, basic version | 2248 | 59 | 69 |  | 50000/L80B10 | 3 | 5095 | 50.9 | 100 | 80+ | 3000 | 413.875
| DM1128261 | Decor LED1x3250 H294 T830 DPRZ LT80 LO1 DALI 1LIN L | DALI-dimmable, I, IP40, IK05, UGR≤16, matt micro-prismatic polycarbonate diffuser, light grey aluminium body, for in-line connection, first/end luminaire, basic version | 2528 | 59 | 69 |  | 50000/L80B10 | 3 | 3060 | 27.3 | 112 | 80+ | 3000 | 486.674
| DM1128262 | Decor LED1x4400 H295 T830 DPRZ LT80 LO2 DALI 1LIN L | DALI-dimmable, I, IP40, IK05, UGR≤19, matt micro-prismatic polycarbonate diffuser, light grey aluminium body, for in-line connection, first/end luminaire, basic version | 2528 | 59 | 69 |  | 50000/L80B10 | 3 | 4170 | 39 | 107 | 80+ | 3000 | 486.674
| DM1128263 | Decor LED1x6050 H296 T830 DPRZ LT80 LO3 DALI 1LIN L | DALI-dimmable, I, IP40, IK05, UGR≤19, matt micro-prismatic polycarbonate diffuser, light grey aluminium body, for in-line connection, first/end luminaire, basic version | 2528 | 59 | 69 |  | 50000/L80B10 | 3 | 5732 | 57.3 | 100 | 80+ | 3000 | 491.705
| DM1128264 | Decor LED1x3750 H298 T830 DPRZ LT80 LO1 DALI 1LIN L | DALI-dimmable, I, IP40, IK05, UGR≤16, matt micro-prismatic polycarbonate diffuser, light grey aluminium body, for in-line connection, first/end luminaire, basic version | 2948 | 59 | 69 |  | 50000/L80B10 | 3 | 3570 | 31.9 | 112 | 80+ | 3000 | 496.263
| DM1128265 | Decor LED1x5100 H299 T830 DPRZ LT80 LO2 DALI 1LIN L | DALI-dimmable, I, IP40, IK05, UGR≤19, matt micro-prismatic polycarbonate diffuser, light grey aluminium body, for in-line connection, first/end luminaire, basic version | 2948 | 59 | 69 |  | 50000/L80B10 | 3 | 4865 | 45.5 | 107 | 80+ | 3000 | 496.263
| DM1128266 | Decor LED1x7050 H300 T830 DPRZ LT80 LO3 DALI 1LIN L | DALI-dimmable, I, IP40, IK05, UGR≤19, matt micro-prismatic polycarbonate diffuser, light grey aluminium body, for in-line connection, first/end luminaire, basic version | 2948 | 59 | 69 |  | 50000/L80B10 | 3 | 6688 | 66.9 | 100 | 80+ | 3000 | 501.208
| DM1128267 | Decor LED1x750 H254 T840 DPRZ LT80 LO1 DALI 1LIN L | DALI-dimmable, I, IP40, IK05, UGR≤16, matt micro-prismatic polycarbonate diffuser, light grey aluminium body, for in-line connection, first/end luminaire, basic version | 568 | 59 | 69 |  | 50000/L80B10 | 3 | 712 | 6.1 | 117 | 80+ | 4000 | 197.069
| DM1128268 | Decor LED1x1000 H255 T840 DPRZ LT80 LO2 DALI 1LIN L | DALI-dimmable, I, IP40, IK05, UGR≤19, matt micro-prismatic polycarbonate diffuser, light grey aluminium body, for in-line connection, first/end luminaire, basic version | 568 | 59 | 69 |  | 50000/L80B10 | 3 | 970 | 8.7 | 111 | 80+ | 4000 | 197.069
| DM1128269 | Decor LED1x1350 H256 T840 DPRZ LT80 LO3 DALI 1LIN L | DALI-dimmable, I, IP40, IK05, UGR≤19, matt micro-prismatic polycarbonate diffuser, light grey aluminium body, for in-line connection, first/end luminaire, basic version | 568 | 59 | 69 |  | 50000/L80B10 | 3 | 1334 | 12.7 | 105 | 80+ | 4000 | 197.069
| DM1128270 | Decor LED1x2050 H257 T840 DPRZ LT80 LO4 DALI 1LIN L | DALI-dimmable, I, IP40, IK05, UGR≤19, matt micro-prismatic polycarbonate diffuser, light grey aluminium body, for in-line connection, first/end luminaire, basic version | 568 | 59 | 69 |  | 50000/L80B10 | 3 | 2001 | 19.1 | 105 | 80+ | 4000 | 198.66
| DM1128271 | Decor LED1x900 H258 T840 DPRZ LT80 LO1 DALI 1LIN L | DALI-dimmable, I, IP40, IK05, UGR≤16, matt micro-prismatic polycarbonate diffuser, light grey aluminium body, for in-line connection, first/end luminaire, basic version | 708 | 59 | 69 |  | 50000/L80B10 | 3 | 890 | 7.6 | 117 | 80+ | 4000 | 220.461
| DM1128272 | Decor LED1x1250 H259 T840 DPRZ LT80 LO2 DALI 1LIN L | DALI-dimmable, I, IP40, IK05, UGR≤19, matt micro-prismatic polycarbonate diffuser, light grey aluminium body, for in-line connection, first/end luminaire, basic version | 708 | 59 | 69 |  | 50000/L80B10 | 3 | 1213 | 10.8 | 112 | 80+ | 4000 | 220.461
| DM1128273 | Decor LED1x1700 H260 T840 DPRZ LT80 LO3 DALI 1LIN L | DALI-dimmable, I, IP40, IK05, UGR≤19, matt micro-prismatic polycarbonate diffuser, light grey aluminium body, for in-line connection, first/end luminaire, basic version | 708 | 59 | 69 |  | 50000/L80B10 | 3 | 1667 | 15.9 | 105 | 80+ | 4000 | 220.461
| DM1128274 | Decor LED1x2550 H261 T840 DPRZ LT80 LO4 DALI 1LIN L | DALI-dimmable, I, IP40, IK05, UGR≤19, matt micro-prismatic polycarbonate diffuser, light grey aluminium body, for in-line connection, first/end luminaire, basic version | 708 | 59 | 69 |  | 50000/L80B10 | 3 | 2501 | 23.9 | 105 | 80+ | 4000 | 223.858
| DM1128275 | Decor LED1x1100 H262 T840 DPRZ LT80 LO1 DALI 1LIN L | DALI-dimmable, I, IP40, IK05, UGR≤16, matt micro-prismatic polycarbonate diffuser, light grey aluminium body, for in-line connection, first/end luminaire, basic version | 848 | 59 | 69 |  | 50000/L80B10 | 3 | 1068 | 9.1 | 117 | 80+ | 4000 | 241.101
| DM1128276 | Decor LED1x1500 H263 T840 DPRZ LT80 LO2 DALI 1LIN L | DALI-dimmable, I, IP40, IK05, UGR≤19, matt micro-prismatic polycarbonate diffuser, light grey aluminium body, for in-line connection, first/end luminaire, basic version | 848 | 59 | 69 |  | 50000/L80B10 | 3 | 1455 | 13 | 112 | 80+ | 4000 | 241.101
| DM1128277 | Decor LED1x2050 H264 T840 DPRZ LT80 LO3 DALI 1LIN L | DALI-dimmable, I, IP40, IK05, UGR≤19, matt micro-prismatic polycarbonate diffuser, light grey aluminium body, for in-line connection, first/end luminaire, basic version | 848 | 59 | 69 |  | 50000/L80B10 | 3 | 2001 | 19.1 | 105 | 80+ | 4000 | 241.101
| DM1128278 | Decor LED1x3050 H265 T840 DPRZ LT80 LO4 DALI 1LIN L | DALI-dimmable, I, IP40, IK05, UGR≤19, matt micro-prismatic polycarbonate diffuser, light grey aluminium body, for in-line connection, first/end luminaire, basic version | 848 | 59 | 69 |  | 50000/L80B10 | 3 | 3001 | 28.7 | 105 | 80+ | 4000 | 244.713
| DM1128279 | Decor LED1x1250 H266 T840 DPRZ LT80 LO1 DALI 1LIN L | DALI-dimmable, I, IP40, IK05, UGR≤16, matt micro-prismatic polycarbonate diffuser, light grey aluminium body, for in-line connection, first/end luminaire, basic version | 988 | 59 | 69 |  | 50000/L80B10 | 3 | 1246 | 10.6 | 118 | 80+ | 4000 | 258.602
| DM1128280 | Decor LED1x1700 H267 T840 DPRZ LT80 LO2 DALI 1LIN L | DALI-dimmable, I, IP40, IK05, UGR≤19, matt micro-prismatic polycarbonate diffuser, light grey aluminium body, for in-line connection, first/end luminaire, basic version | 988 | 59 | 69 |  | 50000/L80B10 | 3 | 1698 | 15.1 | 112 | 80+ | 4000 | 258.602
| DM1128281 | Decor LED1x2350 H268 T840 DPRZ LT80 LO3 DALI 1LIN L | DALI-dimmable, I, IP40, IK05, UGR≤19, matt micro-prismatic polycarbonate diffuser, light grey aluminium body, for in-line connection, first/end luminaire, basic version | 988 | 59 | 69 |  | 50000/L80B10 | 3 | 2334 | 22.2 | 105 | 80+ | 4000 | 258.602
| DM1128282 | Decor LED1x1450 H270 T840 DPRZ LT80 LO1 DALI 1LIN L | DALI-dimmable, I, IP40, IK05, UGR≤16, matt micro-prismatic polycarbonate diffuser, light grey aluminium body, for in-line connection, first/end luminaire, basic version | 1128 | 59 | 69 |  | 50000/L80B10 | 3 | 1424 | 12.1 | 118 | 80+ | 4000 | 261.999
| DM1128283 | Decor LED1x1950 H271 T840 DPRZ LT80 LO2 DALI 1LIN L | DALI-dimmable, I, IP40, IK05, UGR≤19, matt micro-prismatic polycarbonate diffuser, light grey aluminium body, for in-line connection, first/end luminaire, basic version | 1128 | 59 | 69 |  | 50000/L80B10 | 3 | 1940 | 17.3 | 112 | 80+ | 4000 | 261.999
| DM1128284 | Decor LED1x2700 H272 T840 DPRZ LT80 LO3 DALI 1LIN L | DALI-dimmable, I, IP40, IK05, UGR≤19, matt micro-prismatic polycarbonate diffuser, light grey aluminium body, for in-line connection, first/end luminaire, basic version | 1128 | 59 | 69 |  | 50000/L80B10 | 3 | 2667 | 25.4 | 105 | 80+ | 4000 | 261.999
| DM1128285 | Decor LED1x4050 H273 T840 DPRZ LT80 LO4 DALI 1LIN L | DALI-dimmable, I, IP40, IK05, UGR≤19, matt micro-prismatic polycarbonate diffuser, light grey aluminium body, for in-line connection, first/end luminaire, basic version | 1128 | 59 | 69 |  | 50000/L80B10 | 3 | 4001 | 38.2 | 105 | 80+ | 4000 | 274.942
| DM1128286 | Decor LED1x1650 H274 T840 DPRZ LT80 LO1 DALI 1LIN L | DALI-dimmable, I, IP40, IK05, UGR≤16, matt micro-prismatic polycarbonate diffuser, light grey aluminium body, for in-line connection, first/end luminaire, basic version | 1268 | 59 | 69 |  | 50000/L80B10 | 3 | 1602 | 13.7 | 117 | 80+ | 4000 | 289.003
| DM1128287 | Decor LED1x2200 H275 T840 DPRZ LT80 LO2 DALI 1LIN L | DALI-dimmable, I, IP40, IK05, UGR≤19, matt micro-prismatic polycarbonate diffuser, light grey aluminium body, for in-line connection, first/end luminaire, basic version | 1268 | 59 | 69 |  | 50000/L80B10 | 3 | 2183 | 19.5 | 112 | 80+ | 4000 | 289.003
| DM1128288 | Decor LED1x3000 H276 T840 DPRZ LT80 LO3 DALI 1LIN L | DALI-dimmable, I, IP40, IK05, UGR≤19, matt micro-prismatic polycarbonate diffuser, light grey aluminium body, for in-line connection, first/end luminaire, basic version | 1268 | 59 | 69 |  | 50000/L80B10 | 3 | 3000 | 28.6 | 105 | 80+ | 4000 | 289.003
| DM1128289 | Decor LED1x1800 H278 T840 DPRZ LT80 LO1 DALI 1LIN L | DALI-dimmable, I, IP40, IK05, UGR≤16, matt micro-prismatic polycarbonate diffuser, light grey aluminium body, for in-line connection, first/end luminaire, basic version | 1408 | 59 | 69 |  | 50000/L80B10 | 3 | 1780 | 15.2 | 117 | 80+ | 4000 | 302.849
| DM1128290 | Decor LED1x2450 H279 T840 DPRZ LT80 LO2 DALI 1LIN L | DALI-dimmable, I, IP40, IK05, UGR≤19, matt micro-prismatic polycarbonate diffuser, light grey aluminium body, for in-line connection, first/end luminaire, basic version | 1408 | 59 | 69 |  | 50000/L80B10 | 3 | 2426 | 21.6 | 112 | 80+ | 4000 | 302.849
| DM1128291 | Decor LED1x3350 H280 T840 DPRZ LT80 LO3 DALI 1LIN L | DALI-dimmable, I, IP40, IK05, UGR≤19, matt micro-prismatic polycarbonate diffuser, light grey aluminium body, for in-line connection, first/end luminaire, basic version | 1408 | 59 | 69 |  | 50000/L80B10 | 3 | 3334 | 31.7 | 105 | 80+ | 4000 | 307.192
| DM1128292 | Decor LED1x5050 H281 T840 DPRZ LT80 LO4 DALI 1LIN L | DALI-dimmable, I, IP40, IK05, UGR≤19, matt micro-prismatic polycarbonate diffuser, light grey aluminium body, for in-line connection, first/end luminaire, basic version | 1408 | 59 | 69 |  | 50000/L80B10 | 3 | 5002 | 47.8 | 105 | 80+ | 4000 | 313.298
| DM1128293 | Decor LED1x2150 H282 T840 DPRZ LT80 LO1 DALI 1LIN L | DALI-dimmable, I, IP40, IK05, UGR≤16, matt micro-prismatic polycarbonate diffuser, light grey aluminium body, for in-line connection, first/end luminaire, basic version | 1688 | 59 | 69 |  | 50000/L80B10 | 3 | 2136 | 18.2 | 117 | 80+ | 4000 | 340.947
| DM1128294 | Decor LED1x2950 H283 T840 DPRZ LT80 LO2 DALI 1LIN L | DALI-dimmable, I, IP40, IK05, UGR≤19, matt micro-prismatic polycarbonate diffuser, light grey aluminium body, for in-line connection, first/end luminaire, basic version | 1688 | 59 | 69 |  | 50000/L80B10 | 3 | 2911 | 26.1 | 112 | 80+ | 4000 | 340.947
| DM1128295 | Decor LED1x4050 H284 T840 DPRZ LT80 LO3 DALI 1LIN L | DALI-dimmable, I, IP40, IK05, UGR≤19, matt micro-prismatic polycarbonate diffuser, light grey aluminium body, for in-line connection, first/end luminaire, basic version | 1688 | 59 | 69 |  | 50000/L80B10 | 3 | 4001 | 38.2 | 105 | 80+ | 4000 | 345.29
| DM1128296 | Decor LED1x6050 H285 T840 DPRZ LT80 LO4 DALI 1LIN L | DALI-dimmable, I, IP40, IK05, UGR≤19, matt micro-prismatic polycarbonate diffuser, light grey aluminium body, for in-line connection, first/end luminaire, basic version | 1688 | 59 | 69 |  | 50000/L80B10 | 3 | 6001 | 57.3 | 105 | 80+ | 4000 | 357.33
| DM1128297 | Decor LED1x2500 H286 T840 DPRZ LT80 LO1 DALI 1LIN L | DALI-dimmable, I, IP40, IK05, UGR≤16, matt micro-prismatic polycarbonate diffuser, light grey aluminium body, for in-line connection, first/end luminaire, basic version | 1968 | 59 | 69 |  | 50000/L80B10 | 3 | 2492 | 21.2 | 118 | 80+ | 4000 | 356.642
| DM1128298 | Decor LED1x3400 H287 T840 DPRZ LT80 LO2 DALI 1LIN L | DALI-dimmable, I, IP40, IK05, UGR≤19, matt micro-prismatic polycarbonate diffuser, light grey aluminium body, for in-line connection, first/end luminaire, basic version | 1968 | 59 | 69 |  | 50000/L80B10 | 3 | 3396 | 30.3 | 112 | 80+ | 4000 | 356.642
| DM1128299 | Decor LED1x4700 H288 T840 DPRZ LT80 LO3 DALI 1LIN L | DALI-dimmable, I, IP40, IK05, UGR≤19, matt micro-prismatic polycarbonate diffuser, light grey aluminium body, for in-line connection, first/end luminaire, basic version | 1968 | 59 | 69 |  | 50000/L80B10 | 3 | 4668 | 44.6 | 105 | 80+ | 4000 | 360.942
| DM1128300 | Decor LED1x6050 H289 T840 DPRZ LT80 LO4 DALI 1LIN L | DALI-dimmable, I, IP40, IK05, UGR≤19, matt micro-prismatic polycarbonate diffuser, light grey aluminium body, for in-line connection, first/end luminaire, basic version | 2108 | 59 | 69 |  | 50000/L80B10 | 3 | 6001 | 57.3 | 105 | 80+ | 4000 | 411.123
| DM1128301 | Decor LED1x2850 H290 T840 DPRZ LT80 LO1 DALI 1LIN L | DALI-dimmable, I, IP40, IK05, UGR≤16, matt micro-prismatic polycarbonate diffuser, light grey aluminium body, for in-line connection, first/end luminaire, basic version | 2248 | 59 | 69 |  | 50000/L80B10 | 3 | 2848 | 24.3 | 117 | 80+ | 4000 | 409.532
| DM1128302 | Decor LED1x3900 H291 T840 DPRZ LT80 LO2 DALI 1LIN L | DALI-dimmable, I, IP40, IK05, UGR≤19, matt micro-prismatic polycarbonate diffuser, light grey aluminium body, for in-line connection, first/end luminaire, basic version | 2248 | 59 | 69 |  | 50000/L80B10 | 3 | 3881 | 34.7 | 112 | 80+ | 4000 | 409.532
| DM1128303 | Decor LED1x5350 H292 T840 DPRZ LT80 LO3 DALI 1LIN L | DALI-dimmable, I, IP40, IK05, UGR≤19, matt micro-prismatic polycarbonate diffuser, light grey aluminium body, for in-line connection, first/end luminaire, basic version | 2248 | 59 | 69 |  | 50000/L80B10 | 3 | 5335 | 50.9 | 105 | 80+ | 4000 | 413.875
| DM1128304 | Decor LED1x3250 H294 T840 DPRZ LT80 LO1 DALI 1LIN L | DALI-dimmable, I, IP40, IK05, UGR≤16, matt micro-prismatic polycarbonate diffuser, light grey aluminium body, for in-line connection, first/end luminaire, basic version | 2528 | 59 | 69 |  | 50000/L80B10 | 3 | 3204 | 27.3 | 117 | 80+ | 4000 | 486.674
| DM1128305 | Decor LED1x4400 H295 T840 DPRZ LT80 LO2 DALI 1LIN L | DALI-dimmable, I, IP40, IK05, UGR≤19, matt micro-prismatic polycarbonate diffuser, light grey aluminium body, for in-line connection, first/end luminaire, basic version | 2528 | 59 | 69 |  | 50000/L80B10 | 3 | 4366 | 39 | 112 | 80+ | 4000 | 486.674
| DM1128306 | Decor LED1x6050 H296 T840 DPRZ LT80 LO3 DALI 1LIN L | DALI-dimmable, I, IP40, IK05, UGR≤19, matt micro-prismatic polycarbonate diffuser, light grey aluminium body, for in-line connection, first/end luminaire, basic version | 2528 | 59 | 69 |  | 50000/L80B10 | 3 | 6001 | 57.3 | 105 | 80+ | 4000 | 491.705
| DM1128307 | Decor LED1x3750 H298 T840 DPRZ LT80 LO1 DALI 1LIN L | DALI-dimmable, I, IP40, IK05, UGR≤16, matt micro-prismatic polycarbonate diffuser, light grey aluminium body, for in-line connection, first/end luminaire, basic version | 2948 | 59 | 69 |  | 50000/L80B10 | 3 | 3738 | 31.9 | 117 | 80+ | 4000 | 496.263
| DM1128308 | Decor LED1x5100 H299 T840 DPRZ LT80 LO2 DALI 1LIN L | DALI-dimmable, I, IP40, IK05, UGR≤19, matt micro-prismatic polycarbonate diffuser, light grey aluminium body, for in-line connection, first/end luminaire, basic version | 2948 | 59 | 69 |  | 50000/L80B10 | 3 | 5093 | 45.5 | 112 | 80+ | 4000 | 496.263
| DM1128309 | Decor LED1x7050 H300 T840 DPRZ LT80 LO3 DALI 1LIN L | DALI-dimmable, I, IP40, IK05, UGR≤19, matt micro-prismatic polycarbonate diffuser, light grey aluminium body, for in-line connection, first/end luminaire, basic version | 2948 | 59 | 69 |  | 50000/L80B10 | 3 | 7001 | 66.9 | 105 | 80+ | 4000 | 501.208
| DM1128310 | Decor LED1x800 H254 T830 OP LO1 DALI 1LIN LL | DALI-dimmable, I, IP40, IK05, opal polycarbonate diffuser, light grey aluminium body, for in-line connection, basic version | 563 | 59 | 69 |  | 50000/L80B10 | 3 | 728 | 6.1 | 119 | 80+ | 3000 | 189.157
| DM1128311 | Decor LED1x1050 H255 T830 OP LO2 DALI 1LIN LL | DALI-dimmable, I, IP40, IK05, opal polycarbonate diffuser, light grey aluminium body, for in-line connection, basic version | 563 | 59 | 69 |  | 50000/L80B10 | 3 | 993 | 8.7 | 114 | 80+ | 3000 | 189.157
| DM1128312 | Decor LED1x1450 H256 T830 OP LO3 DALI 1LIN LL | DALI-dimmable, I, IP40, IK05, opal polycarbonate diffuser, light grey aluminium body, for in-line connection, basic version | 563 | 59 | 69 |  | 50000/L80B10 | 3 | 1365 | 12.7 | 107 | 80+ | 3000 | 189.157
| DM1128313 | Decor LED1x2150 H257 T830 OP LO4 DALI 1LIN LL | DALI-dimmable, I, IP40, IK05, opal polycarbonate diffuser, light grey aluminium body, for in-line connection, basic version | 563 | 59 | 69 |  | 50000/L80B10 | 3 | 2048 | 19.1 | 107 | 80+ | 3000 | 191.823
| DM1128314 | Decor LED1x1000 H258 T830 OP LO1 DALI 1LIN LL | DALI-dimmable, I, IP40, IK05, opal polycarbonate diffuser, light grey aluminium body, for in-line connection, basic version | 703 | 59 | 69 |  | 50000/L80B10 | 3 | 910 | 7.6 | 120 | 80+ | 3000 | 212.463
| DM1128315 | Decor LED1x1300 H259 T830 OP LO2 DALI 1LIN LL | DALI-dimmable, I, IP40, IK05, opal polycarbonate diffuser, light grey aluminium body, for in-line connection, basic version | 703 | 59 | 69 |  | 50000/L80B10 | 3 | 1241 | 10.8 | 115 | 80+ | 3000 | 212.463
| DM1128316 | Decor LED1x1800 H260 T830 OP LO3 DALI 1LIN LL | DALI-dimmable, I, IP40, IK05, opal polycarbonate diffuser, light grey aluminium body, for in-line connection, basic version | 703 | 59 | 69 |  | 50000/L80B10 | 3 | 1706 | 15.9 | 107 | 80+ | 3000 | 212.463
| DM1128317 | Decor LED1x2700 H261 T830 OP LO4 DALI 1LIN LL | DALI-dimmable, I, IP40, IK05, opal polycarbonate diffuser, light grey aluminium body, for in-line connection, basic version | 703 | 59 | 69 |  | 50000/L80B10 | 3 | 2559 | 23.9 | 107 | 80+ | 3000 | 216.118
| DM1128318 | Decor LED1x1150 H262 T830 OP LO1 DALI 1LIN LL | DALI-dimmable, I, IP40, IK05, opal polycarbonate diffuser, light grey aluminium body, for in-line connection, basic version | 843 | 59 | 69 |  | 50000/L80B10 | 3 | 1145 | 9.1 | 126 | 80+ | 3000 | 231.555
| DM1128319 | Decor LED1x1600 H263 T830 OP LO2 DALI 1LIN LL | DALI-dimmable, I, IP40, IK05, opal polycarbonate diffuser, light grey aluminium body, for in-line connection, basic version | 843 | 59 | 69 |  | 50000/L80B10 | 3 | 1559 | 13 | 120 | 80+ | 3000 | 231.555
| DM1128320 | Decor LED1x2150 H264 T830 OP LO3 DALI 1LIN LL | DALI-dimmable, I, IP40, IK05, opal polycarbonate diffuser, light grey aluminium body, for in-line connection, basic version | 843 | 59 | 69 |  | 50000/L80B10 | 3 | 2144 | 19.1 | 112 | 80+ | 3000 | 232.458
| DM1128321 | Decor LED1x3250 H265 T830 OP LO4 DALI 1LIN LL | DALI-dimmable, I, IP40, IK05, opal polycarbonate diffuser, light grey aluminium body, for in-line connection, basic version | 843 | 59 | 69 |  | 50000/L80B10 | 3 | 3215 | 28.7 | 112 | 80+ | 3000 | 236.07
| DM1128322 | Decor LED1x1350 H266 T830 OP LO1 DALI 1LIN LL | DALI-dimmable, I, IP40, IK05, opal polycarbonate diffuser, light grey aluminium body, for in-line connection, basic version | 983 | 59 | 69 |  | 50000/L80B10 | 3 | 1274 | 10.6 | 120 | 80+ | 3000 | 248.153
| DM1128323 | Decor LED1x1850 H267 T830 OP LO2 DALI 1LIN LL | DALI-dimmable, I, IP40, IK05, opal polycarbonate diffuser, light grey aluminium body, for in-line connection, basic version | 983 | 59 | 69 |  | 50000/L80B10 | 3 | 1738 | 15.1 | 115 | 80+ | 3000 | 248.153
| DM1128324 | Decor LED1x2500 H268 T830 OP LO3 DALI 1LIN LL | DALI-dimmable, I, IP40, IK05, opal polycarbonate diffuser, light grey aluminium body, for in-line connection, basic version | 983 | 59 | 69 |  | 50000/L80B10 | 3 | 2389 | 22.2 | 108 | 80+ | 3000 | 249.056
| DM1128325 | Decor LED1x1550 H270 T830 OP LO1 DALI 1LIN LL | DALI-dimmable, I, IP40, IK05, opal polycarbonate diffuser, light grey aluminium body, for in-line connection, basic version | 1123 | 59 | 69 |  | 50000/L80B10 | 3 | 1457 | 12.1 | 120 | 80+ | 3000 | 251.55
| DM1128326 | Decor LED1x2100 H271 T830 OP LO2 DALI 1LIN LL | DALI-dimmable, I, IP40, IK05, opal polycarbonate diffuser, light grey aluminium body, for in-line connection, basic version | 1123 | 59 | 69 |  | 50000/L80B10 | 3 | 1986 | 17.3 | 115 | 80+ | 3000 | 251.55
| DM1128327 | Decor LED1x2900 H272 T830 OP LO3 DALI 1LIN LL | DALI-dimmable, I, IP40, IK05, opal polycarbonate diffuser, light grey aluminium body, for in-line connection, basic version | 1123 | 59 | 69 |  | 50000/L80B10 | 3 | 2730 | 25.4 | 107 | 80+ | 3000 | 251.55
| DM1128328 | Decor LED1x4300 H273 T830 OP LO4 DALI 1LIN LL | DALI-dimmable, I, IP40, IK05, opal polycarbonate diffuser, light grey aluminium body, for in-line connection, basic version | 1123 | 59 | 69 |  | 50000/L80B10 | 3 | 4095 | 38.2 | 107 | 80+ | 3000 | 265.396
| DM1128329 | Decor LED1x1750 H274 T830 OP LO1 DALI 1LIN LL | DALI-dimmable, I, IP40, IK05, opal polycarbonate diffuser, light grey aluminium body, for in-line connection, basic version | 1263 | 59 | 69 |  | 50000/L80B10 | 3 | 1639 | 13.7 | 120 | 80+ | 3000 | 277.694
| DM1128330 | Decor LED1x2350 H275 T830 OP LO2 DALI 1LIN LL | DALI-dimmable, I, IP40, IK05, opal polycarbonate diffuser, light grey aluminium body, for in-line connection, basic version | 1263 | 59 | 69 |  | 50000/L80B10 | 3 | 2234 | 19.5 | 115 | 80+ | 3000 | 277.694
| DM1128331 | Decor LED1x3250 H276 T830 OP LO3 DALI 1LIN LL | DALI-dimmable, I, IP40, IK05, opal polycarbonate diffuser, light grey aluminium body, for in-line connection, basic version | 1263 | 59 | 69 |  | 50000/L80B10 | 3 | 3071 | 28.6 | 107 | 80+ | 3000 | 278.554
| DM1128332 | Decor LED1x1950 H278 T830 OP LO1 DALI 1LIN LL | DALI-dimmable, I, IP40, IK05, opal polycarbonate diffuser, light grey aluminium body, for in-line connection, basic version | 1403 | 59 | 69 |  | 50000/L80B10 | 3 | 1822 | 15.2 | 120 | 80+ | 3000 | 291.497
| DM1128333 | Decor LED1x2600 H279 T830 OP LO2 DALI 1LIN LL | DALI-dimmable, I, IP40, IK05, opal polycarbonate diffuser, light grey aluminium body, for in-line connection, basic version | 1403 | 59 | 69 |  | 50000/L80B10 | 3 | 2482 | 21.7 | 114 | 80+ | 3000 | 291.497
| DM1128334 | Decor LED1x3600 H280 T830 OP LO3 DALI 1LIN LL | DALI-dimmable, I, IP40, IK05, opal polycarbonate diffuser, light grey aluminium body, for in-line connection, basic version | 1403 | 59 | 69 |  | 50000/L80B10 | 3 | 3412 | 31.8 | 107 | 80+ | 3000 | 295.84
| DM1128335 | Decor LED1x5400 H281 T830 OP LO4 DALI 1LIN LL | DALI-dimmable, I, IP40, IK05, opal polycarbonate diffuser, light grey aluminium body, for in-line connection, basic version | 1403 | 59 | 69 |  | 50000/L80B10 | 3 | 5118 | 47.8 | 107 | 80+ | 3000 | 301.946
| DM1128336 | Decor LED1x2300 H282 T830 OP LO1 DALI 1LIN LL | DALI-dimmable, I, IP40, IK05, opal polycarbonate diffuser, light grey aluminium body, for in-line connection, basic version | 1683 | 59 | 69 |  | 50000/L80B10 | 3 | 2186 | 18.2 | 120 | 80+ | 3000 | 328.692
| DM1128337 | Decor LED1x3150 H283 T830 OP LO2 DALI 1LIN LL | DALI-dimmable, I, IP40, IK05, opal polycarbonate diffuser, light grey aluminium body, for in-line connection, basic version | 1683 | 59 | 69 |  | 50000/L80B10 | 3 | 2978 | 26.1 | 114 | 80+ | 3000 | 328.692
| DM1128338 | Decor LED1x4300 H284 T830 OP LO3 DALI 1LIN LL | DALI-dimmable, I, IP40, IK05, opal polycarbonate diffuser, light grey aluminium body, for in-line connection, basic version | 1683 | 59 | 69 |  | 50000/L80B10 | 3 | 4094 | 38.2 | 107 | 80+ | 3000 | 333.035
| DM1128339 | Decor LED1x6450 H285 T830 OP LO4 DALI 1LIN LL | DALI-dimmable, I, IP40, IK05, opal polycarbonate diffuser, light grey aluminium body, for in-line connection, basic version | 1683 | 59 | 69 |  | 50000/L80B10 | 3 | 6142 | 57.3 | 107 | 80+ | 3000 | 345.29
| DM1128340 | Decor LED1x2700 H286 T830 OP LO1 DALI 1LIN LL | DALI-dimmable, I, IP40, IK05, opal polycarbonate diffuser, light grey aluminium body, for in-line connection, basic version | 1963 | 59 | 69 |  | 50000/L80B10 | 3 | 2550 | 21.2 | 120 | 80+ | 3000 | 342.581
| DM1128341 | Decor LED1x3650 H287 T830 OP LO2 DALI 1LIN LL | DALI-dimmable, I, IP40, IK05, opal polycarbonate diffuser, light grey aluminium body, for in-line connection, basic version | 1963 | 59 | 69 |  | 50000/L80B10 | 3 | 3475 | 30.3 | 115 | 80+ | 3000 | 342.581
| DM1128342 | Decor LED1x5050 H288 T830 OP LO3 DALI 1LIN LL | DALI-dimmable, I, IP40, IK05, opal polycarbonate diffuser, light grey aluminium body, for in-line connection, basic version | 1963 | 59 | 69 |  | 50000/L80B10 | 3 | 4777 | 44.6 | 107 | 80+ | 3000 | 347.139
| DM1128343 | Decor LED1x6450 H289 T830 OP LO4 DALI 1LIN LL | DALI-dimmable, I, IP40, IK05, opal polycarbonate diffuser, light grey aluminium body, for in-line connection, basic version | 2103 | 59 | 69 |  | 50000/L80B10 | 3 | 6142 | 57.3 | 107 | 80+ | 3000 | 397.277
| DM1128344 | Decor LED1x3100 H290 T830 OP LO1 DALI 1LIN LL | DALI-dimmable, I, IP40, IK05, opal polycarbonate diffuser, light grey aluminium body, for in-line connection, basic version | 2243 | 59 | 69 |  | 50000/L80B10 | 3 | 2914 | 24.3 | 120 | 80+ | 3000 | 394.783
| DM1128345 | Decor LED1x4200 H291 T830 OP LO2 DALI 1LIN LL | DALI-dimmable, I, IP40, IK05, opal polycarbonate diffuser, light grey aluminium body, for in-line connection, basic version | 2243 | 59 | 69 |  | 50000/L80B10 | 3 | 3971 | 34.7 | 114 | 80+ | 3000 | 394.783
| DM1128346 | Decor LED1x5750 H292 T830 OP LO3 DALI 1LIN LL | DALI-dimmable, I, IP40, IK05, opal polycarbonate diffuser, light grey aluminium body, for in-line connection, basic version | 2243 | 59 | 69 |  | 50000/L80B10 | 3 | 5459 | 50.9 | 107 | 80+ | 3000 | 399.083
| DM1128347 | Decor LED1x3450 H294 T830 OP LO1 DALI 1LIN LL | DALI-dimmable, I, IP40, IK05, opal polycarbonate diffuser, light grey aluminium body, for in-line connection, basic version | 2523 | 59 | 69 |  | 50000/L80B10 | 3 | 3279 | 27.3 | 120 | 80+ | 3000 | 469.216
| DM1128348 | Decor LED1x4700 H295 T830 OP LO2 DALI 1LIN LL | DALI-dimmable, I, IP40, IK05, opal polycarbonate diffuser, light grey aluminium body, for in-line connection, basic version | 2523 | 59 | 69 |  | 50000/L80B10 | 3 | 4468 | 39 | 115 | 80+ | 3000 | 469.216
| DM1128349 | Decor LED1x6450 H296 T830 OP LO3 DALI 1LIN LL | DALI-dimmable, I, IP40, IK05, opal polycarbonate diffuser, light grey aluminium body, for in-line connection, basic version | 2523 | 59 | 69 |  | 50000/L80B10 | 3 | 6142 | 57.3 | 107 | 80+ | 3000 | 474.462
| DM1128350 | Decor LED1x4050 H298 T830 OP LO1 DALI 1LIN LL | DALI-dimmable, I, IP40, IK05, opal polycarbonate diffuser, light grey aluminium body, for in-line connection, basic version | 2943 | 59 | 69 |  | 50000/L80B10 | 3 | 3825 | 31.9 | 120 | 80+ | 3000 | 478.762
| DM1128351 | Decor LED1x5500 H299 T830 OP LO2 DALI 1LIN LL | DALI-dimmable, I, IP40, IK05, opal polycarbonate diffuser, light grey aluminium body, for in-line connection, basic version | 2943 | 59 | 69 |  | 50000/L80B10 | 3 | 5212 | 45.5 | 115 | 80+ | 3000 | 477.859
| DM1128352 | Decor LED1x7550 H300 T830 OP LO3 DALI 1LIN LL | DALI-dimmable, I, IP40, IK05, opal polycarbonate diffuser, light grey aluminium body, for in-line connection, basic version | 2943 | 59 | 69 |  | 50000/L80B10 | 3 | 7165 | 66.9 | 107 | 80+ | 3000 | 483.965
| DM1128353 | Decor LED1x800 H254 T840 OP LO1 DALI 1LIN LL | DALI-dimmable, I, IP40, IK05, opal polycarbonate diffuser, light grey aluminium body, for in-line connection, basic version | 563 | 59 | 69 |  | 50000/L80B10 | 3 | 763 | 6.1 | 125 | 80+ | 4000 | 189.157
| DM1128354 | Decor LED1x1050 H255 T840 OP LO2 DALI 1LIN LL | DALI-dimmable, I, IP40, IK05, opal polycarbonate diffuser, light grey aluminium body, for in-line connection, basic version | 563 | 59 | 69 |  | 50000/L80B10 | 3 | 1040 | 8.7 | 120 | 80+ | 4000 | 189.157
| DM1128355 | Decor LED1x1450 H256 T840 OP LO3 DALI 1LIN LL | DALI-dimmable, I, IP40, IK05, opal polycarbonate diffuser, light grey aluminium body, for in-line connection, basic version | 563 | 59 | 69 |  | 50000/L80B10 | 3 | 1429 | 12.7 | 113 | 80+ | 4000 | 189.157
| DM1128356 | Decor LED1x2150 H257 T840 OP LO4 DALI 1LIN LL | DALI-dimmable, I, IP40, IK05, opal polycarbonate diffuser, light grey aluminium body, for in-line connection, basic version | 563 | 59 | 69 |  | 50000/L80B10 | 3 | 2144 | 19.1 | 112 | 80+ | 4000 | 191.823
| DM1128357 | Decor LED1x1000 H258 T840 OP LO1 DALI 1LIN LL | DALI-dimmable, I, IP40, IK05, opal polycarbonate diffuser, light grey aluminium body, for in-line connection, basic version | 703 | 59 | 69 |  | 50000/L80B10 | 3 | 953 | 7.6 | 125 | 80+ | 4000 | 212.463
| DM1128358 | Decor LED1x1300 H259 T840 OP LO2 DALI 1LIN LL | DALI-dimmable, I, IP40, IK05, opal polycarbonate diffuser, light grey aluminium body, for in-line connection, basic version | 703 | 59 | 69 |  | 50000/L80B10 | 3 | 1299 | 10.8 | 120 | 80+ | 4000 | 212.463
| DM1128359 | Decor LED1x1800 H260 T840 OP LO3 DALI 1LIN LL | DALI-dimmable, I, IP40, IK05, opal polycarbonate diffuser, light grey aluminium body, for in-line connection, basic version | 703 | 59 | 69 |  | 50000/L80B10 | 3 | 1786 | 15.9 | 112 | 80+ | 4000 | 212.463
| DM1128360 | Decor LED1x2700 H261 T840 OP LO4 DALI 1LIN LL | DALI-dimmable, I, IP40, IK05, opal polycarbonate diffuser, light grey aluminium body, for in-line connection, basic version | 703 | 59 | 69 |  | 50000/L80B10 | 3 | 2679 | 23.9 | 112 | 80+ | 4000 | 216.118
| DM1128361 | Decor LED1x1150 H262 T840 OP LO1 DALI 1LIN LL | DALI-dimmable, I, IP40, IK05, opal polycarbonate diffuser, light grey aluminium body, for in-line connection, basic version | 843 | 59 | 69 |  | 50000/L80B10 | 3 | 1145 | 9.1 | 126 | 80+ | 4000 | 231.555
| DM1128362 | Decor LED1x1600 H263 T840 OP LO2 DALI 1LIN LL | DALI-dimmable, I, IP40, IK05, opal polycarbonate diffuser, light grey aluminium body, for in-line connection, basic version | 843 | 59 | 69 |  | 50000/L80B10 | 3 | 1559 | 13 | 120 | 80+ | 4000 | 231.555
| DM1128363 | Decor LED1x2150 H264 T840 OP LO3 DALI 1LIN LL | DALI-dimmable, I, IP40, IK05, opal polycarbonate diffuser, light grey aluminium body, for in-line connection, basic version | 843 | 59 | 69 |  | 50000/L80B10 | 3 | 2144 | 19.1 | 112 | 80+ | 4000 | 232.458
| DM1128364 | Decor LED1x3250 H265 T840 OP LO4 DALI 1LIN LL | DALI-dimmable, I, IP40, IK05, opal polycarbonate diffuser, light grey aluminium body, for in-line connection, basic version | 843 | 59 | 69 |  | 50000/L80B10 | 3 | 3215 | 28.7 | 112 | 80+ | 4000 | 236.07
| DM1128365 | Decor LED1x1350 H266 T840 OP LO1 DALI 1LIN LL | DALI-dimmable, I, IP40, IK05, opal polycarbonate diffuser, light grey aluminium body, for in-line connection, basic version | 983 | 59 | 69 |  | 50000/L80B10 | 3 | 1335 | 10.6 | 126 | 80+ | 4000 | 248.153
| DM1128366 | Decor LED1x1850 H267 T840 OP LO2 DALI 1LIN LL | DALI-dimmable, I, IP40, IK05, opal polycarbonate diffuser, light grey aluminium body, for in-line connection, basic version | 983 | 59 | 69 |  | 50000/L80B10 | 3 | 1819 | 15.1 | 120 | 80+ | 4000 | 248.153
| DM1128367 | Decor LED1x2500 H268 T840 OP LO3 DALI 1LIN LL | DALI-dimmable, I, IP40, IK05, opal polycarbonate diffuser, light grey aluminium body, for in-line connection, basic version | 983 | 59 | 69 |  | 50000/L80B10 | 3 | 2500 | 22.2 | 113 | 80+ | 4000 | 249.056
| DM1128368 | Decor LED1x1550 H270 T840 OP LO1 DALI 1LIN LL | DALI-dimmable, I, IP40, IK05, opal polycarbonate diffuser, light grey aluminium body, for in-line connection, basic version | 1123 | 59 | 69 |  | 50000/L80B10 | 3 | 1526 | 12.1 | 126 | 80+ | 4000 | 251.55
| DM1128369 | Decor LED1x2100 H271 T840 OP LO2 DALI 1LIN LL | DALI-dimmable, I, IP40, IK05, opal polycarbonate diffuser, light grey aluminium body, for in-line connection, basic version | 1123 | 59 | 69 |  | 50000/L80B10 | 3 | 2079 | 17.3 | 120 | 80+ | 4000 | 251.55
| DM1128370 | Decor LED1x2900 H272 T840 OP LO3 DALI 1LIN LL | DALI-dimmable, I, IP40, IK05, opal polycarbonate diffuser, light grey aluminium body, for in-line connection, basic version | 1123 | 59 | 69 |  | 50000/L80B10 | 3 | 2858 | 25.4 | 113 | 80+ | 4000 | 251.55
| DM1128371 | Decor LED1x4300 H273 T840 OP LO4 DALI 1LIN LL | DALI-dimmable, I, IP40, IK05, opal polycarbonate diffuser, light grey aluminium body, for in-line connection, basic version | 1123 | 59 | 69 |  | 50000/L80B10 | 3 | 4287 | 38.2 | 112 | 80+ | 4000 | 265.396
| DM1128372 | Decor LED1x1750 H274 T840 OP LO1 DALI 1LIN LL | DALI-dimmable, I, IP40, IK05, opal polycarbonate diffuser, light grey aluminium body, for in-line connection, basic version | 1263 | 59 | 69 |  | 50000/L80B10 | 3 | 1716 | 13.7 | 125 | 80+ | 4000 | 277.694
| DM1128373 | Decor LED1x2350 H275 T840 OP LO2 DALI 1LIN LL | DALI-dimmable, I, IP40, IK05, opal polycarbonate diffuser, light grey aluminium body, for in-line connection, basic version | 1263 | 59 | 69 |  | 50000/L80B10 | 3 | 2339 | 19.5 | 120 | 80+ | 4000 | 277.694
| DM1128374 | Decor LED1x3250 H276 T840 OP LO3 DALI 1LIN LL | DALI-dimmable, I, IP40, IK05, opal polycarbonate diffuser, light grey aluminium body, for in-line connection, basic version | 1263 | 59 | 69 |  | 50000/L80B10 | 3 | 3215 | 28.6 | 112 | 80+ | 4000 | 278.554
| DM1128375 | Decor LED1x1950 H278 T840 OP LO1 DALI 1LIN LL | DALI-dimmable, I, IP40, IK05, opal polycarbonate diffuser, light grey aluminium body, for in-line connection, basic version | 1403 | 59 | 69 |  | 50000/L80B10 | 3 | 1907 | 15.2 | 125 | 80+ | 4000 | 291.497
| DM1128376 | Decor LED1x2600 H279 T840 OP LO2 DALI 1LIN LL | DALI-dimmable, I, IP40, IK05, opal polycarbonate diffuser, light grey aluminium body, for in-line connection, basic version | 1403 | 59 | 69 |  | 50000/L80B10 | 3 | 2599 | 21.6 | 120 | 80+ | 4000 | 291.497
| DM1128377 | Decor LED1x3600 H280 T840 OP LO3 DALI 1LIN LL | DALI-dimmable, I, IP40, IK05, opal polycarbonate diffuser, light grey aluminium body, for in-line connection, basic version | 1403 | 59 | 69 |  | 50000/L80B10 | 3 | 3572 | 31.7 | 113 | 80+ | 4000 | 295.84
| DM1128378 | Decor LED1x5400 H281 T840 OP LO4 DALI 1LIN LL | DALI-dimmable, I, IP40, IK05, opal polycarbonate diffuser, light grey aluminium body, for in-line connection, basic version | 1403 | 59 | 69 |  | 50000/L80B10 | 3 | 5359 | 47.8 | 112 | 80+ | 4000 | 301.946
| DM1128379 | Decor LED1x2300 H282 T840 OP LO1 DALI 1LIN LL | DALI-dimmable, I, IP40, IK05, opal polycarbonate diffuser, light grey aluminium body, for in-line connection, basic version | 1683 | 59 | 69 |  | 50000/L80B10 | 3 | 2288 | 18.2 | 126 | 80+ | 4000 | 328.692
| DM1128380 | Decor LED1x3150 H283 T840 OP LO2 DALI 1LIN LL | DALI-dimmable, I, IP40, IK05, opal polycarbonate diffuser, light grey aluminium body, for in-line connection, basic version | 1683 | 59 | 69 |  | 50000/L80B10 | 3 | 3119 | 26.1 | 120 | 80+ | 4000 | 328.692
| DM1128381 | Decor LED1x4300 H284 T840 OP LO3 DALI 1LIN LL | DALI-dimmable, I, IP40, IK05, opal polycarbonate diffuser, light grey aluminium body, for in-line connection, basic version | 1683 | 59 | 69 |  | 50000/L80B10 | 3 | 4287 | 38.2 | 112 | 80+ | 4000 | 333.035
| DM1128382 | Decor LED1x6450 H285 T840 OP LO4 DALI 1LIN LL | DALI-dimmable, I, IP40, IK05, opal polycarbonate diffuser, light grey aluminium body, for in-line connection, basic version | 1683 | 59 | 69 |  | 50000/L80B10 | 3 | 6430 | 57.3 | 112 | 80+ | 4000 | 345.29
| DM1128383 | Decor LED1x2700 H286 T840 OP LO1 DALI 1LIN LL | DALI-dimmable, I, IP40, IK05, opal polycarbonate diffuser, light grey aluminium body, for in-line connection, basic version | 1963 | 59 | 69 |  | 50000/L80B10 | 3 | 2670 | 21.2 | 126 | 80+ | 4000 | 342.581
| DM1128384 | Decor LED1x3650 H287 T840 OP LO2 DALI 1LIN LL | DALI-dimmable, I, IP40, IK05, opal polycarbonate diffuser, light grey aluminium body, for in-line connection, basic version | 1963 | 59 | 69 |  | 50000/L80B10 | 3 | 3638 | 30.3 | 120 | 80+ | 4000 | 342.581
| DM1128385 | Decor LED1x5050 H288 T840 OP LO3 DALI 1LIN LL | DALI-dimmable, I, IP40, IK05, opal polycarbonate diffuser, light grey aluminium body, for in-line connection, basic version | 1963 | 59 | 69 |  | 50000/L80B10 | 3 | 5001 | 44.6 | 112 | 80+ | 4000 | 347.139
| DM1128386 | Decor LED1x6450 H289 T840 OP LO4 DALI 1LIN LL | DALI-dimmable, I, IP40, IK05, opal polycarbonate diffuser, light grey aluminium body, for in-line connection, basic version | 2103 | 59 | 69 |  | 50000/L80B10 | 3 | 6430 | 57.3 | 112 | 80+ | 4000 | 397.277
| DM1128387 | Decor LED1x3100 H290 T840 OP LO1 DALI 1LIN LL | DALI-dimmable, I, IP40, IK05, opal polycarbonate diffuser, light grey aluminium body, for in-line connection, basic version | 2243 | 59 | 69 |  | 50000/L80B10 | 3 | 3051 | 24.3 | 126 | 80+ | 4000 | 394.783
| DM1128388 | Decor LED1x4200 H291 T840 OP LO2 DALI 1LIN LL | DALI-dimmable, I, IP40, IK05, opal polycarbonate diffuser, light grey aluminium body, for in-line connection, basic version | 2243 | 59 | 69 |  | 50000/L80B10 | 3 | 4158 | 34.7 | 120 | 80+ | 4000 | 394.783
| DM1128389 | Decor LED1x5750 H292 T840 OP LO3 DALI 1LIN LL | DALI-dimmable, I, IP40, IK05, opal polycarbonate diffuser, light grey aluminium body, for in-line connection, basic version | 2243 | 59 | 69 |  | 50000/L80B10 | 3 | 5716 | 50.9 | 112 | 80+ | 4000 | 399.083
| DM1128390 | Decor LED1x3450 H294 T840 OP LO1 DALI 1LIN LL | DALI-dimmable, I, IP40, IK05, opal polycarbonate diffuser, light grey aluminium body, for in-line connection, basic version | 2523 | 59 | 69 |  | 50000/L80B10 | 3 | 3433 | 27.3 | 126 | 80+ | 4000 | 469.216
| DM1128391 | Decor LED1x4700 H295 T840 OP LO2 DALI 1LIN LL | DALI-dimmable, I, IP40, IK05, opal polycarbonate diffuser, light grey aluminium body, for in-line connection, basic version | 2523 | 59 | 69 |  | 50000/L80B10 | 3 | 4678 | 39 | 120 | 80+ | 4000 | 469.216
| DM1128392 | Decor LED1x6450 H296 T840 OP LO3 DALI 1LIN LL | DALI-dimmable, I, IP40, IK05, opal polycarbonate diffuser, light grey aluminium body, for in-line connection, basic version | 2523 | 59 | 69 |  | 50000/L80B10 | 3 | 6430 | 57.3 | 112 | 80+ | 4000 | 474.462
| DM1128393 | Decor LED1x4050 H298 T840 OP LO1 DALI 1LIN LL | DALI-dimmable, I, IP40, IK05, opal polycarbonate diffuser, light grey aluminium body, for in-line connection, basic version | 2943 | 59 | 69 |  | 50000/L80B10 | 3 | 4005 | 31.9 | 126 | 80+ | 4000 | 478.762
| DM1128394 | Decor LED1x5500 H299 T840 OP LO2 DALI 1LIN LL | DALI-dimmable, I, IP40, IK05, opal polycarbonate diffuser, light grey aluminium body, for in-line connection, basic version | 2943 | 59 | 69 |  | 50000/L80B10 | 3 | 5457 | 45.5 | 120 | 80+ | 4000 | 477.859
| DM1128395 | Decor LED1x7550 H300 T840 OP LO3 DALI 1LIN LL | DALI-dimmable, I, IP40, IK05, opal polycarbonate diffuser, light grey aluminium body, for in-line connection, basic version | 2943 | 59 | 69 |  | 50000/L80B10 | 3 | 7502 | 66.9 | 112 | 80+ | 4000 | 483.965
| DM1128396 | Decor LED1x750 H254 T830 DPRZ LT80 LO1 DALI 1LIN LL | DALI-dimmable, I, IP40, IK05, UGR≤16, matt micro-prismatic polycarbonate diffuser, light grey aluminium body, for in-line connection, basic version | 563 | 59 | 69 |  | 50000/L80B10 | 3 | 680 | 6.1 | 111 | 80+ | 3000 | 191.823
| DM1128397 | Decor LED1x1000 H255 T830 DPRZ LT80 LO2 DALI 1LIN LL | DALI-dimmable, I, IP40, IK05, UGR≤19, matt micro-prismatic polycarbonate diffuser, light grey aluminium body, for in-line connection, basic version | 563 | 59 | 69 |  | 50000/L80B10 | 3 | 927 | 8.7 | 107 | 80+ | 3000 | 191.823
| DM1128398 | Decor LED1x1350 H256 T830 DPRZ LT80 LO3 DALI 1LIN LL | DALI-dimmable, I, IP40, IK05, UGR≤19, matt micro-prismatic polycarbonate diffuser, light grey aluminium body, for in-line connection, basic version | 563 | 59 | 69 |  | 50000/L80B10 | 3 | 1274 | 12.7 | 100 | 80+ | 3000 | 191.823
| DM1128399 | Decor LED1x2050 H257 T830 DPRZ LT80 LO4 DALI 1LIN LL | DALI-dimmable, I, IP40, IK05, UGR≤19, matt micro-prismatic polycarbonate diffuser, light grey aluminium body, for in-line connection, basic version | 563 | 59 | 69 |  | 50000/L80B10 | 3 | 1911 | 19.1 | 100 | 80+ | 3000 | 193.457
| DM1128400 | Decor LED1x900 H258 T830 DPRZ LT80 LO1 DALI 1LIN LL | DALI-dimmable, I, IP40, IK05, UGR≤16, matt micro-prismatic polycarbonate diffuser, light grey aluminium body, for in-line connection, basic version | 703 | 59 | 69 |  | 50000/L80B10 | 3 | 850 | 7.6 | 112 | 80+ | 3000 | 216.118
| DM1128401 | Decor LED1x1250 H259 T830 DPRZ LT80 LO2 DALI 1LIN LL | DALI-dimmable, I, IP40, IK05, UGR≤19, matt micro-prismatic polycarbonate diffuser, light grey aluminium body, for in-line connection, basic version | 703 | 59 | 69 |  | 50000/L80B10 | 3 | 1159 | 10.8 | 107 | 80+ | 3000 | 216.118
| DM1128402 | Decor LED1x1700 H260 T830 DPRZ LT80 LO3 DALI 1LIN LL | DALI-dimmable, I, IP40, IK05, UGR≤19, matt micro-prismatic polycarbonate diffuser, light grey aluminium body, for in-line connection, basic version | 703 | 59 | 69 |  | 50000/L80B10 | 3 | 1593 | 15.9 | 100 | 80+ | 3000 | 216.118
| DM1128403 | Decor LED1x2550 H261 T830 DPRZ LT80 LO4 DALI 1LIN LL | DALI-dimmable, I, IP40, IK05, UGR≤19, matt micro-prismatic polycarbonate diffuser, light grey aluminium body, for in-line connection, basic version | 703 | 59 | 69 |  | 50000/L80B10 | 3 | 2389 | 23.9 | 100 | 80+ | 3000 | 218.655
| DM1128404 | Decor LED1x1100 H262 T830 DPRZ LT80 LO1 DALI 1LIN LL | DALI-dimmable, I, IP40, IK05, UGR≤16, matt micro-prismatic polycarbonate diffuser, light grey aluminium body, for in-line connection, basic version | 843 | 59 | 69 |  | 50000/L80B10 | 3 | 1068 | 9.1 | 117 | 80+ | 3000 | 236.07
| DM1128405 | Decor LED1x1500 H263 T830 DPRZ LT80 LO2 DALI 1LIN LL | DALI-dimmable, I, IP40, IK05, UGR≤19, matt micro-prismatic polycarbonate diffuser, light grey aluminium body, for in-line connection, basic version | 843 | 59 | 69 |  | 50000/L80B10 | 3 | 1455 | 13 | 112 | 80+ | 3000 | 236.07
| DM1128406 | Decor LED1x2050 H264 T830 DPRZ LT80 LO3 DALI 1LIN LL | DALI-dimmable, I, IP40, IK05, UGR≤19, matt micro-prismatic polycarbonate diffuser, light grey aluminium body, for in-line connection, basic version | 843 | 59 | 69 |  | 50000/L80B10 | 3 | 2001 | 19.1 | 105 | 80+ | 3000 | 236.07
| DM1128407 | Decor LED1x3050 H265 T830 DPRZ LT80 LO4 DALI 1LIN LL | DALI-dimmable, I, IP40, IK05, UGR≤19, matt micro-prismatic polycarbonate diffuser, light grey aluminium body, for in-line connection, basic version | 843 | 59 | 69 |  | 50000/L80B10 | 3 | 3001 | 28.7 | 105 | 80+ | 3000 | 239.553
| DM1128408 | Decor LED1x1250 H266 T830 DPRZ LT80 LO1 DALI 1LIN LL | DALI-dimmable, I, IP40, IK05, UGR≤16, matt micro-prismatic polycarbonate diffuser, light grey aluminium body, for in-line connection, basic version | 983 | 59 | 69 |  | 50000/L80B10 | 3 | 1189 | 10.6 | 112 | 80+ | 3000 | 253.356
| DM1128409 | Decor LED1x1700 H267 T830 DPRZ LT80 LO2 DALI 1LIN LL | DALI-dimmable, I, IP40, IK05, UGR≤19, matt micro-prismatic polycarbonate diffuser, light grey aluminium body, for in-line connection, basic version | 983 | 59 | 69 |  | 50000/L80B10 | 3 | 1622 | 15.1 | 107 | 80+ | 3000 | 253.356
| DM1128410 | Decor LED1x2350 H268 T830 DPRZ LT80 LO3 DALI 1LIN LL | DALI-dimmable, I, IP40, IK05, UGR≤19, matt micro-prismatic polycarbonate diffuser, light grey aluminium body, for in-line connection, basic version | 983 | 59 | 69 |  | 50000/L80B10 | 3 | 2230 | 22.2 | 100 | 80+ | 3000 | 253.356
| DM1128411 | Decor LED1x1450 H270 T830 DPRZ LT80 LO1 DALI 1LIN LL | DALI-dimmable, I, IP40, IK05, UGR≤16, matt micro-prismatic polycarbonate diffuser, light grey aluminium body, for in-line connection, basic version | 1123 | 59 | 69 |  | 50000/L80B10 | 3 | 1359 | 12.1 | 112 | 80+ | 3000 | 256.753
| DM1128412 | Decor LED1x1950 H271 T830 DPRZ LT80 LO2 DALI 1LIN LL | DALI-dimmable, I, IP40, IK05, UGR≤19, matt micro-prismatic polycarbonate diffuser, light grey aluminium body, for in-line connection, basic version | 1123 | 59 | 69 |  | 50000/L80B10 | 3 | 1854 | 17.3 | 107 | 80+ | 3000 | 256.753
| DM1128413 | Decor LED1x2700 H272 T830 DPRZ LT80 LO3 DALI 1LIN LL | DALI-dimmable, I, IP40, IK05, UGR≤19, matt micro-prismatic polycarbonate diffuser, light grey aluminium body, for in-line connection, basic version | 1123 | 59 | 69 |  | 50000/L80B10 | 3 | 2548 | 25.4 | 100 | 80+ | 3000 | 256.753
| DM1128414 | Decor LED1x4050 H273 T830 DPRZ LT80 LO4 DALI 1LIN LL | DALI-dimmable, I, IP40, IK05, UGR≤19, matt micro-prismatic polycarbonate diffuser, light grey aluminium body, for in-line connection, basic version | 1123 | 59 | 69 |  | 50000/L80B10 | 3 | 3822 | 38.2 | 100 | 80+ | 3000 | 270.599
| DM1128415 | Decor LED1x1650 H274 T830 DPRZ LT80 LO1 DALI 1LIN LL | DALI-dimmable, I, IP40, IK05, UGR≤16, matt micro-prismatic polycarbonate diffuser, light grey aluminium body, for in-line connection, basic version | 1263 | 59 | 69 |  | 50000/L80B10 | 3 | 1529 | 13.7 | 112 | 80+ | 3000 | 283.8
| DM1128416 | Decor LED1x2200 H275 T830 DPRZ LT80 LO2 DALI 1LIN LL | DALI-dimmable, I, IP40, IK05, UGR≤19, matt micro-prismatic polycarbonate diffuser, light grey aluminium body, for in-line connection, basic version | 1263 | 59 | 69 |  | 50000/L80B10 | 3 | 2085 | 19.5 | 107 | 80+ | 3000 | 283.8
| DM1128417 | Decor LED1x3000 H276 T830 DPRZ LT80 LO3 DALI 1LIN LL | DALI-dimmable, I, IP40, IK05, UGR≤19, matt micro-prismatic polycarbonate diffuser, light grey aluminium body, for in-line connection, basic version | 1263 | 59 | 69 |  | 50000/L80B10 | 3 | 2867 | 28.6 | 100 | 80+ | 3000 | 284.445
| DM1128418 | Decor LED1x1800 H278 T830 DPRZ LT80 LO1 DALI 1LIN LL | DALI-dimmable, I, IP40, IK05, UGR≤16, matt micro-prismatic polycarbonate diffuser, light grey aluminium body, for in-line connection, basic version | 1403 | 59 | 69 |  | 50000/L80B10 | 3 | 1700 | 15.2 | 112 | 80+ | 3000 | 298.549
| DM1128419 | Decor LED1x2450 H279 T830 DPRZ LT80 LO2 DALI 1LIN LL | DALI-dimmable, I, IP40, IK05, UGR≤19, matt micro-prismatic polycarbonate diffuser, light grey aluminium body, for in-line connection, basic version | 1403 | 59 | 69 |  | 50000/L80B10 | 3 | 2316 | 21.7 | 107 | 80+ | 3000 | 298.549
| DM1128420 | Decor LED1x3350 H280 T830 DPRZ LT80 LO3 DALI 1LIN LL | DALI-dimmable, I, IP40, IK05, UGR≤19, matt micro-prismatic polycarbonate diffuser, light grey aluminium body, for in-line connection, basic version | 1403 | 59 | 69 |  | 50000/L80B10 | 3 | 3184 | 31.8 | 100 | 80+ | 3000 | 302.849
| DM1128421 | Decor LED1x5050 H281 T830 DPRZ LT80 LO4 DALI 1LIN LL | DALI-dimmable, I, IP40, IK05, UGR≤19, matt micro-prismatic polycarbonate diffuser, light grey aluminium body, for in-line connection, basic version | 1403 | 59 | 69 |  | 50000/L80B10 | 3 | 4777 | 47.8 | 100 | 80+ | 3000 | 308.74
| DM1128422 | Decor LED1x2150 H282 T830 DPRZ LT80 LO1 DALI 1LIN LL | DALI-dimmable, I, IP40, IK05, UGR≤16, matt micro-prismatic polycarbonate diffuser, light grey aluminium body, for in-line connection, basic version | 1683 | 59 | 69 |  | 50000/L80B10 | 3 | 2040 | 18.2 | 112 | 80+ | 3000 | 335.787
| DM1128423 | Decor LED1x2950 H283 T830 DPRZ LT80 LO2 DALI 1LIN LL | DALI-dimmable, I, IP40, IK05, UGR≤19, matt micro-prismatic polycarbonate diffuser, light grey aluminium body, for in-line connection, basic version | 1683 | 59 | 69 |  | 50000/L80B10 | 3 | 2780 | 26.1 | 107 | 80+ | 3000 | 335.787
| DM1128424 | Decor LED1x4050 H284 T830 DPRZ LT80 LO3 DALI 1LIN LL | DALI-dimmable, I, IP40, IK05, UGR≤19, matt micro-prismatic polycarbonate diffuser, light grey aluminium body, for in-line connection, basic version | 1683 | 59 | 69 |  | 50000/L80B10 | 3 | 3821 | 38.2 | 100 | 80+ | 3000 | 340.087
| DM1128425 | Decor LED1x6050 H285 T830 DPRZ LT80 LO4 DALI 1LIN LL | DALI-dimmable, I, IP40, IK05, UGR≤19, matt micro-prismatic polycarbonate diffuser, light grey aluminium body, for in-line connection, basic version | 1683 | 59 | 69 |  | 50000/L80B10 | 3 | 5732 | 57.3 | 100 | 80+ | 3000 | 353.03
| DM1128426 | Decor LED1x2500 H286 T830 DPRZ LT80 LO1 DALI 1LIN LL | DALI-dimmable, I, IP40, IK05, UGR≤16, matt micro-prismatic polycarbonate diffuser, light grey aluminium body, for in-line connection, basic version | 1963 | 59 | 69 |  | 50000/L80B10 | 3 | 2380 | 21.2 | 112 | 80+ | 3000 | 351.439
| DM1128427 | Decor LED1x3400 H287 T830 DPRZ LT80 LO2 DALI 1LIN LL | DALI-dimmable, I, IP40, IK05, UGR≤19, matt micro-prismatic polycarbonate diffuser, light grey aluminium body, for in-line connection, basic version | 1963 | 59 | 69 |  | 50000/L80B10 | 3 | 3243 | 30.3 | 107 | 80+ | 3000 | 351.439
| DM1128428 | Decor LED1x4700 H288 T830 DPRZ LT80 LO3 DALI 1LIN LL | DALI-dimmable, I, IP40, IK05, UGR≤19, matt micro-prismatic polycarbonate diffuser, light grey aluminium body, for in-line connection, basic version | 1963 | 59 | 69 |  | 50000/L80B10 | 3 | 4458 | 44.6 | 100 | 80+ | 3000 | 355.739
| DM1128429 | Decor LED1x6050 H289 T830 DPRZ LT80 LO4 DALI 1LIN LL | DALI-dimmable, I, IP40, IK05, UGR≤19, matt micro-prismatic polycarbonate diffuser, light grey aluminium body, for in-line connection, basic version | 2103 | 59 | 69 |  | 50000/L80B10 | 3 | 5732 | 57.3 | 100 | 80+ | 3000 | 406.78
| DM1128430 | Decor LED1x2850 H290 T830 DPRZ LT80 LO1 DALI 1LIN LL | DALI-dimmable, I, IP40, IK05, UGR≤16, matt micro-prismatic polycarbonate diffuser, light grey aluminium body, for in-line connection, basic version | 2243 | 59 | 69 |  | 50000/L80B10 | 3 | 2720 | 24.3 | 112 | 80+ | 3000 | 404.974
| DM1128431 | Decor LED1x3900 H291 T830 DPRZ LT80 LO2 DALI 1LIN LL | DALI-dimmable, I, IP40, IK05, UGR≤19, matt micro-prismatic polycarbonate diffuser, light grey aluminium body, for in-line connection, basic version | 2243 | 59 | 69 |  | 50000/L80B10 | 3 | 3707 | 34.7 | 107 | 80+ | 3000 | 404.974
| DM1128432 | Decor LED1x5350 H292 T830 DPRZ LT80 LO3 DALI 1LIN LL | DALI-dimmable, I, IP40, IK05, UGR≤19, matt micro-prismatic polycarbonate diffuser, light grey aluminium body, for in-line connection, basic version | 2243 | 59 | 69 |  | 50000/L80B10 | 3 | 5095 | 50.9 | 100 | 80+ | 3000 | 409.532
| DM1128433 | Decor LED1x3250 H294 T830 DPRZ LT80 LO1 DALI 1LIN LL | DALI-dimmable, I, IP40, IK05, UGR≤16, matt micro-prismatic polycarbonate diffuser, light grey aluminium body, for in-line connection, basic version | 2523 | 59 | 69 |  | 50000/L80B10 | 3 | 3060 | 27.3 | 112 | 80+ | 3000 | 481.514
| DM1128434 | Decor LED1x4400 H295 T830 DPRZ LT80 LO2 DALI 1LIN LL | DALI-dimmable, I, IP40, IK05, UGR≤19, matt micro-prismatic polycarbonate diffuser, light grey aluminium body, for in-line connection, basic version | 2523 | 59 | 69 |  | 50000/L80B10 | 3 | 4170 | 39 | 107 | 80+ | 3000 | 481.514
| DM1128435 | Decor LED1x6050 H296 T830 DPRZ LT80 LO3 DALI 1LIN LL | DALI-dimmable, I, IP40, IK05, UGR≤19, matt micro-prismatic polycarbonate diffuser, light grey aluminium body, for in-line connection, basic version | 2523 | 59 | 69 |  | 50000/L80B10 | 3 | 5732 | 57.3 | 100 | 80+ | 3000 | 487.405
| DM1128436 | Decor LED1x3750 H298 T830 DPRZ LT80 LO1 DALI 1LIN LL | DALI-dimmable, I, IP40, IK05, UGR≤16, matt micro-prismatic polycarbonate diffuser, light grey aluminium body, for in-line connection, basic version | 2943 | 59 | 69 |  | 50000/L80B10 | 3 | 3570 | 31.9 | 112 | 80+ | 3000 | 491.017
| DM1128437 | Decor LED1x5100 H299 T830 DPRZ LT80 LO2 DALI 1LIN LL | DALI-dimmable, I, IP40, IK05, UGR≤19, matt micro-prismatic polycarbonate diffuser, light grey aluminium body, for in-line connection, basic version | 2943 | 59 | 69 |  | 50000/L80B10 | 3 | 4865 | 45.5 | 107 | 80+ | 3000 | 491.017
| DM1128438 | Decor LED1x7050 H300 T830 DPRZ LT80 LO3 DALI 1LIN LL | DALI-dimmable, I, IP40, IK05, UGR≤19, matt micro-prismatic polycarbonate diffuser, light grey aluminium body, for in-line connection, basic version | 2943 | 59 | 69 |  | 50000/L80B10 | 3 | 6688 | 66.9 | 100 | 80+ | 3000 | 496.908
| DM1128439 | Decor LED1x750 H254 T840 DPRZ LT80 LO1 DALI 1LIN LL | DALI-dimmable, I, IP40, IK05, UGR≤16, matt micro-prismatic polycarbonate diffuser, light grey aluminium body, for in-line connection, basic version | 563 | 59 | 69 |  | 50000/L80B10 | 3 | 712 | 6.1 | 117 | 80+ | 4000 | 191.823
| DM1128440 | Decor LED1x1000 H255 T840 DPRZ LT80 LO2 DALI 1LIN LL | DALI-dimmable, I, IP40, IK05, UGR≤19, matt micro-prismatic polycarbonate diffuser, light grey aluminium body, for in-line connection, basic version | 563 | 59 | 69 |  | 50000/L80B10 | 3 | 970 | 8.7 | 111 | 80+ | 4000 | 191.823
| DM1128441 | Decor LED1x1350 H256 T840 DPRZ LT80 LO3 DALI 1LIN LL | DALI-dimmable, I, IP40, IK05, UGR≤19, matt micro-prismatic polycarbonate diffuser, light grey aluminium body, for in-line connection, basic version | 563 | 59 | 69 |  | 50000/L80B10 | 3 | 1334 | 12.7 | 105 | 80+ | 4000 | 191.823
| DM1128442 | Decor LED1x2050 H257 T840 DPRZ LT80 LO4 DALI 1LIN LL | DALI-dimmable, I, IP40, IK05, UGR≤19, matt micro-prismatic polycarbonate diffuser, light grey aluminium body, for in-line connection, basic version | 563 | 59 | 69 |  | 50000/L80B10 | 3 | 2001 | 19.1 | 105 | 80+ | 4000 | 193.457
| DM1128443 | Decor LED1x900 H258 T840 DPRZ LT80 LO1 DALI 1LIN LL | DALI-dimmable, I, IP40, IK05, UGR≤16, matt micro-prismatic polycarbonate diffuser, light grey aluminium body, for in-line connection, basic version | 703 | 59 | 69 |  | 50000/L80B10 | 3 | 890 | 7.6 | 117 | 80+ | 4000 | 216.118
| DM1128444 | Decor LED1x1250 H259 T840 DPRZ LT80 LO2 DALI 1LIN LL | DALI-dimmable, I, IP40, IK05, UGR≤19, matt micro-prismatic polycarbonate diffuser, light grey aluminium body, for in-line connection, basic version | 703 | 59 | 69 |  | 50000/L80B10 | 3 | 1213 | 10.8 | 112 | 80+ | 4000 | 216.118
| DM1128445 | Decor LED1x1700 H260 T840 DPRZ LT80 LO3 DALI 1LIN LL | DALI-dimmable, I, IP40, IK05, UGR≤19, matt micro-prismatic polycarbonate diffuser, light grey aluminium body, for in-line connection, basic version | 703 | 59 | 69 |  | 50000/L80B10 | 3 | 1667 | 15.9 | 105 | 80+ | 4000 | 216.118
| DM1128446 | Decor LED1x2550 H261 T840 DPRZ LT80 LO4 DALI 1LIN LL | DALI-dimmable, I, IP40, IK05, UGR≤19, matt micro-prismatic polycarbonate diffuser, light grey aluminium body, for in-line connection, basic version | 703 | 59 | 69 |  | 50000/L80B10 | 3 | 2501 | 23.9 | 105 | 80+ | 4000 | 218.655
| DM1128447 | Decor LED1x1100 H262 T840 DPRZ LT80 LO1 DALI 1LIN LL | DALI-dimmable, I, IP40, IK05, UGR≤16, matt micro-prismatic polycarbonate diffuser, light grey aluminium body, for in-line connection, basic version | 843 | 59 | 69 |  | 50000/L80B10 | 3 | 1068 | 9.1 | 117 | 80+ | 4000 | 236.07
| DM1128448 | Decor LED1x1500 H263 T840 DPRZ LT80 LO2 DALI 1LIN LL | DALI-dimmable, I, IP40, IK05, UGR≤19, matt micro-prismatic polycarbonate diffuser, light grey aluminium body, for in-line connection, basic version | 843 | 59 | 69 |  | 50000/L80B10 | 3 | 1455 | 13 | 112 | 80+ | 4000 | 236.07
| DM1128449 | Decor LED1x2050 H264 T840 DPRZ LT80 LO3 DALI 1LIN LL | DALI-dimmable, I, IP40, IK05, UGR≤19, matt micro-prismatic polycarbonate diffuser, light grey aluminium body, for in-line connection, basic version | 843 | 59 | 69 |  | 50000/L80B10 | 3 | 2001 | 19.1 | 105 | 80+ | 4000 | 236.07
| DM1128450 | Decor LED1x3050 H265 T840 DPRZ LT80 LO4 DALI 1LIN LL | DALI-dimmable, I, IP40, IK05, UGR≤19, matt micro-prismatic polycarbonate diffuser, light grey aluminium body, for in-line connection, basic version | 843 | 59 | 69 |  | 50000/L80B10 | 3 | 3001 | 28.7 | 105 | 80+ | 4000 | 239.553
| DM1128451 | Decor LED1x1250 H266 T840 DPRZ LT80 LO1 DALI 1LIN LL | DALI-dimmable, I, IP40, IK05, UGR≤16, matt micro-prismatic polycarbonate diffuser, light grey aluminium body, for in-line connection, basic version | 983 | 59 | 69 |  | 50000/L80B10 | 3 | 1246 | 10.6 | 118 | 80+ | 4000 | 253.356
| DM1128452 | Decor LED1x1700 H267 T840 DPRZ LT80 LO2 DALI 1LIN LL | DALI-dimmable, I, IP40, IK05, UGR≤19, matt micro-prismatic polycarbonate diffuser, light grey aluminium body, for in-line connection, basic version | 983 | 59 | 69 |  | 50000/L80B10 | 3 | 1698 | 15.1 | 112 | 80+ | 4000 | 253.356
| DM1128453 | Decor LED1x2350 H268 T840 DPRZ LT80 LO3 DALI 1LIN LL | DALI-dimmable, I, IP40, IK05, UGR≤19, matt micro-prismatic polycarbonate diffuser, light grey aluminium body, for in-line connection, basic version | 983 | 59 | 69 |  | 50000/L80B10 | 3 | 2334 | 22.2 | 105 | 80+ | 4000 | 253.356
| DM1128454 | Decor LED1x1450 H270 T840 DPRZ LT80 LO1 DALI 1LIN LL | DALI-dimmable, I, IP40, IK05, UGR≤16, matt micro-prismatic polycarbonate diffuser, light grey aluminium body, for in-line connection, basic version | 1123 | 59 | 69 |  | 50000/L80B10 | 3 | 1424 | 12.1 | 118 | 80+ | 4000 | 256.753
| DM1128455 | Decor LED1x1950 H271 T840 DPRZ LT80 LO2 DALI 1LIN LL | DALI-dimmable, I, IP40, IK05, UGR≤19, matt micro-prismatic polycarbonate diffuser, light grey aluminium body, for in-line connection, basic version | 1123 | 59 | 69 |  | 50000/L80B10 | 3 | 1940 | 17.3 | 112 | 80+ | 4000 | 256.753
| DM1128456 | Decor LED1x2700 H272 T840 DPRZ LT80 LO3 DALI 1LIN LL | DALI-dimmable, I, IP40, IK05, UGR≤19, matt micro-prismatic polycarbonate diffuser, light grey aluminium body, for in-line connection, basic version | 1123 | 59 | 69 |  | 50000/L80B10 | 3 | 2667 | 25.4 | 105 | 80+ | 4000 | 256.753
| DM1128457 | Decor LED1x4050 H273 T840 DPRZ LT80 LO4 DALI 1LIN LL | DALI-dimmable, I, IP40, IK05, UGR≤19, matt micro-prismatic polycarbonate diffuser, light grey aluminium body, for in-line connection, basic version | 1123 | 59 | 69 |  | 50000/L80B10 | 3 | 4001 | 38.2 | 105 | 80+ | 4000 | 270.599
| DM1128458 | Decor LED1x1650 H274 T840 DPRZ LT80 LO1 DALI 1LIN LL | DALI-dimmable, I, IP40, IK05, UGR≤16, matt micro-prismatic polycarbonate diffuser, light grey aluminium body, for in-line connection, basic version | 1263 | 59 | 69 |  | 50000/L80B10 | 3 | 1602 | 13.7 | 117 | 80+ | 4000 | 283.8
| DM1128459 | Decor LED1x2200 H275 T840 DPRZ LT80 LO2 DALI 1LIN LL | DALI-dimmable, I, IP40, IK05, UGR≤19, matt micro-prismatic polycarbonate diffuser, light grey aluminium body, for in-line connection, basic version | 1263 | 59 | 69 |  | 50000/L80B10 | 3 | 2183 | 19.5 | 112 | 80+ | 4000 | 283.8
| DM1128460 | Decor LED1x3000 H276 T840 DPRZ LT80 LO3 DALI 1LIN LL | DALI-dimmable, I, IP40, IK05, UGR≤19, matt micro-prismatic polycarbonate diffuser, light grey aluminium body, for in-line connection, basic version | 1263 | 59 | 69 |  | 50000/L80B10 | 3 | 3000 | 28.6 | 105 | 80+ | 4000 | 284.445
| DM1128461 | Decor LED1x1800 H278 T840 DPRZ LT80 LO1 DALI 1LIN LL | DALI-dimmable, I, IP40, IK05, UGR≤16, matt micro-prismatic polycarbonate diffuser, light grey aluminium body, for in-line connection, basic version | 1403 | 59 | 69 |  | 50000/L80B10 | 3 | 1780 | 15.2 | 117 | 80+ | 4000 | 298.549
| DM1128462 | Decor LED1x2450 H279 T840 DPRZ LT80 LO2 DALI 1LIN LL | DALI-dimmable, I, IP40, IK05, UGR≤19, matt micro-prismatic polycarbonate diffuser, light grey aluminium body, for in-line connection, basic version | 1403 | 59 | 69 |  | 50000/L80B10 | 3 | 2426 | 21.6 | 112 | 80+ | 4000 | 298.549
| DM1128463 | Decor LED1x3350 H280 T840 DPRZ LT80 LO3 DALI 1LIN LL | DALI-dimmable, I, IP40, IK05, UGR≤19, matt micro-prismatic polycarbonate diffuser, light grey aluminium body, for in-line connection, basic version | 1403 | 59 | 69 |  | 50000/L80B10 | 3 | 3334 | 31.7 | 105 | 80+ | 4000 | 302.849
| DM1128464 | Decor LED1x5050 H281 T840 DPRZ LT80 LO4 DALI 1LIN LL | DALI-dimmable, I, IP40, IK05, UGR≤19, matt micro-prismatic polycarbonate diffuser, light grey aluminium body, for in-line connection, basic version | 1403 | 59 | 69 |  | 50000/L80B10 | 3 | 5002 | 47.8 | 105 | 80+ | 4000 | 308.74
| DM1128465 | Decor LED1x2150 H282 T840 DPRZ LT80 LO1 DALI 1LIN LL | DALI-dimmable, I, IP40, IK05, UGR≤16, matt micro-prismatic polycarbonate diffuser, light grey aluminium body, for in-line connection, basic version | 1683 | 59 | 69 |  | 50000/L80B10 | 3 | 2136 | 18.2 | 117 | 80+ | 4000 | 335.787
| DM1128466 | Decor LED1x2950 H283 T840 DPRZ LT80 LO2 DALI 1LIN LL | DALI-dimmable, I, IP40, IK05, UGR≤19, matt micro-prismatic polycarbonate diffuser, light grey aluminium body, for in-line connection, basic version | 1683 | 59 | 69 |  | 50000/L80B10 | 3 | 2911 | 26.1 | 112 | 80+ | 4000 | 335.787
| DM1128467 | Decor LED1x4050 H284 T840 DPRZ LT80 LO3 DALI 1LIN LL | DALI-dimmable, I, IP40, IK05, UGR≤19, matt micro-prismatic polycarbonate diffuser, light grey aluminium body, for in-line connection, basic version | 1683 | 59 | 69 |  | 50000/L80B10 | 3 | 4001 | 38.2 | 105 | 80+ | 4000 | 340.087
| DM1128468 | Decor LED1x6050 H285 T840 DPRZ LT80 LO4 DALI 1LIN LL | DALI-dimmable, I, IP40, IK05, UGR≤19, matt micro-prismatic polycarbonate diffuser, light grey aluminium body, for in-line connection, basic version | 1683 | 59 | 69 |  | 50000/L80B10 | 3 | 6001 | 57.3 | 105 | 80+ | 4000 | 353.03
| DM1128469 | Decor LED1x2500 H286 T840 DPRZ LT80 LO1 DALI 1LIN LL | DALI-dimmable, I, IP40, IK05, UGR≤16, matt micro-prismatic polycarbonate diffuser, light grey aluminium body, for in-line connection, basic version | 1963 | 59 | 69 |  | 50000/L80B10 | 3 | 2492 | 21.2 | 118 | 80+ | 4000 | 351.439
| DM1128470 | Decor LED1x3400 H287 T840 DPRZ LT80 LO2 DALI 1LIN LL | DALI-dimmable, I, IP40, IK05, UGR≤19, matt micro-prismatic polycarbonate diffuser, light grey aluminium body, for in-line connection, basic version | 1963 | 59 | 69 |  | 50000/L80B10 | 3 | 3396 | 30.3 | 112 | 80+ | 4000 | 351.439
| DM1128471 | Decor LED1x4700 H288 T840 DPRZ LT80 LO3 DALI 1LIN LL | DALI-dimmable, I, IP40, IK05, UGR≤19, matt micro-prismatic polycarbonate diffuser, light grey aluminium body, for in-line connection, basic version | 1963 | 59 | 69 |  | 50000/L80B10 | 3 | 4668 | 44.6 | 105 | 80+ | 4000 | 355.739
| DM1128472 | Decor LED1x6050 H289 T840 DPRZ LT80 LO4 DALI 1LIN LL | DALI-dimmable, I, IP40, IK05, UGR≤19, matt micro-prismatic polycarbonate diffuser, light grey aluminium body, for in-line connection, basic version | 2103 | 59 | 69 |  | 50000/L80B10 | 3 | 6001 | 57.3 | 105 | 80+ | 4000 | 406.78
| DM1128473 | Decor LED1x2850 H290 T840 DPRZ LT80 LO1 DALI 1LIN LL | DALI-dimmable, I, IP40, IK05, UGR≤16, matt micro-prismatic polycarbonate diffuser, light grey aluminium body, for in-line connection, basic version | 2243 | 59 | 69 |  | 50000/L80B10 | 3 | 2848 | 24.3 | 117 | 80+ | 4000 | 404.974
| DM1128474 | Decor LED1x3900 H291 T840 DPRZ LT80 LO2 DALI 1LIN LL | DALI-dimmable, I, IP40, IK05, UGR≤19, matt micro-prismatic polycarbonate diffuser, light grey aluminium body, for in-line connection, basic version | 2243 | 59 | 69 |  | 50000/L80B10 | 3 | 3881 | 34.7 | 112 | 80+ | 4000 | 404.974
| DM1128475 | Decor LED1x5350 H292 T840 DPRZ LT80 LO3 DALI 1LIN LL | DALI-dimmable, I, IP40, IK05, UGR≤19, matt micro-prismatic polycarbonate diffuser, light grey aluminium body, for in-line connection, basic version | 2243 | 59 | 69 |  | 50000/L80B10 | 3 | 5335 | 50.9 | 105 | 80+ | 4000 | 409.532
| DM1128476 | Decor LED1x3250 H294 T840 DPRZ LT80 LO1 DALI 1LIN LL | DALI-dimmable, I, IP40, IK05, UGR≤16, matt micro-prismatic polycarbonate diffuser, light grey aluminium body, for in-line connection, basic version | 2523 | 59 | 69 |  | 50000/L80B10 | 3 | 3204 | 27.3 | 117 | 80+ | 4000 | 481.514
| DM1128477 | Decor LED1x4400 H295 T840 DPRZ LT80 LO2 DALI 1LIN LL | DALI-dimmable, I, IP40, IK05, UGR≤19, matt micro-prismatic polycarbonate diffuser, light grey aluminium body, for in-line connection, basic version | 2523 | 59 | 69 |  | 50000/L80B10 | 3 | 4366 | 39 | 112 | 80+ | 4000 | 481.514
| DM1128478 | Decor LED1x6050 H296 T840 DPRZ LT80 LO3 DALI 1LIN LL | DALI-dimmable, I, IP40, IK05, UGR≤19, matt micro-prismatic polycarbonate diffuser, light grey aluminium body, for in-line connection, basic version | 2523 | 59 | 69 |  | 50000/L80B10 | 3 | 6001 | 57.3 | 105 | 80+ | 4000 | 487.405
| DM1128479 | Decor LED1x3750 H298 T840 DPRZ LT80 LO1 DALI 1LIN LL | DALI-dimmable, I, IP40, IK05, UGR≤16, matt micro-prismatic polycarbonate diffuser, light grey aluminium body, for in-line connection, basic version | 2943 | 59 | 69 |  | 50000/L80B10 | 3 | 3738 | 31.9 | 117 | 80+ | 4000 | 491.017
| DM1128480 | Decor LED1x5100 H299 T840 DPRZ LT80 LO2 DALI 1LIN LL | DALI-dimmable, I, IP40, IK05, UGR≤19, matt micro-prismatic polycarbonate diffuser, light grey aluminium body, for in-line connection, basic version | 2943 | 59 | 69 |  | 50000/L80B10 | 3 | 5093 | 45.5 | 112 | 80+ | 4000 | 491.017
| DM1128481 | Decor LED1x7050 H300 T840 DPRZ LT80 LO3 DALI 1LIN LL | DALI-dimmable, I, IP40, IK05, UGR≤19, matt micro-prismatic polycarbonate diffuser, light grey aluminium body, for in-line connection, basic version | 2943 | 59 | 69 |  | 50000/L80B10 | 3 | 7001 | 66.9 | 105 | 80+ | 4000 | 496.908
Available options:
|  | T830 | Colour temperature 3000K, CRI 80+
|  | T840 | Colour temperature 4000K, CRI 80+
|  | 5TB | 5-pole terminal block in middle of luminaire for easy through wiring | [11 empty] | 7.783
|  | DALI | Driver with DALI interface and switch-control dimming
*note - DALI option is not applicable for models: K112; K116; H293; H297
*note - for DALI LIN option wires are 2x0.5mm2
|  | EAIRB-M | Master luminaire with integrated smart sensor and driver with wireless communication and grouping possibilities for lighting control | [11 empty] | 197.7687
*note - ingress protection IP20
*note - For option EAIRB luminaire housing is 72mm longer
*note - the EAIRB sensor are positioned in the end of the luminaire for lengths up to 1800mm, and in the middle of the luminaire for lengths over 1800mm
*note - EAIRB option is not applicable for models: K075...K080; K083; K087; K090; K094; K116; H254...H259; H262; H266; H270; H274; H297
|  | BLT | Integrated wireless control unit and driver for lighting control via mobile device (via Bluetooth) | [11 empty] | 321.5448
|  | KRBLT | Integrated wireless control unit and driver for lighting control via mobile device (KR system app), on/off | [11 empty] | 126.248
|  | KRBLT DALI | Integrated wireless control unit and driver for lighting control via mobile device (KR system app), DALI with integrated PS | [11 empty] | 236.07
|  | PULL | Pull switch device, on/off | [11 empty] | 24.338
|  | PULLDIM | [12 empty] | 125.818
*note - For PULL and PULLDIM option luminaire housing is 50mm longer and switch is positioned at the end of luminaire
|  | MW | Integrated microwave (MW) motion sensor with on-off control | [11 empty] | 40
*note - for option MW luminaire housing is 72mm longer
|  | PIR (HC038 + HIR18)) | Integrated PIR sensor with on-off control | [11 empty] | 103.544
|  | PIR BLT DALI | Integrated wireless PIR sensor with CASAMBI app control. Requires DALI power supply. | [11 empty] | 239.037
*note - For PIR options luminaire housing is 72 mm longer
|  | COR | Driver with Corridor function (never off) | [11 empty] | 75.8241
|  | COR1min | Driver with Corridor function 1min (switch off after 1 min.) | [11 empty] | 75.8241
|  | COR30min | Driver with Corridor function 30min (switch off after 30 min.) | [11 empty] | 75.8241
|  | EM3 | Emergency version 3 hours | [11 empty] | 90
|  | EM3A | Emergency version equipped with an autonomous testing system, 3 hours | [11 empty] | 162.798
|  | EM3D | Emergency version 3 hours with DALI interface | [11 empty] | 268.578
*note - EM options applicable for models longer than 1000mm
|  | 1LIN | Through wiring single phase d=1.5 mm² with two push-in terminal blocks (for luminaire lengths up to 1700mm) | [11 empty] | 8.643
|  | 2LIN | Through wiring two phases d=1.5 mm² with two push-in terminal blocks (for luminaire lengths up to 1700mm) | [11 empty] | 10.234
|  | 3LIN | Through wiring three phases d=1.5 mm² with two push-in terminal blocks (for luminaire lengths up to 1700mm) | [11 empty] | 11.868
|  | 1LIN | Through wiring single phase d=1.5 mm² with two push-in terminal blocks(for luminaire lengths 1701-3000mm) | [11 empty] | 11.868
|  | 2LIN | Through wiring two phases d=1.5 mm² with two push-in terminal blocks (for luminaire lengths 1701-3000mm) | [11 empty] | 17.071
|  | 3LIN | Through wiring three phases d=1.5 mm² with two push-in terminal blocks (for luminaire lengths 1701-3000mm) | [11 empty] | 20.253
|  | CBF3-2.0m | Outgoing flexible cable 3x0.75mm² 2.0m | [11 empty] | 8.643
*note - LIN options applicable for models longer than 800mm
|  | 2G | Strain relief for power supply cable, 2pcs | [11 empty] | 1.849
|  | CBF3-2.0m clear | Cable 3x0.75mm² for suspended luminaire up to 2.0 meters, transparent | [11 empty] | 17.286
*note - for suspended luminaires it is recommended to use one of CBF3 option for easier mounting
|  | L | for in-line connection end/first luminaire
|  | LL | for in-line connection intermediate luminaire
Available accessories:
|  | BLANK Serpens LED L1000mm LL RAL9003S | Blank part kit for connecting luminaires in-line 1000mm long, 1pcs | [11 empty] | 202.745
*note - indicate lenght, location and RAL colour before placing order
*note - BLANK through wiring option must meet luminaire options
| DM9022195 | Remote Control HRC-11 | [12 empty] | 106.253
*note - remote control for PIR DALI
|  | I-join L | Luminaire designed to in-line connection with join element - end/first luminaire (joint element not included) | [11 empty] | 37.969
|  | I-join LL | Luminaire designed to in-line connection with join element - intermediate luminaire (joint element not included) | [11 empty] | 37.969
|  | L I-join LL | Luminaire designed for in-line connection with join element and intermediate luminaire (joint element not included) | [11 empty] | 37.969
*note - for I-join L and I-join LL models joint kit not included, 1LIN option included (5TB option for lengths up to 800mm)
*note - the luminaire must have I-JOIN L, I-JOIN LL or L I-JOIN LL options, depending on installation position
|  | OP | Opal diffuser with high light transmittance
|  | DPRZ LT80 | De-glaring micro-prismatic diffuser, matt
|  | SUS | Suspended version | [11 empty] | 5.289
*note - for suspended luminaires it is recommended to use CBF3 option for easier mounting
|  | IP44 | IP44 protection degree (not applicable for L and LL type luminaires) | [11 empty] | 25.456
*note - IP44 option not applicable for L and LL models
|  | RAL9003S | RAL 9003S colour
|  | RAL9005S | RAL 9005S colour
|  | RAL (price/m, QNT. >10) | RAL colour, standard list | [11 empty] | 22.962
|  | RAL (price/m, QNT. ≤10) | RAL colour, standard list | [11 empty] | 68.37
Available accessories:
| DM9002149 | Suspension MTG KIT SUSI | Suspension wire set "I" type, 1.5m adjustable, 1pcs | [11 empty] | 12.728
*note - 2pcs MTG SUSI KIT for length up to 2000mm, 3pcs MTG SUSI KIT for lengths 2000 - 3000mm
*note - SUS option is required
| DM9016452 | WALL MTG KIT - Decor LED RAL9006S | Support bracket for luminaire installation onto wall. Decor LED, 1pcs | [11 empty] | 3.913
*note - 2pcs WALL MTG KIT for length up to 2000mm, 3pcs WALL MTG KIT for length 2000 - 3000mm
| DM9002131 | CAP1 WHITE | Plastic cap for hiding cable inlet into ceilings, white | [11 empty] | 2.537
| DM9015089 | CAP1 CLEAR | Plastic cap for hiding cable inlet into ceilings, clear | [11 empty] | 2.537
| DM9015091 | CAP2 CLEAR | Plastic cap for hiding cable inlet into ceilings, clear | [11 empty] | 2.537
| DM9022161 | CAP4, light grey | Square decorative metal cap for hiding cable inlet into ceilings, light grey | 60 | 60 | 27 | [8 empty] | 15.265
| DM9024862 | CAP4, white | Square decorative metal cap for hiding cable inlet with suspension wire attachment point, push-in terminals 3x1x1.5mm2, white | 60 | 60 | 27 | [8 empty] | 15.265
| DM9025036 | CAP4, black | Square decorative metal cap for hiding cable inlet with suspension wire attachment point, push-in terminals 3x1x1.5mm2, black | 60 | 60 | 27 | [8 empty] | 15.265
| DM9033621 | CAP5, light grey | Square decorative metal cap for hiding cable inlet with suspension wire attachment point, push-in terminals 5x1x1.5mm2, light grey | 70 | 70 | 27 | [8 empty] | 21.156
| DM9033622 | CAP5, white | Square decorative metal cap for hiding cable inlet with suspension wire attachment point, push-in terminals 5x1x1.5mm2, white | 70 | 70 | 27 | [8 empty] | 21.156
| DM9033623 | CAP5, black | Square decorative metal cap for hiding cable inlet with suspension wire attachment point, push-in terminals 5x1x1.5mm2, black | 70 | 70 | 27 | [8 empty] | 21.156
| DM9003213 | CAP spiral cable 3x0.75 2.0m, white | Spiral cable 3x0.75mm² for suspended luminaire up to 2.0 meters, white | [11 empty] | 17.286
| DM9015093 | CAP cable 3x0.75 2.0m, white | Cable 3x0.75mm² for suspended luminaire up to 2.0 meters, white | [11 empty] | 7.568
| DM9015094 | CAP cable 3x0.75 2.0m, clear | Cable 3x0.75mm² for suspended luminaire up to 2.0 meters, transparent | [11 empty] | 15.91
| DM9016341 | CAP cable clip D6.3mm SET clear | Cable and suspension wire clip set, 4pcs. For cable diameter up to 6,3mm and wire diameter 1mm | [11 empty] | 2.752
| DM9016453 | I-JOIN MTG KIT Decor LED RAL9006S | "I" type join kit for connecting luminaires in-line | [11 empty] | 23.607
| DM9016454 | L-JOIN MTG KIT Decor LED RAL9006S | "L" type join kit for connecting luminaires in-line | [11 empty] | 9.374
| DM9016455 | T-JOIN MTG KIT Decor LED RAL9006S | "T" type join kit for connecting luminaires in-line | [11 empty] | 22.962
| DM9016456 | X-JOIN MTG KIT Decor LED RAL9006S | "X" type join kit for connecting luminaires in-line | [11 empty] | 36.335
*note - check RAL colour to match luminaire
*note - the luminaire must have I-JOIN L, I-JOIN LL or L I-JOIN LL options, depending on installation position
| DM1133293 | BLANK Decor LED (K & H series) L1000mm LL RAL9006S | Blank part kit for connecting luminaires in-line 1000mm long, 1pc | [11 empty] | 208.851
*note - indicate lenght, location and RAL colour before placing order
*note - BLANK through wiring option must meet luminaire options
| DM1130004 | BLANK Decor LED track assembly FIRST L1132mm 3LIN L | Blank with integrated track part, first element in-line, 1pcs | 1132 | 59 | 69 | [8 empty] | 227.943
| DM1130005 | BLANK Decor LED track assembly FIRST L1412mm 3LIN L | Blank with integrated track part, first element in-line, 1pcs | 1412 | 59 | 69 | [8 empty] | 265.396
| DM1130006 | BLANK Decor LED track assembly FIRST L2952mm 3LIN L | Blank with integrated track part, first element in-line, 1pcs | 2952 | 59 | 69 | [8 empty] | 449.694
| DM1130007 | BLANK Decor LED track assembly FIRST L1124mm 3LIN LL | Blank with integrated track part, for connecting luminaires in-line, first track element, 1pcs | 1124 | 59 | 69 | [8 empty] | 223.643
| DM1130008 | BLANK Decor LED track assembly FIRST L1404mm 3LIN LL | Blank with integrated track part, for connecting luminaires in-line, first track element, 1pcs | 1404 | 59 | 69 | [8 empty] | 261.053
| DM1130009 | BLANK Decor LED track assembly FIRST L2944mm 3LIN LL | Blank with integrated track part, for connecting luminaires in-line, first track element, 1pcs | 2944 | 59 | 69 | [8 empty] | 445.394
| DM1130010 | BLANK Decor LED track assembly L1124mm 3LIN LL | Blank with integrated track part for connecting luminaires in-line, 1pcs | 1124 | 59 | 69 | [8 empty] | 187.996
| DM1130011 | BLANK Decor LED track assembly L1404mm 3LIN LL | Blank with integrated track part for connecting luminaires in-line, 1pcs | 1404 | 59 | 69 | [8 empty] | 224.546
| DM1130012 | BLANK Decor LED track assembly L2944mm 3LIN LL | Blank with integrated track part for connecting luminaires in-line, 1pcs | 2944 | 59 | 69 | [8 empty] | 409.747
| DM1130013 | BLANK Decor LED track assembly END L1132mm 3LIN L | Blank with integrated track part, last element in-line, 1pcs | 1132 | 59 | 69 | [8 empty] | 170.538
| DM1130014 | BLANK Decor LED track assembly END L1412mm 3LIN L | Blank with integrated track part, last element in-line, 1pcs | 1412 | 59 | 69 | [8 empty] | 207.948
| DM1130015 | BLANK Decor LED track assembly END L2952mm 3LIN L | Blank with integrated track part, last element in-line, 1pcs | 2952 | 59 | 69 | [8 empty] | 392.504
| DM1130016 | BLANK Decor LED track assembly END L1124mm 3LIN LL | Blank with integrated track part, for connecting luminaires in-line, last track element, 1pcs | 1124 | 59 | 69 | [8 empty] | 166.195
| DM1130017 | BLANK Decor LED track assembly END L1404mm 3LIN LL | Blank with integrated track part, for connecting luminaires in-line, last track element, 1pcs | 1404 | 59 | 69 | [8 empty] | 203.648
| DM1130018 | BLANK Decor LED track assembly END L2944mm 3LIN LL | Blank with integrated track part, for connecting luminaires in-line, last track element, 1pcs | 2944 | 59 | 69 | [8 empty] | 387.946
| DM9025064 | All-in-one Suspended MTG KIT, light grey | Complete suspended installation kit. 3x1x1.5mm2, light grey (inludes SUSI elements 2pcs., clear cable and CAP4) | 60 | 60 | 27 | [8 empty] | 59.297
| DM9025065 | All-in-one Suspended MTG KIT, white | Complete suspended installation kit. 3x1x1.5mm2, white (inludes SUSI elements 2pcs., clear cable and CAP4) | 60 | 60 | 27 | [8 empty] | 59.297
| DM9025066 | All-in-one Suspended MTG KIT, black | Complete suspended installation kit. 3x1x1.5mm2, black (inludes SUSI elements 2pcs., clear cable and CAP4) | 60 | 60 | 27 | [8 empty] | 59.297
| DM9025067 | All-in-one Suspended MTG KIT, 5TB, light grey | Complete suspended installation kit. 5x1x1.5mm2, light grey (inludes SUSI elements 2pcs., clear cable and CAP5) | 70 | 70 | 27 | [8 empty] | 70.649
| DM9025068 | All-in-one Suspended MTG KIT, 5TB, white | Complete suspended installation kit. 5x1x1.5mm2, white (inludes SUSI elements 2pcs., clear cable and CAP5) | 70 | 70 | 27 | [8 empty] | 70.649
| DM9025069 | All-in-one Suspended MTG KIT, 5TB, black | Complete suspended installation kit. 5x1x1.5mm2, black (inludes SUSI elements 2pcs., clear cable and CAP5) | 70 | 70 | 27 | [8 empty] | 70.649
*note - SUS option is required
| DM9025070 | All-in-one Suspended MTG KIT + SUS, light grey | Complete suspended installation kit. 3x1x1.5mm2, light grey (inludes SUSI elements 2pcs., SUS elements 2 pcs., clear cable and CAP4) | 60 | 60 | 27 | [8 empty] | 59.297
| DM9025071 | All-in-one Suspended MTG KIT + SUS, white | Complete suspended installation kit. 3x1x1.5mm2, white (inludes SUSI elements 2pcs., SUS elements 2 pcs., clear cable and CAP4) | 60 | 60 | 27 | [8 empty] | 59.297
| DM9025550 | All-in-one Suspended MTG KIT + SUS, black | Complete suspended installation kit. 3x1x1.5mm2, black (inludes SUSI elements 2pcs., SUS elements 2 pcs., clear cable and CAP4) | 60 | 60 | 27 | [8 empty] | 59.297
| DM9025551 | All-in-one Suspended MTG KIT + SUS, 5TB, light grey | Complete suspended installation kit. 5x1x1.5mm2, light grey (inludes SUSI elements 2pcs., SUS elements 2 pcs., clear cable and CAP5) | 70 | 70 | 27 | [8 empty] | 70.649
| DM9025552 | All-in-one Suspended MTG KIT + SUS, 5TB, white | Complete suspended installation kit. 5x1x1.5mm2, white (inludes SUSI elements 2pcs., SUS elements 2 pcs., clear cable and CAP5) | 70 | 70 | 27 | [8 empty] | 70.649
| DM9025553 | All-in-one Suspended MTG KIT + SUS, 5TB, black | Complete suspended installation kit. 5x1x1.5mm2, black (inludes SUSI elements 2pcs., SUS elements 2 pcs., clear cable and CAP5) | 70 | 70 | 27 | [8 empty] | 70.649
| DM1128482 | Decor LED1x1300 K121 T830 OP LO1 1LIN LL CORNER90 | non-dimmable, I, IP40, IK05, opal polycarbonate diffuser, light grey aluminium body, for corner connection | 455 | 455 | 69 |  | 100000/L80B10 | 3 | 1242 | 10.1 | 123 | 80+ | 3000 | 232.458
| DM1128483 | Decor LED1x1800 K122 T830 OP LO2 1LIN LL CORNER90 | non-dimmable, I, IP40, IK05, opal polycarbonate diffuser, light grey aluminium body, for corner connection | 455 | 455 | 69 |  | 100000/L80B10 | 3 | 1709 | 14 | 122 | 80+ | 3000 | 232.458
| DM1128484 | Decor LED1x2500 K123 T830 OP LO3 1LIN LL CORNER90 | non-dimmable, I, IP40, IK05, opal polycarbonate diffuser, light grey aluminium body, for corner connection | 455 | 455 | 69 |  | 100000/L80B10 | 3 | 2390 | 20.2 | 118 | 80+ | 3000 | 237.747
| DM1128485 | Decor LED1x3750 K124 T830 OP LO4 1LIN LL CORNER90 | non-dimmable, I, IP40, IK05, opal polycarbonate diffuser, light grey aluminium body, for corner connection | 455 | 455 | 69 |  | 100000/L80B10 | 3 | 3584 | 29.2 | 123 | 80+ | 3000 | 241.101
| DM1128486 | Decor LED1x1300 K121 T840 OP LO1 1LIN LL CORNER90 | non-dimmable, I, IP40, IK05, opal polycarbonate diffuser, light grey aluminium body, for corner connection | 455 | 455 | 69 |  | 100000/L80B10 | 3 | 1295 | 10.1 | 128 | 80+ | 4000 | 232.458
| DM1128487 | Decor LED1x1800 K122 T840 OP LO2 1LIN LL CORNER90 | non-dimmable, I, IP40, IK05, opal polycarbonate diffuser, light grey aluminium body, for corner connection | 455 | 455 | 69 |  | 100000/L80B10 | 3 | 1783 | 14 | 127 | 80+ | 4000 | 232.458
| DM1128488 | Decor LED1x2500 K123 T840 OP LO3 1LIN LL CORNER90 | non-dimmable, I, IP40, IK05, opal polycarbonate diffuser, light grey aluminium body, for corner connection | 455 | 455 | 69 |  | 100000/L80B10 | 3 | 2493 | 20.2 | 123 | 80+ | 4000 | 237.747
| DM1128489 | Decor LED1x3750 K124 T840 OP LO4 1LIN LL CORNER90 | non-dimmable, I, IP40, IK05, opal polycarbonate diffuser, light grey aluminium body, for corner connection | 455 | 455 | 69 |  | 100000/L80B10 | 3 | 3739 | 29.2 | 128 | 80+ | 4000 | 241.101
| DM1128490 | Decor LED1x1250 K121 T830 DPRZ LT80 LO1 1LIN LL CORNER90 | non-dimmable, I, IP40, IK05, UGR≤19, matt micro-prismatic polycarbonate diffuser, light grey aluminium body, for corner connection | 455 | 455 | 69 |  | 100000/L80B10 | 3 | 1159 | 10.1 | 115 | 80+ | 3000 | 297.646
| DM1128491 | Decor LED1x1700 K122 T830 DPRZ LT80 LO2 1LIN LL CORNER90 | non-dimmable, I, IP40, IK05, UGR≤19, matt micro-prismatic polycarbonate diffuser, light grey aluminium body, for corner connection | 455 | 455 | 69 |  | 100000/L80B10 | 3 | 1595 | 14 | 114 | 80+ | 3000 | 297.646
| DM1128492 | Decor LED1x2350 K123 T830 DPRZ LT80 LO3 1LIN LL CORNER90 | non-dimmable, I, IP40, IK05, UGR≤19, matt micro-prismatic polycarbonate diffuser, light grey aluminium body, for corner connection | 455 | 455 | 69 |  | 100000/L80B10 | 3 | 2230 | 20.2 | 110 | 80+ | 3000 | 297.646
| DM1128493 | Decor LED1x3500 K124 T830 DPRZ LT80 LO4 1LIN LL CORNER90 | non-dimmable, I, IP40, IK05, UGR≤22, matt micro-prismatic polycarbonate diffuser, light grey aluminium body, for corner connection | 455 | 455 | 69 |  | 100000/L80B10 |  | 3345 | 29.2 | 115 | 80+ | 3000 | 335.787
| DM1128494 | Decor LED1x1250 K121 T840 DPRZ LT80 LO1 1LIN LL CORNER90 | non-dimmable, I, IP40, IK05, UGR≤19, matt micro-prismatic polycarbonate diffuser, light grey aluminium body, for corner connection | 455 | 455 | 69 |  | 100000/L80B10 | 3 | 1209 | 10.1 | 120 | 80+ | 4000 | 297.646
| DM1128495 | Decor LED1x1700 K122 T840 DPRZ LT80 LO2 1LIN LL CORNER90 | non-dimmable, I, IP40, IK05, UGR≤19, matt micro-prismatic polycarbonate diffuser, light grey aluminium body, for corner connection | 455 | 455 | 69 |  | 100000/L80B10 | 3 | 1664 | 14 | 119 | 80+ | 4000 | 297.646
| DM1128496 | Decor LED1x2350 K123 T840 DPRZ LT80 LO3 1LIN LL CORNER90 | non-dimmable, I, IP40, IK05, UGR≤19, matt micro-prismatic polycarbonate diffuser, light grey aluminium body, for corner connection | 455 | 455 | 69 |  | 100000/L80B10 | 3 | 2326 | 20.2 | 115 | 80+ | 4000 | 297.646
| DM1128497 | Decor LED1x3500 K124 T840 DPRZ LT80 LO4 1LIN LL CORNER90 | non-dimmable, I, IP40, IK05, UGR≤22, matt micro-prismatic polycarbonate diffuser, light grey aluminium body, for corner connection | 455 | 455 | 69 |  | 100000/L80B10 |  | 3490 | 29.2 | 120 | 80+ | 4000 | 335.787
| DM1128498 | Decor LED1x1300 K121 T830 OP LO1 DALI 1LIN LL CORNER90 | DALI-dimmable, I, IP40, IK05, opal polycarbonate diffuser, light grey aluminium body, for corner connection | 455 | 455 | 69 |  | 100000/L80B10 | 3 | 1242 | 9.2 | 135 | 80+ | 3000 | 293.303
| DM1128499 | Decor LED1x1800 K122 T830 OP LO2 DALI 1LIN LL CORNER90 | DALI-dimmable, I, IP40, IK05, opal polycarbonate diffuser, light grey aluminium body, for corner connection | 455 | 455 | 69 |  | 100000/L80B10 | 3 | 1709 | 13 | 131 | 80+ | 3000 | 293.303
| DM1128500 | Decor LED1x2500 K123 T830 OP LO3 DALI 1LIN LL CORNER90 | DALI-dimmable, I, IP40, IK05, opal polycarbonate diffuser, light grey aluminium body, for corner connection | 455 | 455 | 69 |  | 100000/L80B10 | 3 | 2390 | 19 | 126 | 80+ | 3000 | 293.303
| DM1128501 | Decor LED1x3750 K124 T830 OP LO4 DALI 1LIN LL CORNER90 | DALI-dimmable, I, IP40, IK05, opal polycarbonate diffuser, light grey aluminium body, for corner connection | 455 | 455 | 69 |  | 100000/L80B10 |  | 3584 | 28.9 | 124 | 80+ | 3000 | 331.444
| DM1128502 | Decor LED1x1300 K121 T840 OP LO1 DALI 1LIN LL CORNER90 | DALI-dimmable, I, IP40, IK05, opal polycarbonate diffuser, light grey aluminium body, for corner connection | 455 | 455 | 69 |  | 100000/L80B10 | 3 | 1295 | 9.2 | 141 | 80+ | 4000 | 293.303
| DM1128503 | Decor LED1x1800 K122 T840 OP LO2 DALI 1LIN LL CORNER90 | DALI-dimmable, I, IP40, IK05, opal polycarbonate diffuser, light grey aluminium body, for corner connection | 455 | 455 | 69 |  | 100000/L80B10 | 3 | 1783 | 13 | 137 | 80+ | 4000 | 293.303
| DM1128504 | Decor LED1x2500 K123 T840 OP LO3 DALI 1LIN LL CORNER90 | DALI-dimmable, I, IP40, IK05, opal polycarbonate diffuser, light grey aluminium body, for corner connection | 455 | 455 | 69 |  | 100000/L80B10 | 3 | 2493 | 19 | 131 | 80+ | 4000 | 293.303
| DM1128505 | Decor LED1x3750 K124 T840 OP LO4 DALI 1LIN LL CORNER90 | DALI-dimmable, I, IP40, IK05, opal polycarbonate diffuser, light grey aluminium body, for corner connection | 455 | 455 | 69 |  | 100000/L80B10 |  | 3739 | 28.9 | 129 | 80+ | 4000 | 331.444
| DM1128506 | Decor LED1x1250 K121 T830 DPRZ LT80 LO1 DALI 1LIN LL CORNER90 | DALI-dimmable, I, IP40, IK05, UGR≤19, matt micro-prismatic polycarbonate diffuser, light grey aluminium body, for corner connection | 455 | 455 | 69 |  | 100000/L80B10 | 3 | 1159 | 9.2 | 126 | 80+ | 3000 | 297.646
| DM1128507 | Decor LED1x1700 K122 T830 DPRZ LT80 LO2 DALI 1LIN LL CORNER90 | DALI-dimmable, I, IP40, IK05, UGR≤19, matt micro-prismatic polycarbonate diffuser, light grey aluminium body, for corner connection | 455 | 455 | 69 |  | 100000/L80B10 | 3 | 1595 | 13 | 123 | 80+ | 3000 | 297.646
| DM1128508 | Decor LED1x2350 K123 T830 DPRZ LT80 LO3 DALI 1LIN LL CORNER90 | DALI-dimmable, I, IP40, IK05, UGR≤19, matt micro-prismatic polycarbonate diffuser, light grey aluminium body, for corner connection | 455 | 455 | 69 |  | 100000/L80B10 | 3 | 2230 | 19 | 117 | 80+ | 3000 | 297.646
| DM1128509 | Decor LED1x3500 K124 T830 DPRZ LT80 LO4 DALI 1LIN LL CORNER90 | DALI-dimmable, I, IP40, IK05, UGR≤22, matt micro-prismatic polycarbonate diffuser, light grey aluminium body, for corner connection | 455 | 455 | 69 |  | 100000/L80B10 |  | 3345 | 28.9 | 116 | 80+ | 3000 | 335.787
| DM1128510 | Decor LED1x1250 K121 T840 DPRZ LT80 LO1 DALI 1LIN LL CORNER90 | DALI-dimmable, I, IP40, IK05, UGR≤19, matt micro-prismatic polycarbonate diffuser, light grey aluminium body, for corner connection | 455 | 455 | 69 |  | 100000/L80B10 | 3 | 1209 | 9.2 | 131 | 80+ | 4000 | 297.646
| DM1128511 | Decor LED1x1700 K122 T840 DPRZ LT80 LO2 DALI 1LIN LL CORNER90 | DALI-dimmable, I, IP40, IK05, UGR≤19, matt micro-prismatic polycarbonate diffuser, light grey aluminium body, for corner connection | 455 | 455 | 69 |  | 100000/L80B10 | 3 | 1664 | 13 | 128 | 80+ | 4000 | 297.646
| DM1128512 | Decor LED1x2350 K123 T840 DPRZ LT80 LO3 DALI 1LIN LL CORNER90 | DALI-dimmable, I, IP40, IK05, UGR≤19, matt micro-prismatic polycarbonate diffuser, light grey aluminium body, for corner connection | 455 | 455 | 69 |  | 100000/L80B10 | 3 | 2326 | 19 | 122 | 80+ | 4000 | 297.646
| DM1128513 | Decor LED1x3500 K124 T840 DPRZ LT80 LO4 DALI 1LIN LL CORNER90 | DALI-dimmable, I, IP40, IK05, UGR≤22, matt micro-prismatic polycarbonate diffuser, light grey aluminium body, for corner connection | 455 | 455 | 69 |  | 100000/L80B10 |  | 3490 | 28.9 | 121 | 80+ | 4000 | 335.787
| DM1128514 | Decor LED1x1150 H301 T830 OP LO1 1LIN LL CORNER90 | non-dimmable, I, IP40, IK05, opal polycarbonate diffuser, light grey aluminium body, for corner connection, basic version | 455 | 455 | 69 |  | 50000/L80B10 | 3 | 1093 | 10 | 109 | 80+ | 3000 | 225.664
| DM1128515 | Decor LED1x1600 H302 T830 OP LO2 1LIN LL CORNER90 | non-dimmable, I, IP40, IK05, opal polycarbonate diffuser, light grey aluminium body, for corner connection, basic version | 455 | 455 | 69 |  | 50000/L80B10 | 3 | 1490 | 14 | 106 | 80+ | 3000 | 225.664
| DM1128516 | Decor LED1x2150 H303 T830 OP LO3 1LIN LL CORNER90 | non-dimmable, I, IP40, IK05, opal polycarbonate diffuser, light grey aluminium body, for corner connection, basic version | 455 | 455 | 69 |  | 50000/L80B10 | 3 | 2048 | 20.2 | 101 | 80+ | 3000 | 230.91
| DM1128517 | Decor LED1x3250 H304 T830 OP LO4 1LIN LL CORNER90 | non-dimmable, I, IP40, IK05, opal polycarbonate diffuser, light grey aluminium body, for corner connection, basic version | 455 | 455 | 69 |  | 50000/L80B10 |  | 3071 | 29.3 | 105 | 80+ | 3000 | 236.801
| DM1128518 | Decor LED1x1150 H301 T840 OP LO1 1LIN LL CORNER90 | non-dimmable, I, IP40, IK05, opal polycarbonate diffuser, light grey aluminium body, for corner connection, basic version | 455 | 455 | 69 |  | 50000/L80B10 | 3 | 1145 | 10 | 115 | 80+ | 4000 | 225.664
| DM1128519 | Decor LED1x1600 H302 T840 OP LO2 1LIN LL CORNER90 | non-dimmable, I, IP40, IK05, opal polycarbonate diffuser, light grey aluminium body, for corner connection, basic version | 455 | 455 | 69 |  | 50000/L80B10 | 3 | 1559 | 14 | 111 | 80+ | 4000 | 225.664
| DM1128520 | Decor LED1x2150 H303 T840 OP LO3 1LIN LL CORNER90 | non-dimmable, I, IP40, IK05, opal polycarbonate diffuser, light grey aluminium body, for corner connection, basic version | 455 | 455 | 69 |  | 50000/L80B10 | 3 | 2144 | 20.2 | 106 | 80+ | 4000 | 230.91
| DM1128521 | Decor LED1x3250 H304 T840 OP LO4 1LIN LL CORNER90 | non-dimmable, I, IP40, IK05, opal polycarbonate diffuser, light grey aluminium body, for corner connection, basic version | 455 | 455 | 69 |  | 50000/L80B10 |  | 3215 | 29.3 | 110 | 80+ | 4000 | 236.801
| DM1128522 | Decor LED1x1100 H301 T830 DPRZ LT80 LO1 1LIN LL CORNER90 | non-dimmable, I, IP40, IK05, UGR≤19, matt micro-prismatic polycarbonate diffuser, light grey aluminium body, for corner connection, basic version | 455 | 455 | 69 |  | 50000/L80B10 | 3 | 1020 | 10 | 102 | 80+ | 3000 | 229.964
| DM1128523 | Decor LED1x1500 H302 T830 DPRZ LT80 LO2 1LIN LL CORNER90 | non-dimmable, I, IP40, IK05, UGR≤19, matt micro-prismatic polycarbonate diffuser, light grey aluminium body, for corner connection, basic version | 455 | 455 | 69 |  | 50000/L80B10 | 3 | 1390 | 14 | 99 | 80+ | 3000 | 229.964
| DM1128524 | Decor LED1x2050 H303 T830 DPRZ LT80 LO3 1LIN LL CORNER90 | non-dimmable, I, IP40, IK05, UGR≤19, matt micro-prismatic polycarbonate diffuser, light grey aluminium body, for corner connection, basic version | 455 | 455 | 69 |  | 50000/L80B10 | 3 | 1911 | 20.2 | 95 | 80+ | 3000 | 235.21
| DM1128525 | Decor LED1x3050 H304 T830 DPRZ LT80 LO4 1LIN LL CORNER90 | non-dimmable, I, IP40, IK05, UGR≤22, matt micro-prismatic polycarbonate diffuser, light grey aluminium body, for corner connection, basic version | 455 | 455 | 69 |  | 50000/L80B10 |  | 2866 | 29.3 | 98 | 80+ | 3000 | 241.101
| DM1128526 | Decor LED1x1100 H301 T840 DPRZ LT80 LO1 1LIN LL CORNER90 | non-dimmable, I, IP40, IK05, UGR≤19, matt micro-prismatic polycarbonate diffuser, light grey aluminium body, for corner connection, basic version | 455 | 455 | 69 |  | 50000/L80B10 | 3 | 1068 | 10 | 107 | 80+ | 4000 | 229.964
| DM1128527 | Decor LED1x1500 H302 T840 DPRZ LT80 LO2 1LIN LL CORNER90 | non-dimmable, I, IP40, IK05, UGR≤19, matt micro-prismatic polycarbonate diffuser, light grey aluminium body, for corner connection, basic version | 455 | 455 | 69 |  | 50000/L80B10 | 3 | 1455 | 14 | 104 | 80+ | 4000 | 229.964
| DM1128528 | Decor LED1x2050 H303 T840 DPRZ LT80 LO3 1LIN LL CORNER90 | non-dimmable, I, IP40, IK05, UGR≤19, matt micro-prismatic polycarbonate diffuser, light grey aluminium body, for corner connection, basic version | 455 | 455 | 69 |  | 50000/L80B10 | 3 | 2001 | 20.2 | 99 | 80+ | 4000 | 235.21
| DM1128529 | Decor LED1x3050 H304 T840 DPRZ LT80 LO4 1LIN LL CORNER90 | non-dimmable, I, IP40, IK05, UGR≤22, matt micro-prismatic polycarbonate diffuser, light grey aluminium body, for corner connection, basic version | 455 | 455 | 69 |  | 50000/L80B10 |  | 3001 | 29.3 | 102 | 80+ | 4000 | 241.101
| DM1128530 | Decor LED1x1150 H301 T830 OP LO1 DALI 1LIN LL CORNER90 | DALI-dimmable, I, IP40, IK05, opal polycarbonate diffuser, light grey aluminium body, for corner connection, basic version | 455 | 455 | 69 |  | 50000/L80B10 | 3 | 1093 | 9.1 | 120 | 80+ | 3000 | 286.251
| DM1128531 | Decor LED1x1600 H302 T830 OP LO2 DALI 1LIN LL CORNER90 | DALI-dimmable, I, IP40, IK05, opal polycarbonate diffuser, light grey aluminium body, for corner connection, basic version | 455 | 455 | 69 |  | 50000/L80B10 | 3 | 1490 | 13 | 115 | 80+ | 3000 | 286.251
| DM1128532 | Decor LED1x2150 H303 T830 OP LO3 DALI 1LIN LL CORNER90 | DALI-dimmable, I, IP40, IK05, opal polycarbonate diffuser, light grey aluminium body, for corner connection, basic version | 455 | 455 | 69 |  | 50000/L80B10 | 3 | 2048 | 19.1 | 107 | 80+ | 3000 | 286.251
| DM1128533 | Decor LED1x3250 H304 T830 OP LO4 DALI 1LIN LL CORNER90 | DALI-dimmable, I, IP40, IK05, opal polycarbonate diffuser, light grey aluminium body, for corner connection, basic version | 455 | 455 | 69 |  | 50000/L80B10 |  | 3071 | 29 | 106 | 80+ | 3000 | 327.144
| DM1128534 | Decor LED1x1150 H301 T840 OP LO1 DALI 1LIN LL CORNER90 | DALI-dimmable, I, IP40, IK05, opal polycarbonate diffuser, light grey aluminium body, for corner connection, basic version | 455 | 455 | 69 |  | 50000/L80B10 | 3 | 1145 | 9.1 | 126 | 80+ | 4000 | 286.251
| DM1128535 | Decor LED1x1600 H302 T840 OP LO2 DALI 1LIN LL CORNER90 | DALI-dimmable, I, IP40, IK05, opal polycarbonate diffuser, light grey aluminium body, for corner connection, basic version | 455 | 455 | 69 |  | 50000/L80B10 | 3 | 1559 | 13 | 120 | 80+ | 4000 | 286.251
| DM1128536 | Decor LED1x2150 H303 T840 OP LO3 DALI 1LIN LL CORNER90 | DALI-dimmable, I, IP40, IK05, opal polycarbonate diffuser, light grey aluminium body, for corner connection, basic version | 455 | 455 | 69 |  | 50000/L80B10 | 3 | 2144 | 19.1 | 112 | 80+ | 4000 | 286.251
| DM1128537 | Decor LED1x3250 H304 T840 OP LO4 DALI 1LIN LL CORNER90 | DALI-dimmable, I, IP40, IK05, opal polycarbonate diffuser, light grey aluminium body, for corner connection, basic version | 455 | 455 | 69 |  | 50000/L80B10 |  | 3215 | 29 | 111 | 80+ | 4000 | 327.144
| DM1128538 | Decor LED1x1100 H301 T830 DPRZ LT80 LO1 DALI 1LIN LL CORNER90 | DALI-dimmable, I, IP40, IK05, UGR≤19, matt micro-prismatic polycarbonate diffuser, light grey aluminium body, for corner connection, basic version | 455 | 455 | 69 |  | 50000/L80B10 | 3 | 1020 | 9.1 | 112 | 80+ | 3000 | 290.551
| DM1128539 | Decor LED1x1500 H302 T830 DPRZ LT80 LO2 DALI 1LIN LL CORNER90 | DALI-dimmable, I, IP40, IK05, UGR≤19, matt micro-prismatic polycarbonate diffuser, light grey aluminium body, for corner connection, basic version | 455 | 455 | 69 |  | 50000/L80B10 | 3 | 1390 | 13 | 107 | 80+ | 3000 | 290.551
| DM1128540 | Decor LED1x2050 H303 T830 DPRZ LT80 LO3 DALI 1LIN LL CORNER90 | DALI-dimmable, I, IP40, IK05, UGR≤19, matt micro-prismatic polycarbonate diffuser, light grey aluminium body, for corner connection, basic version | 455 | 455 | 69 |  | 50000/L80B10 | 3 | 1911 | 19.1 | 100 | 80+ | 3000 | 290.551
| DM1128541 | Decor LED1x3050 H304 T830 DPRZ LT80 LO4 DALI 1LIN LL CORNER90 | DALI-dimmable, I, IP40, IK05, UGR≤22, matt micro-prismatic polycarbonate diffuser, light grey aluminium body, for corner connection, basic version | 455 | 455 | 69 |  | 50000/L80B10 |  | 2866 | 29 | 99 | 80+ | 3000 | 331.444
| DM1128542 | Decor LED1x1100 H301 T840 DPRZ LT80 LO1 DALI 1LIN LL CORNER90 | DALI-dimmable, I, IP40, IK05, UGR≤19, matt micro-prismatic polycarbonate diffuser, light grey aluminium body, for corner connection, basic version | 455 | 455 | 69 |  | 50000/L80B10 | 3 | 1068 | 9.1 | 117 | 80+ | 4000 | 290.551
| DM1128543 | Decor LED1x1500 H302 T840 DPRZ LT80 LO2 DALI 1LIN LL CORNER90 | DALI-dimmable, I, IP40, IK05, UGR≤19, matt micro-prismatic polycarbonate diffuser, light grey aluminium body, for corner connection, basic version | 455 | 455 | 69 |  | 50000/L80B10 | 3 | 1455 | 13 | 112 | 80+ | 4000 | 290.551
| DM1128544 | Decor LED1x2050 H303 T840 DPRZ LT80 LO3 DALI 1LIN LL CORNER90 | DALI-dimmable, I, IP40, IK05, UGR≤19, matt micro-prismatic polycarbonate diffuser, light grey aluminium body, for corner connection, basic version | 455 | 455 | 69 |  | 50000/L80B10 | 3 | 2001 | 19.1 | 105 | 80+ | 4000 | 290.551
| DM1128545 | Decor LED1x3050 H304 T840 DPRZ LT80 LO4 DALI 1LIN LL CORNER90 | DALI-dimmable, I, IP40, IK05, UGR≤22, matt micro-prismatic polycarbonate diffuser, light grey aluminium body, for corner connection, basic version | 455 | 455 | 69 |  | 50000/L80B10 |  | 3001 | 29 | 103 | 80+ | 4000 | 331.444
Available options:
|  | T830 | Colour temperature 3000K, CRI 80+
|  | T840 | Colour temperature 4000K, CRI 80+
|  | 5TB | 5-pole terminal block in middle of luminaire for easy through wiring | [11 empty] | 7.783
|  | DALI | Driver with DALI interface and switch-control dimming
*note - for DALI LIN option wires are 2x0.5mm2
|  | BLT | Integrated wireless control unit and driver for lighting control via mobile device (via Bluetooth) | [11 empty] | 321.5448
|  | KRBLT | Integrated wireless control unit and driver for lighting control via mobile device (KR system app), on/off | [11 empty] | 126.248
|  | KRBLT DALI | Integrated wireless control unit and driver for lighting control via mobile device (KR system app), DALI with integrated PS | [11 empty] | 236.07
|  | 1LIN | Through wiring single phase d=1.5 mm² with two push-in terminal blocks (for luminaire lengths up to 1700mm) | [11 empty] | 8.643
|  | 2LIN | Through wiring two phases d=1.5 mm² with two push-in terminal blocks (for luminaire lengths up to 1700mm) | [11 empty] | 10.234
|  | 3LIN | Through wiring three phases d=1.5 mm² with two push-in terminal blocks (for luminaire lengths up to 1700mm) | [11 empty] | 11.868
|  | LL | for in-line connection intermediate luminaire
*note - for L and LL models joint kit and 1LIN option included
|  | OP | Opal diffuser with high light transmittance
|  | DPRZ LT80 | De-glaring micro-prismatic diffuser, matt
|  | LO1 | Light output level 1
|  | LO2 | Light output level 2
|  | LO3 | Light output level 3
|  | LO4 | Light output level 4
|  | 2G | Strain relief for power supply cable, 2pcs | [11 empty] | 1.849
|  | CBF3-2.0m | Outgoing flexible cable 3x0.75mm² 2.0m | [11 empty] | 8.643
*note - for suspended luminaires it is recommended to use one of CBF option for easier mounting
|  | SUS | Suspended version | [11 empty] | 5.289
*note - for suspended luminaires it is recommended to use CBF3 option for easier mounting
|  | RAL9003S | RAL 9003S colour
|  | RAL9005S | RAL 9005S colour
|  | RAL (price/m, QNT. >10) | RAL colour, standard list | [11 empty] | 5.977
|  | RAL (price/m, QNT. ≤10) | RAL colour, standard list | [11 empty] | 17.716
Available accessories:
| DM9002149 | Suspension MTG KIT SUSI | Suspension wire set "I" type, 1.5m adjustable, 1pcs | [11 empty] | 12.728
*note - 2pcs MTG SUSI KIT for length up to 2000mm, 3pcs MTG SUSI KIT for lengths 2000 - 3000mm
*note - SUS option is required
| DM9016452 | WALL MTG KIT - Decor LED RAL9006S | Support bracket for luminaire installation onto wall. Decor LED, 1pcs | [11 empty] | 3.913
*note - 2pcs WALL MTG KIT for length up to 2000mm, 3pcs WALL MTG KIT for length 2000 - 3000mm
| DM9002131 | CAP1 WHITE | Plastic cap for hiding cable inlet into ceilings, white | [11 empty] | 2.537
| DM9015089 | CAP1 CLEAR | Plastic cap for hiding cable inlet into ceilings, clear | [11 empty] | 2.537
| DM9015091 | CAP2 CLEAR | Plastic cap for hiding cable inlet into ceilings, clear | [11 empty] | 2.537
| DM9022161 | CAP4, light grey | Square decorative metal cap for hiding cable inlet into ceilings, light grey | 60 | 60 | 27 | [8 empty] | 15.265
| DM9024862 | CAP4, white | Square decorative metal cap for hiding cable inlet with suspension wire attachment point, push-in terminals 3x1x1.5mm2, white | 60 | 60 | 27 | [8 empty] | 15.265
| DM9025036 | CAP4, black | Square decorative metal cap for hiding cable inlet with suspension wire attachment point, push-in terminals 3x1x1.5mm2, black | 60 | 60 | 27 | [8 empty] | 15.265
| DM9033621 | CAP5, light grey | Square decorative metal cap for hiding cable inlet with suspension wire attachment point, push-in terminals 5x1x1.5mm2, light grey | 70 | 70 | 27 | [8 empty] | 21.156
| DM9033622 | CAP5, white | Square decorative metal cap for hiding cable inlet with suspension wire attachment point, push-in terminals 5x1x1.5mm2, white | 70 | 70 | 27 | [8 empty] | 21.156
| DM9033623 | CAP5, black | Square decorative metal cap for hiding cable inlet with suspension wire attachment point, push-in terminals 5x1x1.5mm2, black | 70 | 70 | 27 | [8 empty] | 21.156
| DM9003213 | CAP spiral cable 3x0.75 2.0m, white | Spiral cable 3x0.75mm² for suspended luminaire up to 2.0 meters, white | [11 empty] | 17.286
| DM9015093 | CAP cable 3x0.75 2.0m, white | Cable 3x0.75mm² for suspended luminaire up to 2.0 meters, white | [11 empty] | 7.568
| DM9015094 | CAP cable 3x0.75 2.0m, clear | Cable 3x0.75mm² for suspended luminaire up to 2.0 meters, transparent | [11 empty] | 15.91
| DM9016341 | CAP cable clip D6.3mm SET clear | Cable and suspension wire clip set, 4pcs. For cable diameter up to 6,3mm and wire diameter 1mm | [11 empty] | 2.752
| DM1128546 | Decor P LED1x3050 K170 T830 WMC LO1 | non-dimmable, I, IP40, IK05, UGR≤16, double parabolic reflector, light grey aluminium body | 1136 | 59 | 69 |  | 100000/L80B10 | 3 | 2890 | 17.5 | 165 | 80+ | 3000 | 247.25
| DM1128547 | Decor P LED1x3750 K171 T830 WMC LO2 | non-dimmable, I, IP40, IK05, UGR≤16, double parabolic reflector, light grey aluminium body | 1136 | 59 | 69 |  | 100000/L80B10 | 3 | 3560 | 21.8 | 163 | 80+ | 3000 | 247.25
| DM1128548 | Decor P LED1x4400 K172 T830 WMC LO3 | non-dimmable, I, IP40, IK05, UGR≤16, double parabolic reflector, light grey aluminium body | 1136 | 59 | 69 |  | 100000/L80B10 | 3 | 4212 | 26.1 | 161 | 80+ | 3000 | 247.25
| DM1128549 | Decor P LED1x5100 K173 T830 WMC LO4 | non-dimmable, I, IP40, IK05, UGR≤16, double parabolic reflector, light grey aluminium body | 1136 | 59 | 69 |  | 100000/L80B10 | 3 | 4880 | 30.8 | 158 | 80+ | 3000 | 224.546
| DM1128550 | Decor P LED1x3800 K174 T830 WMC LO1 | non-dimmable, I, IP40, IK05, UGR≤16, double parabolic reflector, light grey aluminium body | 1416 | 59 | 69 |  | 100000/L80B10 | 3 | 3612 | 21.6 | 167 | 80+ | 3000 | 292.4
| DM1128551 | Decor P LED1x4650 K175 T830 WMC LO2 | non-dimmable, I, IP40, IK05, UGR≤16, double parabolic reflector, light grey aluminium body | 1416 | 59 | 69 |  | 100000/L80B10 | 3 | 4450 | 26.6 | 167 | 80+ | 3000 | 292.4
| DM1128552 | Decor P LED1x5500 K176 T830 WMC LO3 | non-dimmable, I, IP40, IK05, UGR≤16, double parabolic reflector, light grey aluminium body | 1416 | 59 | 69 |  | 100000/L80B10 | 3 | 5265 | 32 | 165 | 80+ | 3000 | 292.4
| DM1128553 | Decor P LED1x6400 K177 T830 WMC LO4 | non-dimmable, I, IP40, IK05, UGR≤16, double parabolic reflector, light grey aluminium body | 1416 | 59 | 69 |  | 100000/L80B10 | 3 | 6100 | 37.7 | 162 | 80+ | 3000 | 292.4
| DM1128554 | Decor P LED1x6050 K178 T830 WMC LO1 | non-dimmable, I, IP40, IK05, UGR≤16, double parabolic reflector, light grey aluminium body | 2256 | 59 | 69 |  | 100000/L80B10 | 3 | 5780 | 33 | 175 | 80+ | 3000 | 428.839
| DM1128555 | Decor P LED1x7450 K179 T830 WMC LO2 | non-dimmable, I, IP40, IK05, UGR≤16, double parabolic reflector, light grey aluminium body | 2256 | 59 | 69 |  | 100000/L80B10 | 3 | 7120 | 41.7 | 171 | 80+ | 3000 | 428.839
| DM1128556 | Decor P LED1x8800 K180 T830 WMC LO3 | non-dimmable, I, IP40, IK05, UGR≤16, double parabolic reflector, light grey aluminium body | 2256 | 59 | 69 |  | 100000/L80B10 | 3 | 8423 | 50.6 | 166 | 80+ | 3000 | 435.848
| DM1128557 | Decor P LED1x10200 K181 T830 WMC LO4 | non-dimmable, I, IP40, IK05, UGR≤16, double parabolic reflector, light grey aluminium body | 2256 | 59 | 69 |  | 100000/L80B10 | 3 | 9760 | 59.1 | 165 | 80+ | 3000 | 435.848
| DM1128558 | Decor P LED1x7550 K182 T830 WMC LO1 | non-dimmable, I, IP40, IK05, UGR≤16, double parabolic reflector, light grey aluminium body | 2816 | 59 | 69 |  | 100000/L80B10 | 3 | 7224 | 41.3 | 175 | 80+ | 3000 | 523.697
| DM1128559 | Decor P LED1x9300 K183 T830 WMC LO2 | non-dimmable, I, IP40, IK05, UGR≤16, double parabolic reflector, light grey aluminium body | 2816 | 59 | 69 |  | 100000/L80B10 | 3 | 8900 | 52.2 | 170 | 80+ | 3000 | 530.749
| DM1128560 | Decor P LED1x11000 K184 T830 WMC LO3 | non-dimmable, I, IP40, IK05, UGR≤16, double parabolic reflector, light grey aluminium body | 2816 | 59 | 69 |  | 100000/L80B10 | 3 | 10529 | 62.6 | 168 | 80+ | 3000 | 530.749
| DM1128561 | Decor P LED1x12750 K185 T830 WMC LO4 | non-dimmable, I, IP40, IK05, UGR≤16, double parabolic reflector, light grey aluminium body | 2816 | 59 | 69 |  | 100000/L80B10 | 3 | 12200 | 73.1 | 167 | 80+ | 3000 | 534.146
| DM1128562 | Decor P LED1x3050 K170 T840 WMC LO1 | non-dimmable, I, IP40, IK05, UGR≤16, double parabolic reflector, light grey aluminium body | 1136 | 59 | 69 |  | 100000/L80B10 | 3 | 3014 | 17.5 | 172 | 80+ | 4000 | 247.25
| DM1128563 | Decor P LED1x3750 K171 T840 WMC LO2 | non-dimmable, I, IP40, IK05, UGR≤16, double parabolic reflector, light grey aluminium body | 1136 | 59 | 69 |  | 100000/L80B10 | 3 | 3713 | 21.8 | 170 | 80+ | 4000 | 247.25
| DM1128564 | Decor P LED1x4400 K172 T840 WMC LO3 | non-dimmable, I, IP40, IK05, UGR≤16, double parabolic reflector, light grey aluminium body | 1136 | 59 | 69 |  | 100000/L80B10 | 3 | 4393 | 26.1 | 168 | 80+ | 4000 | 247.25
| DM1128565 | Decor P LED1x5100 K173 T840 WMC LO4 | non-dimmable, I, IP40, IK05, UGR≤16, double parabolic reflector, light grey aluminium body | 1136 | 59 | 69 |  | 100000/L80B10 | 3 | 5090 | 31.2 | 163 | 80+ | 4000 | 224.546
| DM1128566 | Decor P LED1x3800 K174 T840 WMC LO1 | non-dimmable, I, IP40, IK05, UGR≤16, double parabolic reflector, light grey aluminium body | 1416 | 59 | 69 |  | 100000/L80B10 | 3 | 3768 | 21.6 | 174 | 80+ | 4000 | 292.4
| DM1128567 | Decor P LED1x4650 K175 T840 WMC LO2 | non-dimmable, I, IP40, IK05, UGR≤16, double parabolic reflector, light grey aluminium body | 1416 | 59 | 69 |  | 100000/L80B10 | 3 | 4642 | 26.6 | 175 | 80+ | 4000 | 292.4
| DM1128568 | Decor P LED1x5500 K176 T840 WMC LO3 | non-dimmable, I, IP40, IK05, UGR≤16, double parabolic reflector, light grey aluminium body | 1416 | 59 | 69 |  | 100000/L80B10 | 3 | 5492 | 32 | 172 | 80+ | 4000 | 292.4
| DM1128569 | Decor P LED1x6400 K177 T840 WMC LO4 | non-dimmable, I, IP40, IK05, UGR≤16, double parabolic reflector, light grey aluminium body | 1416 | 59 | 69 |  | 100000/L80B10 | 3 | 6363 | 37.7 | 169 | 80+ | 4000 | 292.4
| DM1128570 | Decor P LED1x6050 K178 T840 WMC LO1 | non-dimmable, I, IP40, IK05, UGR≤16, double parabolic reflector, light grey aluminium body | 2256 | 59 | 69 |  | 100000/L80B10 | 3 | 6029 | 33 | 183 | 80+ | 4000 | 428.839
| DM1128571 | Decor P LED1x7450 K179 T840 WMC LO2 | non-dimmable, I, IP40, IK05, UGR≤16, double parabolic reflector, light grey aluminium body | 2256 | 59 | 69 |  | 100000/L80B10 | 3 | 7427 | 41.7 | 178 | 80+ | 4000 | 428.839
| DM1128572 | Decor P LED1x8800 K180 T840 WMC LO3 | non-dimmable, I, IP40, IK05, UGR≤16, double parabolic reflector, light grey aluminium body | 2256 | 59 | 69 |  | 100000/L80B10 | 3 | 8787 | 50.6 | 174 | 80+ | 4000 | 435.848
| DM1128573 | Decor P LED1x10200 K181 T840 WMC LO4 | non-dimmable, I, IP40, IK05, UGR≤16, double parabolic reflector, light grey aluminium body | 2256 | 59 | 69 |  | 100000/L80B10 | 3 | 10181 | 59.1 | 172 | 80+ | 4000 | 435.848
| DM1128574 | Decor P LED1x7550 K182 T840 WMC LO1 | non-dimmable, I, IP40, IK05, UGR≤16, double parabolic reflector, light grey aluminium body | 2816 | 59 | 69 |  | 100000/L80B10 | 3 | 7536 | 41.3 | 182 | 80+ | 4000 | 523.697
| DM1128575 | Decor P LED1x9300 K183 T840 WMC LO2 | non-dimmable, I, IP40, IK05, UGR≤16, double parabolic reflector, light grey aluminium body | 2816 | 59 | 69 |  | 100000/L80B10 | 3 | 9284 | 52.2 | 178 | 80+ | 4000 | 530.749
| DM1128576 | Decor P LED1x11000 K184 T840 WMC LO3 | non-dimmable, I, IP40, IK05, UGR≤16, double parabolic reflector, light grey aluminium body | 2816 | 59 | 69 |  | 100000/L80B10 | 3 | 10983 | 62.6 | 175 | 80+ | 4000 | 530.749
| DM1128577 | Decor P LED1x12750 K185 T840 WMC LO4 | non-dimmable, I, IP40, IK05, UGR≤16, double parabolic reflector, light grey aluminium body | 2816 | 59 | 69 |  | 100000/L80B10 | 3 | 12726 | 73.1 | 174 | 80+ | 4000 | 534.146
| DM1128578 | Decor P LED1x2600 K170 T830 BMC LO1 | non-dimmable, I, IP40, IK05, UGR≤16, double parabolic reflector, light grey aluminium body | 1136 | 59 | 69 |  | 100000/L80B10 | 3 | 2490 | 17.5 | 142 | 80+ | 3000 | 247.25
| DM1128579 | Decor P LED1x3200 K171 T830 BMC LO2 | non-dimmable, I, IP40, IK05, UGR≤16, double parabolic reflector, light grey aluminium body | 1136 | 59 | 69 |  | 100000/L80B10 | 3 | 3068 | 21.8 | 141 | 80+ | 3000 | 247.25
| DM1128580 | Decor P LED1x3800 K172 T830 BMC LO3 | non-dimmable, I, IP40, IK05, UGR≤16, double parabolic reflector, light grey aluminium body | 1136 | 59 | 69 |  | 100000/L80B10 | 3 | 3629 | 26.1 | 139 | 80+ | 3000 | 247.25
| DM1128581 | Decor P LED1x4400 K173 T830 BMC LO4 | non-dimmable, I, IP40, IK05, UGR≤16, double parabolic reflector, light grey aluminium body | 1136 | 59 | 69 |  | 100000/L80B10 | 3 | 4205 | 30.8 | 137 | 80+ | 3000 | 224.546
| DM1128582 | Decor P LED1x3250 K174 T830 BMC LO1 | non-dimmable, I, IP40, IK05, UGR≤16, double parabolic reflector, light grey aluminium body | 1416 | 59 | 69 |  | 100000/L80B10 | 3 | 3113 | 21.6 | 144 | 80+ | 3000 | 292.4
| DM1128583 | Decor P LED1x4000 K175 T830 BMC LO2 | non-dimmable, I, IP40, IK05, UGR≤16, double parabolic reflector, light grey aluminium body | 1416 | 59 | 69 |  | 100000/L80B10 | 3 | 3834 | 26.6 | 144 | 80+ | 3000 | 292.4
| DM1128584 | Decor P LED1x4750 K176 T830 BMC LO3 | non-dimmable, I, IP40, IK05, UGR≤16, double parabolic reflector, light grey aluminium body | 1416 | 59 | 69 |  | 100000/L80B10 | 3 | 4536 | 32 | 142 | 80+ | 3000 | 292.4
| DM1128585 | Decor P LED1x5500 K177 T830 BMC LO4 | non-dimmable, I, IP40, IK05, UGR≤16, double parabolic reflector, light grey aluminium body | 1416 | 59 | 69 |  | 100000/L80B10 | 3 | 5256 | 37.7 | 139 | 80+ | 3000 | 292.4
| DM1128586 | Decor P LED1x5200 K178 T830 BMC LO1 | non-dimmable, I, IP40, IK05, UGR≤16, double parabolic reflector, light grey aluminium body | 2256 | 59 | 69 |  | 100000/L80B10 | 3 | 4980 | 33 | 151 | 80+ | 3000 | 428.839
| DM1128587 | Decor P LED1x6400 K179 T830 BMC LO2 | non-dimmable, I, IP40, IK05, UGR≤16, double parabolic reflector, light grey aluminium body | 2256 | 59 | 69 |  | 100000/L80B10 | 3 | 6135 | 41.7 | 147 | 80+ | 3000 | 428.839
| DM1128588 | Decor P LED1x7600 K180 T830 BMC LO3 | non-dimmable, I, IP40, IK05, UGR≤16, double parabolic reflector, light grey aluminium body | 2256 | 59 | 69 |  | 100000/L80B10 | 3 | 7258 | 50.6 | 143 | 80+ | 3000 | 435.848
| DM1128589 | Decor P LED1x8800 K181 T830 BMC LO4 | non-dimmable, I, IP40, IK05, UGR≤16, double parabolic reflector, light grey aluminium body | 2256 | 59 | 69 |  | 100000/L80B10 | 3 | 8410 | 59.1 | 142 | 80+ | 3000 | 435.848
| DM1128590 | Decor P LED1x6500 K182 T830 BMC LO1 | non-dimmable, I, IP40, IK05, UGR≤16, double parabolic reflector, light grey aluminium body | 2816 | 59 | 69 |  | 100000/L80B10 | 3 | 6225 | 41.3 | 151 | 80+ | 3000 | 523.697
| DM1128591 | Decor P LED1x8000 K183 T830 BMC LO2 | non-dimmable, I, IP40, IK05, UGR≤16, double parabolic reflector, light grey aluminium body | 2816 | 59 | 69 |  | 100000/L80B10 | 3 | 7669 | 52.2 | 147 | 80+ | 3000 | 530.749
| DM1128592 | Decor P LED1x9500 K184 T830 BMC LO3 | non-dimmable, I, IP40, IK05, UGR≤16, double parabolic reflector, light grey aluminium body | 2816 | 59 | 69 |  | 100000/L80B10 | 3 | 9073 | 62.6 | 145 | 80+ | 3000 | 530.749
| DM1128593 | Decor P LED1x11000 K185 T830 BMC LO4 | non-dimmable, I, IP40, IK05, UGR≤16, double parabolic reflector, light grey aluminium body | 2816 | 59 | 69 |  | 100000/L80B10 | 3 | 10513 | 73.1 | 144 | 80+ | 3000 | 534.146
| DM1128594 | Decor P LED1x2600 K170 T840 BMC LO1 | non-dimmable, I, IP40, IK05, UGR≤16, double parabolic reflector, light grey aluminium body | 1136 | 59 | 69 |  | 100000/L80B10 | 3 | 2598 | 17.5 | 148 | 80+ | 4000 | 247.25
| DM1128595 | Decor P LED1x3200 K171 T840 BMC LO2 | non-dimmable, I, IP40, IK05, UGR≤16, double parabolic reflector, light grey aluminium body | 1136 | 59 | 69 |  | 100000/L80B10 | 3 | 3200 | 21.8 | 147 | 80+ | 4000 | 247.25
| DM1128596 | Decor P LED1x3800 K172 T840 BMC LO3 | non-dimmable, I, IP40, IK05, UGR≤16, double parabolic reflector, light grey aluminium body | 1136 | 59 | 69 |  | 100000/L80B10 | 3 | 3786 | 26.1 | 145 | 80+ | 4000 | 247.25
| DM1128597 | Decor P LED1x4400 K173 T840 BMC LO4 | non-dimmable, I, IP40, IK05, UGR≤16, double parabolic reflector, light grey aluminium body | 1136 | 59 | 69 |  | 100000/L80B10 | 3 | 4386 | 30.8 | 142 | 80+ | 4000 | 224.546
| DM1128598 | Decor P LED1x3250 K174 T840 BMC LO1 | non-dimmable, I, IP40, IK05, UGR≤16, double parabolic reflector, light grey aluminium body | 1416 | 59 | 69 |  | 100000/L80B10 | 3 | 3247 | 21.6 | 150 | 80+ | 4000 | 292.4
| DM1128599 | Decor P LED1x4000 K175 T840 BMC LO2 | non-dimmable, I, IP40, IK05, UGR≤16, double parabolic reflector, light grey aluminium body | 1416 | 59 | 69 |  | 100000/L80B10 | 3 | 4000 | 26.6 | 150 | 80+ | 4000 | 292.4
| DM1128600 | Decor P LED1x4750 K176 T840 BMC LO3 | non-dimmable, I, IP40, IK05, UGR≤16, double parabolic reflector, light grey aluminium body | 1416 | 59 | 69 |  | 100000/L80B10 | 3 | 4732 | 32 | 148 | 80+ | 4000 | 292.4
| DM1128601 | Decor P LED1x5500 K177 T840 BMC LO4 | non-dimmable, I, IP40, IK05, UGR≤16, double parabolic reflector, light grey aluminium body | 1416 | 59 | 69 |  | 100000/L80B10 | 3 | 5483 | 37.7 | 145 | 80+ | 4000 | 292.4
| DM1128602 | Decor P LED1x5200 K178 T840 BMC LO1 | non-dimmable, I, IP40, IK05, UGR≤16, double parabolic reflector, light grey aluminium body | 2256 | 59 | 69 |  | 100000/L80B10 | 3 | 5195 | 33 | 157 | 80+ | 4000 | 428.839
| DM1128603 | Decor P LED1x6400 K179 T840 BMC LO2 | non-dimmable, I, IP40, IK05, UGR≤16, double parabolic reflector, light grey aluminium body | 2256 | 59 | 69 |  | 100000/L80B10 | 3 | 6400 | 41.7 | 153 | 80+ | 4000 | 428.839
| DM1128604 | Decor P LED1x7600 K180 T840 BMC LO3 | non-dimmable, I, IP40, IK05, UGR≤16, double parabolic reflector, light grey aluminium body | 2256 | 59 | 69 |  | 100000/L80B10 | 3 | 7571 | 50.6 | 150 | 80+ | 4000 | 435.848
| DM1128605 | Decor P LED1x8800 K181 T840 BMC LO4 | non-dimmable, I, IP40, IK05, UGR≤16, double parabolic reflector, light grey aluminium body | 2256 | 59 | 69 |  | 100000/L80B10 | 3 | 8773 | 59.1 | 148 | 80+ | 4000 | 435.848
| DM1128606 | Decor P LED1x6500 K182 T840 BMC LO1 | non-dimmable, I, IP40, IK05, UGR≤16, double parabolic reflector, light grey aluminium body | 2816 | 59 | 69 |  | 100000/L80B10 | 3 | 6494 | 41.3 | 157 | 80+ | 4000 | 523.697
| DM1128607 | Decor P LED1x8000 K183 T840 BMC LO2 | non-dimmable, I, IP40, IK05, UGR≤16, double parabolic reflector, light grey aluminium body | 2816 | 59 | 69 |  | 100000/L80B10 | 3 | 8000 | 52.2 | 153 | 80+ | 4000 | 530.749
| DM1128608 | Decor P LED1x9500 K184 T840 BMC LO3 | non-dimmable, I, IP40, IK05, UGR≤16, double parabolic reflector, light grey aluminium body | 2816 | 59 | 69 |  | 100000/L80B10 | 3 | 9464 | 62.6 | 151 | 80+ | 4000 | 530.749
| DM1128609 | Decor P LED1x11000 K185 T840 BMC LO4 | non-dimmable, I, IP40, IK05, UGR≤16, double parabolic reflector, light grey aluminium body | 2816 | 59 | 69 |  | 100000/L80B10 | 3 | 10966 | 73.1 | 150 | 80+ | 4000 | 534.146
| DM1128610 | Decor P LED1x3050 K170 T830 WMC LO1 1LIN L | non-dimmable, I, IP40, IK05, UGR≤16, double parabolic reflector, light grey aluminium body, for in-line connection, first/end luminaire | 1128 | 59 | 69 |  | 100000/L80B10 | 3 | 2890 | 17.5 | 165 | 80+ | 3000 | 261.053
| DM1128611 | Decor P LED1x3750 K171 T830 WMC LO2 1LIN L | non-dimmable, I, IP40, IK05, UGR≤16, double parabolic reflector, light grey aluminium body, for in-line connection, first/end luminaire | 1128 | 59 | 69 |  | 100000/L80B10 | 3 | 3560 | 21.8 | 163 | 80+ | 3000 | 261.053
| DM1128612 | Decor P LED1x4400 K172 T830 WMC LO3 1LIN L | non-dimmable, I, IP40, IK05, UGR≤16, double parabolic reflector, light grey aluminium body, for in-line connection, first/end luminaire | 1128 | 59 | 69 |  | 100000/L80B10 | 3 | 4212 | 26.1 | 161 | 80+ | 3000 | 261.053
| DM1128613 | Decor P LED1x5100 K173 T830 WMC LO4 1LIN L | non-dimmable, I, IP40, IK05, UGR≤16, double parabolic reflector, light grey aluminium body, for in-line connection, first/end luminaire | 1128 | 59 | 69 |  | 100000/L80B10 | 3 | 4880 | 30.8 | 158 | 80+ | 3000 | 238.392
| DM1128614 | Decor P LED1x3800 K174 T830 WMC LO1 1LIN L | non-dimmable, I, IP40, IK05, UGR≤16, double parabolic reflector, light grey aluminium body, for in-line connection, first/end luminaire | 1408 | 59 | 69 |  | 100000/L80B10 | 3 | 3612 | 21.6 | 167 | 80+ | 3000 | 306.246
| DM1128615 | Decor P LED1x4650 K175 T830 WMC LO2 1LIN L | non-dimmable, I, IP40, IK05, UGR≤16, double parabolic reflector, light grey aluminium body, for in-line connection, first/end luminaire | 1408 | 59 | 69 |  | 100000/L80B10 | 3 | 4450 | 26.6 | 167 | 80+ | 3000 | 306.246
| DM1128616 | Decor P LED1x5500 K176 T830 WMC LO3 1LIN L | non-dimmable, I, IP40, IK05, UGR≤16, double parabolic reflector, light grey aluminium body, for in-line connection, first/end luminaire | 1408 | 59 | 69 |  | 100000/L80B10 | 3 | 5265 | 32 | 165 | 80+ | 3000 | 306.246
| DM1128617 | Decor P LED1x6400 K177 T830 WMC LO4 1LIN L | non-dimmable, I, IP40, IK05, UGR≤16, double parabolic reflector, light grey aluminium body, for in-line connection, first/end luminaire | 1408 | 59 | 69 |  | 100000/L80B10 | 3 | 6100 | 37.7 | 162 | 80+ | 3000 | 306.246
| DM1128618 | Decor P LED1x6050 K178 T830 WMC LO1 1LIN L | non-dimmable, I, IP40, IK05, UGR≤16, double parabolic reflector, light grey aluminium body, for in-line connection, first/end luminaire | 2248 | 59 | 69 |  | 100000/L80B10 | 3 | 5780 | 33 | 175 | 80+ | 3000 | 447.2
| DM1128619 | Decor P LED1x7450 K179 T830 WMC LO2 1LIN L | non-dimmable, I, IP40, IK05, UGR≤16, double parabolic reflector, light grey aluminium body, for in-line connection, first/end luminaire | 2248 | 59 | 69 |  | 100000/L80B10 | 3 | 7120 | 41.7 | 171 | 80+ | 3000 | 447.2
| DM1128620 | Decor P LED1x8800 K180 T830 WMC LO3 1LIN L | non-dimmable, I, IP40, IK05, UGR≤16, double parabolic reflector, light grey aluminium body, for in-line connection, first/end luminaire | 2248 | 59 | 69 |  | 100000/L80B10 | 3 | 8423 | 50.6 | 166 | 80+ | 3000 | 454.252
| DM1128621 | Decor P LED1x10200 K181 T830 WMC LO4 1LIN L | non-dimmable, I, IP40, IK05, UGR≤16, double parabolic reflector, light grey aluminium body, for in-line connection, first/end luminaire | 2248 | 59 | 69 |  | 100000/L80B10 | 3 | 9760 | 59.1 | 165 | 80+ | 3000 | 454.252
| DM1128622 | Decor P LED1x7550 K182 T830 WMC LO1 1LIN L | non-dimmable, I, IP40, IK05, UGR≤16, double parabolic reflector, light grey aluminium body, for in-line connection, first/end luminaire | 2808 | 59 | 69 |  | 100000/L80B10 | 3 | 7224 | 41.3 | 175 | 80+ | 3000 | 542.101
| DM1128623 | Decor P LED1x9300 K183 T830 WMC LO2 1LIN L | non-dimmable, I, IP40, IK05, UGR≤16, double parabolic reflector, light grey aluminium body, for in-line connection, first/end luminaire | 2808 | 59 | 69 |  | 100000/L80B10 | 3 | 8900 | 52.2 | 170 | 80+ | 3000 | 548.895
| DM1128624 | Decor P LED1x11000 K184 T830 WMC LO3 1LIN L | non-dimmable, I, IP40, IK05, UGR≤16, double parabolic reflector, light grey aluminium body, for in-line connection, first/end luminaire | 2808 | 59 | 69 |  | 100000/L80B10 | 3 | 10529 | 62.6 | 168 | 80+ | 3000 | 548.895
| DM1128625 | Decor P LED1x12750 K185 T830 WMC LO4 1LIN L | non-dimmable, I, IP40, IK05, UGR≤16, double parabolic reflector, light grey aluminium body, for in-line connection, first/end luminaire | 2808 | 59 | 69 |  | 100000/L80B10 | 3 | 12200 | 73.1 | 167 | 80+ | 3000 | 552.55
| DM1128626 | Decor P LED1x3050 K170 T840 WMC LO1 1LIN L | non-dimmable, I, IP40, IK05, UGR≤16, double parabolic reflector, light grey aluminium body, for in-line connection, first/end luminaire | 1128 | 59 | 69 |  | 100000/L80B10 | 3 | 3014 | 17.5 | 172 | 80+ | 4000 | 261.053
| DM1128627 | Decor P LED1x3750 K171 T840 WMC LO2 1LIN L | non-dimmable, I, IP40, IK05, UGR≤16, double parabolic reflector, light grey aluminium body, for in-line connection, first/end luminaire | 1128 | 59 | 69 |  | 100000/L80B10 | 3 | 3713 | 21.8 | 170 | 80+ | 4000 | 261.053
| DM1128628 | Decor P LED1x4400 K172 T840 WMC LO3 1LIN L | non-dimmable, I, IP40, IK05, UGR≤16, double parabolic reflector, light grey aluminium body, for in-line connection, first/end luminaire | 1128 | 59 | 69 |  | 100000/L80B10 | 3 | 4393 | 26.1 | 168 | 80+ | 4000 | 261.053
| DM1128629 | Decor P LED1x5100 K173 T840 WMC LO4 1LIN L | non-dimmable, I, IP40, IK05, UGR≤16, double parabolic reflector, light grey aluminium body, for in-line connection, first/end luminaire | 1128 | 59 | 69 |  | 100000/L80B10 | 3 | 5090 | 31.2 | 163 | 80+ | 4000 | 238.392
| DM1128630 | Decor P LED1x3800 K174 T840 WMC LO1 1LIN L | non-dimmable, I, IP40, IK05, UGR≤16, double parabolic reflector, light grey aluminium body, for in-line connection, first/end luminaire | 1408 | 59 | 69 |  | 100000/L80B10 | 3 | 3768 | 21.6 | 174 | 80+ | 4000 | 306.246
| DM1128631 | Decor P LED1x4650 K175 T840 WMC LO2 1LIN L | non-dimmable, I, IP40, IK05, UGR≤16, double parabolic reflector, light grey aluminium body, for in-line connection, first/end luminaire | 1408 | 59 | 69 |  | 100000/L80B10 | 3 | 4642 | 26.6 | 175 | 80+ | 4000 | 306.246
| DM1128632 | Decor P LED1x5500 K176 T840 WMC LO3 1LIN L | non-dimmable, I, IP40, IK05, UGR≤16, double parabolic reflector, light grey aluminium body, for in-line connection, first/end luminaire | 1408 | 59 | 69 |  | 100000/L80B10 | 3 | 5492 | 32 | 172 | 80+ | 4000 | 306.246
| DM1128633 | Decor P LED1x6400 K177 T840 WMC LO4 1LIN L | non-dimmable, I, IP40, IK05, UGR≤16, double parabolic reflector, light grey aluminium body, for in-line connection, first/end luminaire | 1408 | 59 | 69 |  | 100000/L80B10 | 3 | 6363 | 37.7 | 169 | 80+ | 4000 | 306.246
| DM1128634 | Decor P LED1x6050 K178 T840 WMC LO1 1LIN L | non-dimmable, I, IP40, IK05, UGR≤16, double parabolic reflector, light grey aluminium body, for in-line connection, first/end luminaire | 2248 | 59 | 69 |  | 100000/L80B10 | 3 | 6029 | 33 | 183 | 80+ | 4000 | 447.2
| DM1128635 | Decor P LED1x7450 K179 T840 WMC LO2 1LIN L | non-dimmable, I, IP40, IK05, UGR≤16, double parabolic reflector, light grey aluminium body, for in-line connection, first/end luminaire | 2248 | 59 | 69 |  | 100000/L80B10 | 3 | 7427 | 41.7 | 178 | 80+ | 4000 | 447.2
| DM1128636 | Decor P LED1x8800 K180 T840 WMC LO3 1LIN L | non-dimmable, I, IP40, IK05, UGR≤16, double parabolic reflector, light grey aluminium body, for in-line connection, first/end luminaire | 2248 | 59 | 69 |  | 100000/L80B10 | 3 | 8787 | 50.6 | 174 | 80+ | 4000 | 454.252
| DM1128637 | Decor P LED1x10200 K181 T840 WMC LO4 1LIN L | non-dimmable, I, IP40, IK05, UGR≤16, double parabolic reflector, light grey aluminium body, for in-line connection, first/end luminaire | 2248 | 59 | 69 |  | 100000/L80B10 | 3 | 10181 | 59.1 | 172 | 80+ | 4000 | 454.252
| DM1128638 | Decor P LED1x7550 K182 T840 WMC LO1 1LIN L | non-dimmable, I, IP40, IK05, UGR≤16, double parabolic reflector, light grey aluminium body, for in-line connection, first/end luminaire | 2808 | 59 | 69 |  | 100000/L80B10 | 3 | 7536 | 41.3 | 182 | 80+ | 4000 | 542.101
| DM1128639 | Decor P LED1x9300 K183 T840 WMC LO2 1LIN L | non-dimmable, I, IP40, IK05, UGR≤16, double parabolic reflector, light grey aluminium body, for in-line connection, first/end luminaire | 2808 | 59 | 69 |  | 100000/L80B10 | 3 | 9284 | 52.2 | 178 | 80+ | 4000 | 548.895
| DM1128640 | Decor P LED1x11000 K184 T840 WMC LO3 1LIN L | non-dimmable, I, IP40, IK05, UGR≤16, double parabolic reflector, light grey aluminium body, for in-line connection, first/end luminaire | 2808 | 59 | 69 |  | 100000/L80B10 | 3 | 10983 | 62.6 | 175 | 80+ | 4000 | 548.895
| DM1128641 | Decor P LED1x12750 K185 T840 WMC LO4 1LIN L | non-dimmable, I, IP40, IK05, UGR≤16, double parabolic reflector, light grey aluminium body, for in-line connection, first/end luminaire | 2808 | 59 | 69 |  | 100000/L80B10 | 3 | 12726 | 73.1 | 174 | 80+ | 4000 | 552.55
| DM1128642 | Decor P LED1x2600 K170 T830 BMC LO1 1LIN L | non-dimmable, I, IP40, IK05, UGR≤16, double parabolic reflector, light grey aluminium body, for in-line connection, first/end luminaire | 1128 | 59 | 69 |  | 100000/L80B10 | 3 | 2490 | 17.5 | 142 | 80+ | 3000 | 261.053
| DM1128643 | Decor P LED1x3200 K171 T830 BMC LO2 1LIN L | non-dimmable, I, IP40, IK05, UGR≤16, double parabolic reflector, light grey aluminium body, for in-line connection, first/end luminaire | 1128 | 59 | 69 |  | 100000/L80B10 | 3 | 3068 | 21.8 | 141 | 80+ | 3000 | 261.053
| DM1128644 | Decor P LED1x3800 K172 T830 BMC LO3 1LIN L | non-dimmable, I, IP40, IK05, UGR≤16, double parabolic reflector, light grey aluminium body, for in-line connection, first/end luminaire | 1128 | 59 | 69 |  | 100000/L80B10 | 3 | 3629 | 26.1 | 139 | 80+ | 3000 | 261.053
| DM1128645 | Decor P LED1x4400 K173 T830 BMC LO4 1LIN L | non-dimmable, I, IP40, IK05, UGR≤16, double parabolic reflector, light grey aluminium body, for in-line connection, first/end luminaire | 1128 | 59 | 69 |  | 100000/L80B10 | 3 | 4205 | 30.8 | 137 | 80+ | 3000 | 238.392
| DM1128646 | Decor P LED1x3250 K174 T830 BMC LO1 1LIN L | non-dimmable, I, IP40, IK05, UGR≤16, double parabolic reflector, light grey aluminium body, for in-line connection, first/end luminaire | 1408 | 59 | 69 |  | 100000/L80B10 | 3 | 3113 | 21.6 | 144 | 80+ | 3000 | 306.246
| DM1128647 | Decor P LED1x4000 K175 T830 BMC LO2 1LIN L | non-dimmable, I, IP40, IK05, UGR≤16, double parabolic reflector, light grey aluminium body, for in-line connection, first/end luminaire | 1408 | 59 | 69 |  | 100000/L80B10 | 3 | 3834 | 26.6 | 144 | 80+ | 3000 | 306.246
| DM1128648 | Decor P LED1x4750 K176 T830 BMC LO3 1LIN L | non-dimmable, I, IP40, IK05, UGR≤16, double parabolic reflector, light grey aluminium body, for in-line connection, first/end luminaire | 1408 | 59 | 69 |  | 100000/L80B10 | 3 | 4536 | 32 | 142 | 80+ | 3000 | 306.246
| DM1128649 | Decor P LED1x5500 K177 T830 BMC LO4 1LIN L | non-dimmable, I, IP40, IK05, UGR≤16, double parabolic reflector, light grey aluminium body, for in-line connection, first/end luminaire | 1408 | 59 | 69 |  | 100000/L80B10 | 3 | 5256 | 37.7 | 139 | 80+ | 3000 | 306.246
| DM1128650 | Decor P LED1x5200 K178 T830 BMC LO1 1LIN L | non-dimmable, I, IP40, IK05, UGR≤16, double parabolic reflector, light grey aluminium body, for in-line connection, first/end luminaire | 2248 | 59 | 69 |  | 100000/L80B10 | 3 | 4980 | 33 | 151 | 80+ | 3000 | 447.2
| DM1128651 | Decor P LED1x6400 K179 T830 BMC LO2 1LIN L | non-dimmable, I, IP40, IK05, UGR≤16, double parabolic reflector, light grey aluminium body, for in-line connection, first/end luminaire | 2248 | 59 | 69 |  | 100000/L80B10 | 3 | 6135 | 41.7 | 147 | 80+ | 3000 | 447.2
| DM1128652 | Decor P LED1x7600 K180 T830 BMC LO3 1LIN L | non-dimmable, I, IP40, IK05, UGR≤16, double parabolic reflector, light grey aluminium body, for in-line connection, first/end luminaire | 2248 | 59 | 69 |  | 100000/L80B10 | 3 | 7258 | 50.6 | 143 | 80+ | 3000 | 454.252
| DM1128653 | Decor P LED1x8800 K181 T830 BMC LO4 1LIN L | non-dimmable, I, IP40, IK05, UGR≤16, double parabolic reflector, light grey aluminium body, for in-line connection, first/end luminaire | 2248 | 59 | 69 |  | 100000/L80B10 | 3 | 8410 | 59.1 | 142 | 80+ | 3000 | 454.252
| DM1128654 | Decor P LED1x6500 K182 T830 BMC LO1 1LIN L | non-dimmable, I, IP40, IK05, UGR≤16, double parabolic reflector, light grey aluminium body, for in-line connection, first/end luminaire | 2808 | 59 | 69 |  | 100000/L80B10 | 3 | 6225 | 41.3 | 151 | 80+ | 3000 | 542.101
| DM1128655 | Decor P LED1x8000 K183 T830 BMC LO2 1LIN L | non-dimmable, I, IP40, IK05, UGR≤16, double parabolic reflector, light grey aluminium body, for in-line connection, first/end luminaire | 2808 | 59 | 69 |  | 100000/L80B10 | 3 | 7669 | 52.2 | 147 | 80+ | 3000 | 548.895
| DM1128656 | Decor P LED1x9500 K184 T830 BMC LO3 1LIN L | non-dimmable, I, IP40, IK05, UGR≤16, double parabolic reflector, light grey aluminium body, for in-line connection, first/end luminaire | 2808 | 59 | 69 |  | 100000/L80B10 | 3 | 9073 | 62.6 | 145 | 80+ | 3000 | 548.895
| DM1128657 | Decor P LED1x11000 K185 T830 BMC LO4 1LIN L | non-dimmable, I, IP40, IK05, UGR≤16, double parabolic reflector, light grey aluminium body, for in-line connection, first/end luminaire | 2808 | 59 | 69 |  | 100000/L80B10 | 3 | 10513 | 73.1 | 144 | 80+ | 3000 | 552.55
| DM1128658 | Decor P LED1x2600 K170 T840 BMC LO1 1LIN L | non-dimmable, I, IP40, IK05, UGR≤16, double parabolic reflector, light grey aluminium body, for in-line connection, first/end luminaire | 1128 | 59 | 69 |  | 100000/L80B10 | 3 | 2598 | 17.5 | 148 | 80+ | 4000 | 261.053
| DM1128659 | Decor P LED1x3200 K171 T840 BMC LO2 1LIN L | non-dimmable, I, IP40, IK05, UGR≤16, double parabolic reflector, light grey aluminium body, for in-line connection, first/end luminaire | 1128 | 59 | 69 |  | 100000/L80B10 | 3 | 3200 | 21.8 | 147 | 80+ | 4000 | 261.053
| DM1128660 | Decor P LED1x3800 K172 T840 BMC LO3 1LIN L | non-dimmable, I, IP40, IK05, UGR≤16, double parabolic reflector, light grey aluminium body, for in-line connection, first/end luminaire | 1128 | 59 | 69 |  | 100000/L80B10 | 3 | 3786 | 26.1 | 145 | 80+ | 4000 | 261.053
| DM1128661 | Decor P LED1x4400 K173 T840 BMC LO4 1LIN L | non-dimmable, I, IP40, IK05, UGR≤16, double parabolic reflector, light grey aluminium body, for in-line connection, first/end luminaire | 1128 | 59 | 69 |  | 100000/L80B10 | 3 | 4386 | 30.8 | 142 | 80+ | 4000 | 238.392
| DM1128662 | Decor P LED1x3250 K174 T840 BMC LO1 1LIN L | non-dimmable, I, IP40, IK05, UGR≤16, double parabolic reflector, light grey aluminium body, for in-line connection, first/end luminaire | 1408 | 59 | 69 |  | 100000/L80B10 | 3 | 3247 | 21.6 | 150 | 80+ | 4000 | 306.246
| DM1128663 | Decor P LED1x4000 K175 T840 BMC LO2 1LIN L | non-dimmable, I, IP40, IK05, UGR≤16, double parabolic reflector, light grey aluminium body, for in-line connection, first/end luminaire | 1408 | 59 | 69 |  | 100000/L80B10 | 3 | 4000 | 26.6 | 150 | 80+ | 4000 | 306.246
| DM1128664 | Decor P LED1x4750 K176 T840 BMC LO3 1LIN L | non-dimmable, I, IP40, IK05, UGR≤16, double parabolic reflector, light grey aluminium body, for in-line connection, first/end luminaire | 1408 | 59 | 69 |  | 100000/L80B10 | 3 | 4732 | 32 | 148 | 80+ | 4000 | 306.246
| DM1128665 | Decor P LED1x5500 K177 T840 BMC LO4 1LIN L | non-dimmable, I, IP40, IK05, UGR≤16, double parabolic reflector, light grey aluminium body, for in-line connection, first/end luminaire | 1408 | 59 | 69 |  | 100000/L80B10 | 3 | 5483 | 37.7 | 145 | 80+ | 4000 | 306.246
| DM1128666 | Decor P LED1x5200 K178 T840 BMC LO1 1LIN L | non-dimmable, I, IP40, IK05, UGR≤16, double parabolic reflector, light grey aluminium body, for in-line connection, first/end luminaire | 2248 | 59 | 69 |  | 100000/L80B10 | 3 | 5195 | 33 | 157 | 80+ | 4000 | 447.2
| DM1128667 | Decor P LED1x6400 K179 T840 BMC LO2 1LIN L | non-dimmable, I, IP40, IK05, UGR≤16, double parabolic reflector, light grey aluminium body, for in-line connection, first/end luminaire | 2248 | 59 | 69 |  | 100000/L80B10 | 3 | 6400 | 41.7 | 153 | 80+ | 4000 | 447.2
| DM1128668 | Decor P LED1x7600 K180 T840 BMC LO3 1LIN L | non-dimmable, I, IP40, IK05, UGR≤16, double parabolic reflector, light grey aluminium body, for in-line connection, first/end luminaire | 2248 | 59 | 69 |  | 100000/L80B10 | 3 | 7571 | 50.6 | 150 | 80+ | 4000 | 454.252
| DM1128669 | Decor P LED1x8800 K181 T840 BMC LO4 1LIN L | non-dimmable, I, IP40, IK05, UGR≤16, double parabolic reflector, light grey aluminium body, for in-line connection, first/end luminaire | 2248 | 59 | 69 |  | 100000/L80B10 | 3 | 8773 | 59.1 | 148 | 80+ | 4000 | 454.252
| DM1128670 | Decor P LED1x6500 K182 T840 BMC LO1 1LIN L | non-dimmable, I, IP40, IK05, UGR≤16, double parabolic reflector, light grey aluminium body, for in-line connection, first/end luminaire | 2808 | 59 | 69 |  | 100000/L80B10 | 3 | 6494 | 41.3 | 157 | 80+ | 4000 | 542.101
| DM1128671 | Decor P LED1x8000 K183 T840 BMC LO2 1LIN L | non-dimmable, I, IP40, IK05, UGR≤16, double parabolic reflector, light grey aluminium body, for in-line connection, first/end luminaire | 2808 | 59 | 69 |  | 100000/L80B10 | 3 | 8000 | 52.2 | 153 | 80+ | 4000 | 548.895
| DM1128672 | Decor P LED1x9500 K184 T840 BMC LO3 1LIN L | non-dimmable, I, IP40, IK05, UGR≤16, double parabolic reflector, light grey aluminium body, for in-line connection, first/end luminaire | 2808 | 59 | 69 |  | 100000/L80B10 | 3 | 9464 | 62.6 | 151 | 80+ | 4000 | 548.895
| DM1128673 | Decor P LED1x11000 K185 T840 BMC LO4 1LIN L | non-dimmable, I, IP40, IK05, UGR≤16, double parabolic reflector, light grey aluminium body, for in-line connection, first/end luminaire | 2808 | 59 | 69 |  | 100000/L80B10 | 3 | 10966 | 73.1 | 150 | 80+ | 4000 | 552.55
| DM1128674 | Decor P LED1x3050 K170 T830 WMC LO1 1LIN LL | non-dimmable, I, IP40, IK05, UGR≤16, double parabolic reflector, light grey aluminium body, for in-line connection | 1119 | 59 | 69 |  | 100000/L80B10 | 3 | 2890 | 17.5 | 165 | 80+ | 3000 | 257.699
| DM1128675 | Decor P LED1x3750 K171 T830 WMC LO2 1LIN LL | non-dimmable, I, IP40, IK05, UGR≤16, double parabolic reflector, light grey aluminium body, for in-line connection | 1119 | 59 | 69 |  | 100000/L80B10 | 3 | 3560 | 21.8 | 163 | 80+ | 3000 | 257.699
| DM1128676 | Decor P LED1x4400 K172 T830 WMC LO3 1LIN LL | non-dimmable, I, IP40, IK05, UGR≤16, double parabolic reflector, light grey aluminium body, for in-line connection | 1119 | 59 | 69 |  | 100000/L80B10 | 3 | 4212 | 26.1 | 161 | 80+ | 3000 | 257.699
| DM1128677 | Decor P LED1x5100 K173 T830 WMC LO4 1LIN LL | non-dimmable, I, IP40, IK05, UGR≤16, double parabolic reflector, light grey aluminium body, for in-line connection | 1119 | 59 | 69 |  | 100000/L80B10 | 3 | 4880 | 30.8 | 158 | 80+ | 3000 | 234.995
| DM1128678 | Decor P LED1x3800 K174 T830 WMC LO1 1LIN LL | non-dimmable, I, IP40, IK05, UGR≤16, double parabolic reflector, light grey aluminium body, for in-line connection | 1399 | 59 | 69 |  | 100000/L80B10 | 3 | 3612 | 21.6 | 167 | 80+ | 3000 | 302.849
| DM1128679 | Decor P LED1x4650 K175 T830 WMC LO2 1LIN LL | non-dimmable, I, IP40, IK05, UGR≤16, double parabolic reflector, light grey aluminium body, for in-line connection | 1399 | 59 | 69 |  | 100000/L80B10 | 3 | 4450 | 26.6 | 167 | 80+ | 3000 | 302.849
| DM1128680 | Decor P LED1x5500 K176 T830 WMC LO3 1LIN LL | non-dimmable, I, IP40, IK05, UGR≤16, double parabolic reflector, light grey aluminium body, for in-line connection | 1399 | 59 | 69 |  | 100000/L80B10 | 3 | 5265 | 32 | 165 | 80+ | 3000 | 302.849
| DM1128681 | Decor P LED1x6400 K177 T830 WMC LO4 1LIN LL | non-dimmable, I, IP40, IK05, UGR≤16, double parabolic reflector, light grey aluminium body, for in-line connection | 1399 | 59 | 69 |  | 100000/L80B10 | 3 | 6100 | 37.7 | 162 | 80+ | 3000 | 302.849
| DM1128682 | Decor P LED1x6050 K178 T830 WMC LO1 1LIN LL | non-dimmable, I, IP40, IK05, UGR≤16, double parabolic reflector, light grey aluminium body, for in-line connection | 2239 | 59 | 69 |  | 100000/L80B10 | 3 | 5780 | 33 | 175 | 80+ | 3000 | 442.9
| DM1128683 | Decor P LED1x7450 K179 T830 WMC LO2 1LIN LL | non-dimmable, I, IP40, IK05, UGR≤16, double parabolic reflector, light grey aluminium body, for in-line connection | 2239 | 59 | 69 |  | 100000/L80B10 | 3 | 7120 | 41.7 | 171 | 80+ | 3000 | 442.9
| DM1128684 | Decor P LED1x8800 K180 T830 WMC LO3 1LIN LL | non-dimmable, I, IP40, IK05, UGR≤16, double parabolic reflector, light grey aluminium body, for in-line connection | 2239 | 59 | 69 |  | 100000/L80B10 | 3 | 8423 | 50.6 | 166 | 80+ | 3000 | 449.694
| DM1128685 | Decor P LED1x10200 K181 T830 WMC LO4 1LIN LL | non-dimmable, I, IP40, IK05, UGR≤16, double parabolic reflector, light grey aluminium body, for in-line connection | 2239 | 59 | 69 |  | 100000/L80B10 | 3 | 9760 | 59.1 | 165 | 80+ | 3000 | 449.694
| DM1128686 | Decor P LED1x7550 K182 T830 WMC LO1 1LIN LL | non-dimmable, I, IP40, IK05, UGR≤16, double parabolic reflector, light grey aluminium body, for in-line connection | 2799 | 59 | 69 |  | 100000/L80B10 | 3 | 7224 | 41.3 | 175 | 80+ | 3000 | 537.543
| DM1128687 | Decor P LED1x9300 K183 T830 WMC LO2 1LIN LL | non-dimmable, I, IP40, IK05, UGR≤16, double parabolic reflector, light grey aluminium body, for in-line connection | 2799 | 59 | 69 |  | 100000/L80B10 | 3 | 8900 | 52.2 | 170 | 80+ | 3000 | 544.595
| DM1128688 | Decor P LED1x11000 K184 T830 WMC LO3 1LIN LL | non-dimmable, I, IP40, IK05, UGR≤16, double parabolic reflector, light grey aluminium body, for in-line connection | 2799 | 59 | 69 |  | 100000/L80B10 | 3 | 10529 | 62.6 | 168 | 80+ | 3000 | 544.595
| DM1128689 | Decor P LED1x12750 K185 T830 WMC LO4 1LIN LL | non-dimmable, I, IP40, IK05, UGR≤16, double parabolic reflector, light grey aluminium body, for in-line connection | 2799 | 59 | 69 |  | 100000/L80B10 | 3 | 12200 | 73.1 | 167 | 80+ | 3000 | 547.992
| DM1128690 | Decor P LED1x3050 K170 T840 WMC LO1 1LIN LL | non-dimmable, I, IP40, IK05, UGR≤16, double parabolic reflector, light grey aluminium body, for in-line connection | 1119 | 59 | 69 |  | 100000/L80B10 | 3 | 3014 | 17.5 | 172 | 80+ | 4000 | 257.699
| DM1128691 | Decor P LED1x3750 K171 T840 WMC LO2 1LIN LL | non-dimmable, I, IP40, IK05, UGR≤16, double parabolic reflector, light grey aluminium body, for in-line connection | 1119 | 59 | 69 |  | 100000/L80B10 | 3 | 3713 | 21.8 | 170 | 80+ | 4000 | 257.699
| DM1128692 | Decor P LED1x4400 K172 T840 WMC LO3 1LIN LL | non-dimmable, I, IP40, IK05, UGR≤16, double parabolic reflector, light grey aluminium body, for in-line connection | 1119 | 59 | 69 |  | 100000/L80B10 | 3 | 4393 | 26.1 | 168 | 80+ | 4000 | 257.699
| DM1128693 | Decor P LED1x5100 K173 T840 WMC LO4 1LIN LL | non-dimmable, I, IP40, IK05, UGR≤16, double parabolic reflector, light grey aluminium body, for in-line connection | 1119 | 59 | 69 |  | 100000/L80B10 | 3 | 5090 | 31.2 | 163 | 80+ | 4000 | 234.995
| DM1128694 | Decor P LED1x3800 K174 T840 WMC LO1 1LIN LL | non-dimmable, I, IP40, IK05, UGR≤16, double parabolic reflector, light grey aluminium body, for in-line connection | 1399 | 59 | 69 |  | 100000/L80B10 | 3 | 3768 | 21.6 | 174 | 80+ | 4000 | 302.849
| DM1128695 | Decor P LED1x4650 K175 T840 WMC LO2 1LIN LL | non-dimmable, I, IP40, IK05, UGR≤16, double parabolic reflector, light grey aluminium body, for in-line connection | 1399 | 59 | 69 |  | 100000/L80B10 | 3 | 4642 | 26.6 | 175 | 80+ | 4000 | 302.849
| DM1128696 | Decor P LED1x5500 K176 T840 WMC LO3 1LIN LL | non-dimmable, I, IP40, IK05, UGR≤16, double parabolic reflector, light grey aluminium body, for in-line connection | 1399 | 59 | 69 |  | 100000/L80B10 | 3 | 5492 | 32 | 172 | 80+ | 4000 | 302.849
| DM1128697 | Decor P LED1x6400 K177 T840 WMC LO4 1LIN LL | non-dimmable, I, IP40, IK05, UGR≤16, double parabolic reflector, light grey aluminium body, for in-line connection | 1399 | 59 | 69 |  | 100000/L80B10 | 3 | 6363 | 37.7 | 169 | 80+ | 4000 | 302.849
| DM1128698 | Decor P LED1x6050 K178 T840 WMC LO1 1LIN LL | non-dimmable, I, IP40, IK05, UGR≤16, double parabolic reflector, light grey aluminium body, for in-line connection | 2239 | 59 | 69 |  | 100000/L80B10 | 3 | 6029 | 33 | 183 | 80+ | 4000 | 442.9
| DM1128699 | Decor P LED1x7450 K179 T840 WMC LO2 1LIN LL | non-dimmable, I, IP40, IK05, UGR≤16, double parabolic reflector, light grey aluminium body, for in-line connection | 2239 | 59 | 69 |  | 100000/L80B10 | 3 | 7427 | 41.7 | 178 | 80+ | 4000 | 442.9
| DM1128700 | Decor P LED1x8800 K180 T840 WMC LO3 1LIN LL | non-dimmable, I, IP40, IK05, UGR≤16, double parabolic reflector, light grey aluminium body, for in-line connection | 2239 | 59 | 69 |  | 100000/L80B10 | 3 | 8787 | 50.6 | 174 | 80+ | 4000 | 449.694
| DM1128701 | Decor P LED1x10200 K181 T840 WMC LO4 1LIN LL | non-dimmable, I, IP40, IK05, UGR≤16, double parabolic reflector, light grey aluminium body, for in-line connection | 2239 | 59 | 69 |  | 100000/L80B10 | 3 | 10181 | 59.1 | 172 | 80+ | 4000 | 449.694
| DM1128702 | Decor P LED1x7550 K182 T840 WMC LO1 1LIN LL | non-dimmable, I, IP40, IK05, UGR≤16, double parabolic reflector, light grey aluminium body, for in-line connection | 2799 | 59 | 69 |  | 100000/L80B10 | 3 | 7536 | 41.3 | 182 | 80+ | 4000 | 537.543
| DM1128703 | Decor P LED1x9300 K183 T840 WMC LO2 1LIN LL | non-dimmable, I, IP40, IK05, UGR≤16, double parabolic reflector, light grey aluminium body, for in-line connection | 2799 | 59 | 69 |  | 100000/L80B10 | 3 | 9284 | 52.2 | 178 | 80+ | 4000 | 544.595
| DM1128704 | Decor P LED1x11000 K184 T840 WMC LO3 1LIN LL | non-dimmable, I, IP40, IK05, UGR≤16, double parabolic reflector, light grey aluminium body, for in-line connection | 2799 | 59 | 69 |  | 100000/L80B10 | 3 | 10983 | 62.6 | 175 | 80+ | 4000 | 544.595
| DM1128705 | Decor P LED1x12750 K185 T840 WMC LO4 1LIN LL | non-dimmable, I, IP40, IK05, UGR≤16, double parabolic reflector, light grey aluminium body, for in-line connection | 2799 | 59 | 69 |  | 100000/L80B10 | 3 | 12726 | 73.1 | 174 | 80+ | 4000 | 547.992
| DM1128706 | Decor P LED1x2600 K170 T830 BMC LO1 1LIN LL | non-dimmable, I, IP40, IK05, UGR≤16, double parabolic reflector, light grey aluminium body, for in-line connection | 1119 | 59 | 69 |  | 100000/L80B10 | 3 | 2490 | 17.5 | 142 | 80+ | 3000 | 257.699
| DM1128707 | Decor P LED1x3200 K171 T830 BMC LO2 1LIN LL | non-dimmable, I, IP40, IK05, UGR≤16, double parabolic reflector, light grey aluminium body, for in-line connection | 1119 | 59 | 69 |  | 100000/L80B10 | 3 | 3068 | 21.8 | 141 | 80+ | 3000 | 257.699
| DM1128708 | Decor P LED1x3800 K172 T830 BMC LO3 1LIN LL | non-dimmable, I, IP40, IK05, UGR≤16, double parabolic reflector, light grey aluminium body, for in-line connection | 1119 | 59 | 69 |  | 100000/L80B10 | 3 | 3629 | 26.1 | 139 | 80+ | 3000 | 257.699
| DM1128709 | Decor P LED1x4400 K173 T830 BMC LO4 1LIN LL | non-dimmable, I, IP40, IK05, UGR≤16, double parabolic reflector, light grey aluminium body, for in-line connection | 1119 | 59 | 69 |  | 100000/L80B10 | 3 | 4205 | 30.8 | 137 | 80+ | 3000 | 234.995
| DM1128710 | Decor P LED1x3250 K174 T830 BMC LO1 1LIN LL | non-dimmable, I, IP40, IK05, UGR≤16, double parabolic reflector, light grey aluminium body, for in-line connection | 1399 | 59 | 69 |  | 100000/L80B10 | 3 | 3113 | 21.6 | 144 | 80+ | 3000 | 302.849
| DM1128711 | Decor P LED1x4000 K175 T830 BMC LO2 1LIN LL | non-dimmable, I, IP40, IK05, UGR≤16, double parabolic reflector, light grey aluminium body, for in-line connection | 1399 | 59 | 69 |  | 100000/L80B10 | 3 | 3834 | 26.6 | 144 | 80+ | 3000 | 302.849
| DM1128712 | Decor P LED1x4750 K176 T830 BMC LO3 1LIN LL | non-dimmable, I, IP40, IK05, UGR≤16, double parabolic reflector, light grey aluminium body, for in-line connection | 1399 | 59 | 69 |  | 100000/L80B10 | 3 | 4536 | 32 | 142 | 80+ | 3000 | 302.849
| DM1128713 | Decor P LED1x5500 K177 T830 BMC LO4 1LIN LL | non-dimmable, I, IP40, IK05, UGR≤16, double parabolic reflector, light grey aluminium body, for in-line connection | 1399 | 59 | 69 |  | 100000/L80B10 | 3 | 5256 | 37.7 | 139 | 80+ | 3000 | 302.849
| DM1128714 | Decor P LED1x5200 K178 T830 BMC LO1 1LIN LL | non-dimmable, I, IP40, IK05, UGR≤16, double parabolic reflector, light grey aluminium body, for in-line connection | 2239 | 59 | 69 |  | 100000/L80B10 | 3 | 4980 | 33 | 151 | 80+ | 3000 | 442.9
| DM1128715 | Decor P LED1x6400 K179 T830 BMC LO2 1LIN LL | non-dimmable, I, IP40, IK05, UGR≤16, double parabolic reflector, light grey aluminium body, for in-line connection | 2239 | 59 | 69 |  | 100000/L80B10 | 3 | 6135 | 41.7 | 147 | 80+ | 3000 | 442.9
| DM1128716 | Decor P LED1x7600 K180 T830 BMC LO3 1LIN LL | non-dimmable, I, IP40, IK05, UGR≤16, double parabolic reflector, light grey aluminium body, for in-line connection | 2239 | 59 | 69 |  | 100000/L80B10 | 3 | 7258 | 50.6 | 143 | 80+ | 3000 | 449.694
| DM1128717 | Decor P LED1x8800 K181 T830 BMC LO4 1LIN LL | non-dimmable, I, IP40, IK05, UGR≤16, double parabolic reflector, light grey aluminium body, for in-line connection | 2239 | 59 | 69 |  | 100000/L80B10 | 3 | 8410 | 59.1 | 142 | 80+ | 3000 | 449.694
| DM1128718 | Decor P LED1x6500 K182 T830 BMC LO1 1LIN LL | non-dimmable, I, IP40, IK05, UGR≤16, double parabolic reflector, light grey aluminium body, for in-line connection | 2799 | 59 | 69 |  | 100000/L80B10 | 3 | 6225 | 41.3 | 151 | 80+ | 3000 | 537.543
| DM1128719 | Decor P LED1x8000 K183 T830 BMC LO2 1LIN LL | non-dimmable, I, IP40, IK05, UGR≤16, double parabolic reflector, light grey aluminium body, for in-line connection | 2799 | 59 | 69 |  | 100000/L80B10 | 3 | 7669 | 52.2 | 147 | 80+ | 3000 | 544.595
| DM1128720 | Decor P LED1x9500 K184 T830 BMC LO3 1LIN LL | non-dimmable, I, IP40, IK05, UGR≤16, double parabolic reflector, light grey aluminium body, for in-line connection | 2799 | 59 | 69 |  | 100000/L80B10 | 3 | 9073 | 62.6 | 145 | 80+ | 3000 | 544.595
| DM1128721 | Decor P LED1x11000 K185 T830 BMC LO4 1LIN LL | non-dimmable, I, IP40, IK05, UGR≤16, double parabolic reflector, light grey aluminium body, for in-line connection | 2799 | 59 | 69 |  | 100000/L80B10 | 3 | 10513 | 73.1 | 144 | 80+ | 3000 | 547.992
| DM1128722 | Decor P LED1x2600 K170 T840 BMC LO1 1LIN LL | non-dimmable, I, IP40, IK05, UGR≤16, double parabolic reflector, light grey aluminium body, for in-line connection | 1119 | 59 | 69 |  | 100000/L80B10 | 3 | 2598 | 17.5 | 148 | 80+ | 4000 | 257.699
| DM1128723 | Decor P LED1x3200 K171 T840 BMC LO2 1LIN LL | non-dimmable, I, IP40, IK05, UGR≤16, double parabolic reflector, light grey aluminium body, for in-line connection | 1119 | 59 | 69 |  | 100000/L80B10 | 3 | 3200 | 21.8 | 147 | 80+ | 4000 | 257.699
| DM1128724 | Decor P LED1x3800 K172 T840 BMC LO3 1LIN LL | non-dimmable, I, IP40, IK05, UGR≤16, double parabolic reflector, light grey aluminium body, for in-line connection | 1119 | 59 | 69 |  | 100000/L80B10 | 3 | 3786 | 26.1 | 145 | 80+ | 4000 | 257.699
| DM1128725 | Decor P LED1x4400 K173 T840 BMC LO4 1LIN LL | non-dimmable, I, IP40, IK05, UGR≤16, double parabolic reflector, light grey aluminium body, for in-line connection | 1119 | 59 | 69 |  | 100000/L80B10 | 3 | 4386 | 30.8 | 142 | 80+ | 4000 | 234.995
| DM1128726 | Decor P LED1x3250 K174 T840 BMC LO1 1LIN LL | non-dimmable, I, IP40, IK05, UGR≤16, double parabolic reflector, light grey aluminium body, for in-line connection | 1399 | 59 | 69 |  | 100000/L80B10 | 3 | 3247 | 21.6 | 150 | 80+ | 4000 | 302.849
| DM1128727 | Decor P LED1x4000 K175 T840 BMC LO2 1LIN LL | non-dimmable, I, IP40, IK05, UGR≤16, double parabolic reflector, light grey aluminium body, for in-line connection | 1399 | 59 | 69 |  | 100000/L80B10 | 3 | 4000 | 26.6 | 150 | 80+ | 4000 | 302.849
| DM1128728 | Decor P LED1x4750 K176 T840 BMC LO3 1LIN LL | non-dimmable, I, IP40, IK05, UGR≤16, double parabolic reflector, light grey aluminium body, for in-line connection | 1399 | 59 | 69 |  | 100000/L80B10 | 3 | 4732 | 32 | 148 | 80+ | 4000 | 302.849
| DM1128729 | Decor P LED1x5500 K177 T840 BMC LO4 1LIN LL | non-dimmable, I, IP40, IK05, UGR≤16, double parabolic reflector, light grey aluminium body, for in-line connection | 1399 | 59 | 69 |  | 100000/L80B10 | 3 | 5483 | 37.7 | 145 | 80+ | 4000 | 302.849
| DM1128730 | Decor P LED1x5200 K178 T840 BMC LO1 1LIN LL | non-dimmable, I, IP40, IK05, UGR≤16, double parabolic reflector, light grey aluminium body, for in-line connection | 2239 | 59 | 69 |  | 100000/L80B10 | 3 | 5195 | 33 | 157 | 80+ | 4000 | 442.9
| DM1128731 | Decor P LED1x6400 K179 T840 BMC LO2 1LIN LL | non-dimmable, I, IP40, IK05, UGR≤16, double parabolic reflector, light grey aluminium body, for in-line connection | 2239 | 59 | 69 |  | 100000/L80B10 | 3 | 6400 | 41.7 | 153 | 80+ | 4000 | 442.9
| DM1128732 | Decor P LED1x7600 K180 T840 BMC LO3 1LIN LL | non-dimmable, I, IP40, IK05, UGR≤16, double parabolic reflector, light grey aluminium body, for in-line connection | 2239 | 59 | 69 |  | 100000/L80B10 | 3 | 7571 | 50.6 | 150 | 80+ | 4000 | 449.694
| DM1128733 | Decor P LED1x8800 K181 T840 BMC LO4 1LIN LL | non-dimmable, I, IP40, IK05, UGR≤16, double parabolic reflector, light grey aluminium body, for in-line connection | 2239 | 59 | 69 |  | 100000/L80B10 | 3 | 8773 | 59.1 | 148 | 80+ | 4000 | 449.694
| DM1128734 | Decor P LED1x6500 K182 T840 BMC LO1 1LIN LL | non-dimmable, I, IP40, IK05, UGR≤16, double parabolic reflector, light grey aluminium body, for in-line connection | 2799 | 59 | 69 |  | 100000/L80B10 | 3 | 6494 | 41.3 | 157 | 80+ | 4000 | 537.543
| DM1128735 | Decor P LED1x8000 K183 T840 BMC LO2 1LIN LL | non-dimmable, I, IP40, IK05, UGR≤16, double parabolic reflector, light grey aluminium body, for in-line connection | 2799 | 59 | 69 |  | 100000/L80B10 | 3 | 8000 | 52.2 | 153 | 80+ | 4000 | 544.595
| DM1128736 | Decor P LED1x9500 K184 T840 BMC LO3 1LIN LL | non-dimmable, I, IP40, IK05, UGR≤16, double parabolic reflector, light grey aluminium body, for in-line connection | 2799 | 59 | 69 |  | 100000/L80B10 | 3 | 9464 | 62.6 | 151 | 80+ | 4000 | 544.595
| DM1128737 | Decor P LED1x11000 K185 T840 BMC LO4 1LIN LL | non-dimmable, I, IP40, IK05, UGR≤16, double parabolic reflector, light grey aluminium body, for in-line connection | 2799 | 59 | 69 |  | 100000/L80B10 | 3 | 10966 | 73.1 | 150 | 80+ | 4000 | 547.992
| DM1128738 | Decor P LED1x3050 K170 T830 WMC LO1 DALI | DALI-dimmable, I, IP40, IK05, UGR≤16, double parabolic reflector, light grey aluminium body | 1136 | 59 | 69 |  | 100000/L80B10 | 3 | 2890 | 17.7 | 163 | 80+ | 3000 | 302.849
| DM1128739 | Decor P LED1x3750 K171 T830 WMC LO2 DALI | DALI-dimmable, I, IP40, IK05, UGR≤16, double parabolic reflector, light grey aluminium body | 1136 | 59 | 69 |  | 100000/L80B10 | 3 | 3560 | 21.8 | 163 | 80+ | 3000 | 302.849
| DM1128740 | Decor P LED1x4400 K172 T830 WMC LO3 DALI | DALI-dimmable, I, IP40, IK05, UGR≤16, double parabolic reflector, light grey aluminium body | 1136 | 59 | 69 |  | 100000/L80B10 | 3 | 4212 | 26.4 | 160 | 80+ | 3000 | 302.849
| DM1128741 | Decor P LED1x5100 K173 T830 WMC LO4 DALI | DALI-dimmable, I, IP40, IK05, UGR≤16, double parabolic reflector, light grey aluminium body | 1136 | 59 | 69 |  | 100000/L80B10 | 3 | 4880 | 31.2 | 156 | 80+ | 3000 | 302.849
| DM1128742 | Decor P LED1x3800 K174 T830 WMC LO1 DALI | DALI-dimmable, I, IP40, IK05, UGR≤16, double parabolic reflector, light grey aluminium body | 1416 | 59 | 69 |  | 100000/L80B10 | 3 | 3612 | 21.3 | 170 | 80+ | 3000 | 347.999
| DM1128743 | Decor P LED1x4650 K175 T830 WMC LO2 DALI | DALI-dimmable, I, IP40, IK05, UGR≤16, double parabolic reflector, light grey aluminium body | 1416 | 59 | 69 |  | 100000/L80B10 | 3 | 4450 | 26.6 | 167 | 80+ | 3000 | 347.999
| DM1128744 | Decor P LED1x5500 K176 T830 WMC LO3 DALI | DALI-dimmable, I, IP40, IK05, UGR≤16, double parabolic reflector, light grey aluminium body | 1416 | 59 | 69 |  | 100000/L80B10 | 3 | 5265 | 32.3 | 163 | 80+ | 3000 | 347.999
| DM1128745 | Decor P LED1x6400 K177 T830 WMC LO4 DALI | DALI-dimmable, I, IP40, IK05, UGR≤16, double parabolic reflector, light grey aluminium body | 1416 | 59 | 69 |  | 100000/L80B10 | 3 | 6100 | 38.1 | 160 | 80+ | 3000 | 347.999
| DM1128746 | Decor P LED1x6050 K178 T830 WMC LO1 DALI | DALI-dimmable, I, IP40, IK05, UGR≤16, double parabolic reflector, light grey aluminium body | 2256 | 59 | 69 |  | 100000/L80B10 | 3 | 5780 | 33.4 | 173 | 80+ | 3000 | 484.696
| DM1128747 | Decor P LED1x7450 K179 T830 WMC LO2 DALI | DALI-dimmable, I, IP40, IK05, UGR≤16, double parabolic reflector, light grey aluminium body | 2256 | 59 | 69 |  | 100000/L80B10 | 3 | 7120 | 42.2 | 169 | 80+ | 3000 | 484.696
| DM1128748 | Decor P LED1x8800 K180 T830 WMC LO3 DALI | DALI-dimmable, I, IP40, IK05, UGR≤16, double parabolic reflector, light grey aluminium body | 2256 | 59 | 69 |  | 100000/L80B10 | 3 | 8423 | 50.6 | 166 | 80+ | 3000 | 493.296
| DM1128749 | Decor P LED1x10200 K181 T830 WMC LO4 DALI | DALI-dimmable, I, IP40, IK05, UGR≤16, double parabolic reflector, light grey aluminium body | 2256 | 59 | 69 |  | 100000/L80B10 | 3 | 9760 | 59.7 | 163 | 80+ | 3000 | 493.296
| DM1128750 | Decor P LED1x7550 K182 T830 WMC LO1 DALI | DALI-dimmable, I, IP40, IK05, UGR≤16, double parabolic reflector, light grey aluminium body | 2816 | 59 | 69 |  | 100000/L80B10 | 3 | 7224 | 41.7 | 173 | 80+ | 3000 | 579.296
| DM1128751 | Decor P LED1x9300 K183 T830 WMC LO2 DALI | DALI-dimmable, I, IP40, IK05, UGR≤16, double parabolic reflector, light grey aluminium body | 2816 | 59 | 69 |  | 100000/L80B10 | 3 | 8900 | 51.6 | 172 | 80+ | 3000 | 588.197
| DM1128752 | Decor P LED1x11000 K184 T830 WMC LO3 DALI | DALI-dimmable, I, IP40, IK05, UGR≤16, double parabolic reflector, light grey aluminium body | 2816 | 59 | 69 |  | 100000/L80B10 | 3 | 10529 | 62.6 | 168 | 80+ | 3000 | 588.197
| DM1128753 | Decor P LED1x12750 K185 T830 WMC LO4 DALI | DALI-dimmable, I, IP40, IK05, UGR≤16, double parabolic reflector, light grey aluminium body | 2816 | 59 | 69 |  | 100000/L80B10 | 3 | 12200 | 73.8 | 165 | 80+ | 3000 | 588.197
| DM1128754 | Decor P LED1x3050 K170 T840 WMC LO1 DALI | DALI-dimmable, I, IP40, IK05, UGR≤16, double parabolic reflector, light grey aluminium body | 1136 | 59 | 69 |  | 100000/L80B10 | 3 | 3014 | 17.7 | 170 | 80+ | 4000 | 302.849
| DM1128755 | Decor P LED1x3750 K171 T840 WMC LO2 DALI | DALI-dimmable, I, IP40, IK05, UGR≤16, double parabolic reflector, light grey aluminium body | 1136 | 59 | 69 |  | 100000/L80B10 | 3 | 3713 | 21.8 | 170 | 80+ | 4000 | 302.849
| DM1128756 | Decor P LED1x4400 K172 T840 WMC LO3 DALI | DALI-dimmable, I, IP40, IK05, UGR≤16, double parabolic reflector, light grey aluminium body | 1136 | 59 | 69 |  | 100000/L80B10 | 3 | 4393 | 26.4 | 166 | 80+ | 4000 | 302.849
| DM1128757 | Decor P LED1x5100 K173 T840 WMC LO4 DALI | DALI-dimmable, I, IP40, IK05, UGR≤16, double parabolic reflector, light grey aluminium body | 1136 | 59 | 69 |  | 100000/L80B10 | 3 | 5090 | 31.2 | 163 | 80+ | 4000 | 302.849
| DM1128758 | Decor P LED1x3800 K174 T840 WMC LO1 DALI | DALI-dimmable, I, IP40, IK05, UGR≤16, double parabolic reflector, light grey aluminium body | 1416 | 59 | 69 |  | 100000/L80B10 | 3 | 3768 | 21.3 | 177 | 80+ | 4000 | 347.999
| DM1128759 | Decor P LED1x4650 K175 T840 WMC LO2 DALI | DALI-dimmable, I, IP40, IK05, UGR≤16, double parabolic reflector, light grey aluminium body | 1416 | 59 | 69 |  | 100000/L80B10 | 3 | 4642 | 26.6 | 175 | 80+ | 4000 | 347.999
| DM1128760 | Decor P LED1x5500 K176 T840 WMC LO3 DALI | DALI-dimmable, I, IP40, IK05, UGR≤16, double parabolic reflector, light grey aluminium body | 1416 | 59 | 69 |  | 100000/L80B10 | 3 | 5492 | 32.3 | 170 | 80+ | 4000 | 347.999
| DM1128761 | Decor P LED1x6400 K177 T840 WMC LO4 DALI | DALI-dimmable, I, IP40, IK05, UGR≤16, double parabolic reflector, light grey aluminium body | 1416 | 59 | 69 |  | 100000/L80B10 | 3 | 6363 | 38.1 | 167 | 80+ | 4000 | 347.999
| DM1128762 | Decor P LED1x6050 K178 T840 WMC LO1 DALI | DALI-dimmable, I, IP40, IK05, UGR≤16, double parabolic reflector, light grey aluminium body | 2256 | 59 | 69 |  | 100000/L80B10 | 3 | 6029 | 33.4 | 181 | 80+ | 4000 | 484.696
| DM1128763 | Decor P LED1x7450 K179 T840 WMC LO2 DALI | DALI-dimmable, I, IP40, IK05, UGR≤16, double parabolic reflector, light grey aluminium body | 2256 | 59 | 69 |  | 100000/L80B10 | 3 | 7427 | 42.2 | 176 | 80+ | 4000 | 484.696
| DM1128764 | Decor P LED1x8800 K180 T840 WMC LO3 DALI | DALI-dimmable, I, IP40, IK05, UGR≤16, double parabolic reflector, light grey aluminium body | 2256 | 59 | 69 |  | 100000/L80B10 | 3 | 8787 | 50.6 | 174 | 80+ | 4000 | 493.296
| DM1128765 | Decor P LED1x10200 K181 T840 WMC LO4 DALI | DALI-dimmable, I, IP40, IK05, UGR≤16, double parabolic reflector, light grey aluminium body | 2256 | 59 | 69 |  | 100000/L80B10 | 3 | 10181 | 59.7 | 171 | 80+ | 4000 | 493.296
| DM1128766 | Decor P LED1x7550 K182 T840 WMC LO1 DALI | DALI-dimmable, I, IP40, IK05, UGR≤16, double parabolic reflector, light grey aluminium body | 2816 | 59 | 69 |  | 100000/L80B10 | 3 | 7536 | 41.7 | 181 | 80+ | 4000 | 579.296
| DM1128767 | Decor P LED1x9300 K183 T840 WMC LO2 DALI | DALI-dimmable, I, IP40, IK05, UGR≤16, double parabolic reflector, light grey aluminium body | 2816 | 59 | 69 |  | 100000/L80B10 | 3 | 9284 | 51.6 | 180 | 80+ | 4000 | 588.197
| DM1128768 | Decor P LED1x11000 K184 T840 WMC LO3 DALI | DALI-dimmable, I, IP40, IK05, UGR≤16, double parabolic reflector, light grey aluminium body | 2816 | 59 | 69 |  | 100000/L80B10 | 3 | 10983 | 62.6 | 175 | 80+ | 4000 | 588.197
| DM1128769 | Decor P LED1x12750 K185 T840 WMC LO4 DALI | DALI-dimmable, I, IP40, IK05, UGR≤16, double parabolic reflector, light grey aluminium body | 2816 | 59 | 69 |  | 100000/L80B10 | 3 | 12726 | 73.8 | 172 | 80+ | 4000 | 588.197
| DM1128770 | Decor P LED1x2600 K170 T830 BMC LO1 DALI | DALI-dimmable, I, IP40, IK05, UGR≤16, double parabolic reflector, light grey aluminium body | 1136 | 59 | 69 |  | 100000/L80B10 | 3 | 2490 | 17.7 | 141 | 80+ | 3000 | 302.849
| DM1128771 | Decor P LED1x3200 K171 T830 BMC LO2 DALI | DALI-dimmable, I, IP40, IK05, UGR≤16, double parabolic reflector, light grey aluminium body | 1136 | 59 | 69 |  | 100000/L80B10 | 3 | 3068 | 21.8 | 141 | 80+ | 3000 | 302.849
| DM1128772 | Decor P LED1x3800 K172 T830 BMC LO3 DALI | DALI-dimmable, I, IP40, IK05, UGR≤16, double parabolic reflector, light grey aluminium body | 1136 | 59 | 69 |  | 100000/L80B10 | 3 | 3629 | 26.4 | 137 | 80+ | 3000 | 302.849
| DM1128773 | Decor P LED1x4400 K173 T830 BMC LO4 DALI | DALI-dimmable, I, IP40, IK05, UGR≤16, double parabolic reflector, light grey aluminium body | 1136 | 59 | 69 |  | 100000/L80B10 | 3 | 4205 | 31.2 | 135 | 80+ | 3000 | 302.849
| DM1128774 | Decor P LED1x3250 K174 T830 BMC LO1 DALI | DALI-dimmable, I, IP40, IK05, UGR≤16, double parabolic reflector, light grey aluminium body | 1416 | 59 | 69 |  | 100000/L80B10 | 3 | 3113 | 21.3 | 146 | 80+ | 3000 | 347.999
| DM1128775 | Decor P LED1x4000 K175 T830 BMC LO2 DALI | DALI-dimmable, I, IP40, IK05, UGR≤16, double parabolic reflector, light grey aluminium body | 1416 | 59 | 69 |  | 100000/L80B10 | 3 | 3834 | 26.6 | 144 | 80+ | 3000 | 347.999
| DM1128776 | Decor P LED1x4750 K176 T830 BMC LO3 DALI | DALI-dimmable, I, IP40, IK05, UGR≤16, double parabolic reflector, light grey aluminium body | 1416 | 59 | 69 |  | 100000/L80B10 | 3 | 4536 | 32.3 | 140 | 80+ | 3000 | 347.999
| DM1128777 | Decor P LED1x5500 K177 T830 BMC LO4 DALI | DALI-dimmable, I, IP40, IK05, UGR≤16, double parabolic reflector, light grey aluminium body | 1416 | 59 | 69 |  | 100000/L80B10 | 3 | 5256 | 38.1 | 138 | 80+ | 3000 | 347.999
| DM1128778 | Decor P LED1x5200 K178 T830 BMC LO1 DALI | DALI-dimmable, I, IP40, IK05, UGR≤16, double parabolic reflector, light grey aluminium body | 2256 | 59 | 69 |  | 100000/L80B10 | 3 | 4980 | 33.4 | 149 | 80+ | 3000 | 484.696
| DM1128779 | Decor P LED1x6400 K179 T830 BMC LO2 DALI | DALI-dimmable, I, IP40, IK05, UGR≤16, double parabolic reflector, light grey aluminium body | 2256 | 59 | 69 |  | 100000/L80B10 | 3 | 6135 | 42.2 | 145 | 80+ | 3000 | 484.696
| DM1128780 | Decor P LED1x7600 K180 T830 BMC LO3 DALI | DALI-dimmable, I, IP40, IK05, UGR≤16, double parabolic reflector, light grey aluminium body | 2256 | 59 | 69 |  | 100000/L80B10 | 3 | 7258 | 50.6 | 143 | 80+ | 3000 | 493.296
| DM1128781 | Decor P LED1x8800 K181 T830 BMC LO4 DALI | DALI-dimmable, I, IP40, IK05, UGR≤16, double parabolic reflector, light grey aluminium body | 2256 | 59 | 69 |  | 100000/L80B10 | 3 | 8410 | 59.7 | 141 | 80+ | 3000 | 493.296
| DM1128782 | Decor P LED1x6500 K182 T830 BMC LO1 DALI | DALI-dimmable, I, IP40, IK05, UGR≤16, double parabolic reflector, light grey aluminium body | 2816 | 59 | 69 |  | 100000/L80B10 | 3 | 6225 | 41.7 | 149 | 80+ | 3000 | 579.296
| DM1128783 | Decor P LED1x8000 K183 T830 BMC LO2 DALI | DALI-dimmable, I, IP40, IK05, UGR≤16, double parabolic reflector, light grey aluminium body | 2816 | 59 | 69 |  | 100000/L80B10 | 3 | 7669 | 51.6 | 149 | 80+ | 3000 | 588.197
| DM1128784 | Decor P LED1x9500 K184 T830 BMC LO3 DALI | DALI-dimmable, I, IP40, IK05, UGR≤16, double parabolic reflector, light grey aluminium body | 2816 | 59 | 69 |  | 100000/L80B10 | 3 | 9073 | 62.6 | 145 | 80+ | 3000 | 588.197
| DM1128785 | Decor P LED1x11000 K185 T830 BMC LO4 DALI | DALI-dimmable, I, IP40, IK05, UGR≤16, double parabolic reflector, light grey aluminium body | 2816 | 59 | 69 |  | 100000/L80B10 | 3 | 10513 | 73.8 | 142 | 80+ | 3000 | 588.197
| DM1128786 | Decor P LED1x2600 K170 T840 BMC LO1 DALI | DALI-dimmable, I, IP40, IK05, UGR≤16, double parabolic reflector, light grey aluminium body | 1136 | 59 | 69 |  | 100000/L80B10 | 3 | 2598 | 17.7 | 147 | 80+ | 4000 | 302.849
| DM1128787 | Decor P LED1x3200 K171 T840 BMC LO2 DALI | DALI-dimmable, I, IP40, IK05, UGR≤16, double parabolic reflector, light grey aluminium body | 1136 | 59 | 69 |  | 100000/L80B10 | 3 | 3200 | 21.8 | 147 | 80+ | 4000 | 302.849
| DM1128788 | Decor P LED1x3800 K172 T840 BMC LO3 DALI | DALI-dimmable, I, IP40, IK05, UGR≤16, double parabolic reflector, light grey aluminium body | 1136 | 59 | 69 |  | 100000/L80B10 | 3 | 3786 | 26.4 | 143 | 80+ | 4000 | 302.849
| DM1128789 | Decor P LED1x4400 K173 T840 BMC LO4 DALI | DALI-dimmable, I, IP40, IK05, UGR≤16, double parabolic reflector, light grey aluminium body | 1136 | 59 | 69 |  | 100000/L80B10 | 3 | 4386 | 31.2 | 141 | 80+ | 4000 | 302.849
| DM1128790 | Decor P LED1x3250 K174 T840 BMC LO1 DALI | DALI-dimmable, I, IP40, IK05, UGR≤16, double parabolic reflector, light grey aluminium body | 1416 | 59 | 69 |  | 100000/L80B10 | 3 | 3247 | 21.3 | 152 | 80+ | 4000 | 347.999
| DM1128791 | Decor P LED1x4000 K175 T840 BMC LO2 DALI | DALI-dimmable, I, IP40, IK05, UGR≤16, double parabolic reflector, light grey aluminium body | 1416 | 59 | 69 |  | 100000/L80B10 | 3 | 4000 | 26.6 | 150 | 80+ | 4000 | 347.999
| DM1128792 | Decor P LED1x4750 K176 T840 BMC LO3 DALI | DALI-dimmable, I, IP40, IK05, UGR≤16, double parabolic reflector, light grey aluminium body | 1416 | 59 | 69 |  | 100000/L80B10 | 3 | 4732 | 32.3 | 147 | 80+ | 4000 | 347.999
| DM1128793 | Decor P LED1x5500 K177 T840 BMC LO4 DALI | DALI-dimmable, I, IP40, IK05, UGR≤16, double parabolic reflector, light grey aluminium body | 1416 | 59 | 69 |  | 100000/L80B10 | 3 | 5483 | 38.1 | 144 | 80+ | 4000 | 347.999
| DM1128794 | Decor P LED1x5200 K178 T840 BMC LO1 DALI | DALI-dimmable, I, IP40, IK05, UGR≤16, double parabolic reflector, light grey aluminium body | 2256 | 59 | 69 |  | 100000/L80B10 | 3 | 5195 | 33.4 | 156 | 80+ | 4000 | 484.696
| DM1128795 | Decor P LED1x6400 K179 T840 BMC LO2 DALI | DALI-dimmable, I, IP40, IK05, UGR≤16, double parabolic reflector, light grey aluminium body | 2256 | 59 | 69 |  | 100000/L80B10 | 3 | 6400 | 42.2 | 152 | 80+ | 4000 | 484.696
| DM1128796 | Decor P LED1x7600 K180 T840 BMC LO3 DALI | DALI-dimmable, I, IP40, IK05, UGR≤16, double parabolic reflector, light grey aluminium body | 2256 | 59 | 69 |  | 100000/L80B10 | 3 | 7571 | 50.6 | 150 | 80+ | 4000 | 493.296
| DM1128797 | Decor P LED1x8800 K181 T840 BMC LO4 DALI | DALI-dimmable, I, IP40, IK05, UGR≤16, double parabolic reflector, light grey aluminium body | 2256 | 59 | 69 |  | 100000/L80B10 | 3 | 8773 | 59.7 | 147 | 80+ | 4000 | 493.296
| DM1128798 | Decor P LED1x6500 K182 T840 BMC LO1 DALI | DALI-dimmable, I, IP40, IK05, UGR≤16, double parabolic reflector, light grey aluminium body | 2816 | 59 | 69 |  | 100000/L80B10 | 3 | 6494 | 41.7 | 156 | 80+ | 4000 | 579.296
| DM1128799 | Decor P LED1x8000 K183 T840 BMC LO2 DALI | DALI-dimmable, I, IP40, IK05, UGR≤16, double parabolic reflector, light grey aluminium body | 2816 | 59 | 69 |  | 100000/L80B10 | 3 | 8000 | 51.6 | 155 | 80+ | 4000 | 588.197
| DM1128800 | Decor P LED1x9500 K184 T840 BMC LO3 DALI | DALI-dimmable, I, IP40, IK05, UGR≤16, double parabolic reflector, light grey aluminium body | 2816 | 59 | 69 |  | 100000/L80B10 | 3 | 9464 | 62.6 | 151 | 80+ | 4000 | 588.197
| DM1128801 | Decor P LED1x11000 K185 T840 BMC LO4 DALI | DALI-dimmable, I, IP40, IK05, UGR≤16, double parabolic reflector, light grey aluminium body | 2816 | 59 | 69 |  | 100000/L80B10 | 3 | 10966 | 73.8 | 149 | 80+ | 4000 | 588.197
| DM1128802 | Decor P LED1x3050 K170 T830 WMC LO1 DALI 1LIN L | DALI-dimmable, I, IP40, IK05, UGR≤16, double parabolic reflector, light grey aluminium body, for in-line connection, first/end luminaire | 1128 | 59 | 69 |  | 100000/L80B10 | 3 | 2890 | 17.7 | 163 | 80+ | 3000 | 319.447
| DM1128803 | Decor P LED1x3750 K171 T830 WMC LO2 DALI 1LIN L | DALI-dimmable, I, IP40, IK05, UGR≤16, double parabolic reflector, light grey aluminium body, for in-line connection, first/end luminaire | 1128 | 59 | 69 |  | 100000/L80B10 | 3 | 3560 | 21.8 | 163 | 80+ | 3000 | 319.447
| DM1128804 | Decor P LED1x4400 K172 T830 WMC LO3 DALI 1LIN L | DALI-dimmable, I, IP40, IK05, UGR≤16, double parabolic reflector, light grey aluminium body, for in-line connection, first/end luminaire | 1128 | 59 | 69 |  | 100000/L80B10 | 3 | 4212 | 26.4 | 160 | 80+ | 3000 | 319.447
| DM1128805 | Decor P LED1x5100 K173 T830 WMC LO4 DALI 1LIN L | DALI-dimmable, I, IP40, IK05, UGR≤16, double parabolic reflector, light grey aluminium body, for in-line connection, first/end luminaire | 1128 | 59 | 69 |  | 100000/L80B10 | 3 | 4880 | 31.2 | 156 | 80+ | 3000 | 319.447
| DM1128806 | Decor P LED1x3800 K174 T830 WMC LO1 DALI 1LIN L | DALI-dimmable, I, IP40, IK05, UGR≤16, double parabolic reflector, light grey aluminium body, for in-line connection, first/end luminaire | 1408 | 59 | 69 |  | 100000/L80B10 | 3 | 3612 | 21.3 | 170 | 80+ | 3000 | 364.554
| DM1128807 | Decor P LED1x4650 K175 T830 WMC LO2 DALI 1LIN L | DALI-dimmable, I, IP40, IK05, UGR≤16, double parabolic reflector, light grey aluminium body, for in-line connection, first/end luminaire | 1408 | 59 | 69 |  | 100000/L80B10 | 3 | 4450 | 26.6 | 167 | 80+ | 3000 | 364.554
| DM1128808 | Decor P LED1x5500 K176 T830 WMC LO3 DALI 1LIN L | DALI-dimmable, I, IP40, IK05, UGR≤16, double parabolic reflector, light grey aluminium body, for in-line connection, first/end luminaire | 1408 | 59 | 69 |  | 100000/L80B10 | 3 | 5265 | 32.3 | 163 | 80+ | 3000 | 364.554
| DM1128809 | Decor P LED1x6400 K177 T830 WMC LO4 DALI 1LIN L | DALI-dimmable, I, IP40, IK05, UGR≤16, double parabolic reflector, light grey aluminium body, for in-line connection, first/end luminaire | 1408 | 59 | 69 |  | 100000/L80B10 | 3 | 6100 | 38.1 | 160 | 80+ | 3000 | 364.554
| DM1128810 | Decor P LED1x6050 K178 T830 WMC LO1 DALI 1LIN L | DALI-dimmable, I, IP40, IK05, UGR≤16, double parabolic reflector, light grey aluminium body, for in-line connection, first/end luminaire | 2248 | 59 | 69 |  | 100000/L80B10 | 3 | 5780 | 33.4 | 173 | 80+ | 3000 | 507.142
| DM1128811 | Decor P LED1x7450 K179 T830 WMC LO2 DALI 1LIN L | DALI-dimmable, I, IP40, IK05, UGR≤16, double parabolic reflector, light grey aluminium body, for in-line connection, first/end luminaire | 2248 | 59 | 69 |  | 100000/L80B10 | 3 | 7120 | 42.2 | 169 | 80+ | 3000 | 507.142
| DM1128812 | Decor P LED1x8800 K180 T830 WMC LO3 DALI 1LIN L | DALI-dimmable, I, IP40, IK05, UGR≤16, double parabolic reflector, light grey aluminium body, for in-line connection, first/end luminaire | 2248 | 59 | 69 |  | 100000/L80B10 | 3 | 8423 | 50.6 | 166 | 80+ | 3000 | 516
| DM1128813 | Decor P LED1x10200 K181 T830 WMC LO4 DALI 1LIN L | DALI-dimmable, I, IP40, IK05, UGR≤16, double parabolic reflector, light grey aluminium body, for in-line connection, first/end luminaire | 2248 | 59 | 69 |  | 100000/L80B10 | 3 | 9760 | 59.7 | 163 | 80+ | 3000 | 516
| DM1128814 | Decor P LED1x7550 K182 T830 WMC LO1 DALI 1LIN L | DALI-dimmable, I, IP40, IK05, UGR≤16, double parabolic reflector, light grey aluminium body, for in-line connection, first/end luminaire | 2808 | 59 | 69 |  | 100000/L80B10 | 3 | 7224 | 41.7 | 173 | 80+ | 3000 | 602
| DM1128815 | Decor P LED1x9300 K183 T830 WMC LO2 DALI 1LIN L | DALI-dimmable, I, IP40, IK05, UGR≤16, double parabolic reflector, light grey aluminium body, for in-line connection, first/end luminaire | 2808 | 59 | 69 |  | 100000/L80B10 | 3 | 8900 | 51.6 | 172 | 80+ | 3000 | 610.643
| DM1128816 | Decor P LED1x11000 K184 T830 WMC LO3 DALI 1LIN L | DALI-dimmable, I, IP40, IK05, UGR≤16, double parabolic reflector, light grey aluminium body, for in-line connection, first/end luminaire | 2808 | 59 | 69 |  | 100000/L80B10 | 3 | 10529 | 62.6 | 168 | 80+ | 3000 | 610.643
| DM1128817 | Decor P LED1x12750 K185 T830 WMC LO4 DALI 1LIN L | DALI-dimmable, I, IP40, IK05, UGR≤16, double parabolic reflector, light grey aluminium body, for in-line connection, first/end luminaire | 2808 | 59 | 69 |  | 100000/L80B10 | 3 | 12200 | 73.8 | 165 | 80+ | 3000 | 610.643
| DM1128818 | Decor P LED1x3050 K170 T840 WMC LO1 DALI 1LIN L | DALI-dimmable, I, IP40, IK05, UGR≤16, double parabolic reflector, light grey aluminium body, for in-line connection, first/end luminaire | 1128 | 59 | 69 |  | 100000/L80B10 | 3 | 3014 | 17.7 | 170 | 80+ | 4000 | 319.447
| DM1128819 | Decor P LED1x3750 K171 T840 WMC LO2 DALI 1LIN L | DALI-dimmable, I, IP40, IK05, UGR≤16, double parabolic reflector, light grey aluminium body, for in-line connection, first/end luminaire | 1128 | 59 | 69 |  | 100000/L80B10 | 3 | 3713 | 21.8 | 170 | 80+ | 4000 | 319.447
| DM1128820 | Decor P LED1x4400 K172 T840 WMC LO3 DALI 1LIN L | DALI-dimmable, I, IP40, IK05, UGR≤16, double parabolic reflector, light grey aluminium body, for in-line connection, first/end luminaire | 1128 | 59 | 69 |  | 100000/L80B10 | 3 | 4393 | 26.4 | 166 | 80+ | 4000 | 319.447
| DM1128821 | Decor P LED1x5100 K173 T840 WMC LO4 DALI 1LIN L | DALI-dimmable, I, IP40, IK05, UGR≤16, double parabolic reflector, light grey aluminium body, for in-line connection, first/end luminaire | 1128 | 59 | 69 |  | 100000/L80B10 | 3 | 5090 | 31.2 | 163 | 80+ | 4000 | 319.447
| DM1128822 | Decor P LED1x3800 K174 T840 WMC LO1 DALI 1LIN L | DALI-dimmable, I, IP40, IK05, UGR≤16, double parabolic reflector, light grey aluminium body, for in-line connection, first/end luminaire | 1408 | 59 | 69 |  | 100000/L80B10 | 3 | 3768 | 21.3 | 177 | 80+ | 4000 | 364.554
| DM1128823 | Decor P LED1x4650 K175 T840 WMC LO2 DALI 1LIN L | DALI-dimmable, I, IP40, IK05, UGR≤16, double parabolic reflector, light grey aluminium body, for in-line connection, first/end luminaire | 1408 | 59 | 69 |  | 100000/L80B10 | 3 | 4642 | 26.6 | 175 | 80+ | 4000 | 364.554
| DM1128824 | Decor P LED1x5500 K176 T840 WMC LO3 DALI 1LIN L | DALI-dimmable, I, IP40, IK05, UGR≤16, double parabolic reflector, light grey aluminium body, for in-line connection, first/end luminaire | 1408 | 59 | 69 |  | 100000/L80B10 | 3 | 5492 | 32.3 | 170 | 80+ | 4000 | 364.554
| DM1128825 | Decor P LED1x6400 K177 T840 WMC LO4 DALI 1LIN L | DALI-dimmable, I, IP40, IK05, UGR≤16, double parabolic reflector, light grey aluminium body, for in-line connection, first/end luminaire | 1408 | 59 | 69 |  | 100000/L80B10 | 3 | 6363 | 38.1 | 167 | 80+ | 4000 | 364.554
| DM1128826 | Decor P LED1x6050 K178 T840 WMC LO1 DALI 1LIN L | DALI-dimmable, I, IP40, IK05, UGR≤16, double parabolic reflector, light grey aluminium body, for in-line connection, first/end luminaire | 2248 | 59 | 69 |  | 100000/L80B10 | 3 | 6029 | 33.4 | 181 | 80+ | 4000 | 507.142
| DM1128827 | Decor P LED1x7450 K179 T840 WMC LO2 DALI 1LIN L | DALI-dimmable, I, IP40, IK05, UGR≤16, double parabolic reflector, light grey aluminium body, for in-line connection, first/end luminaire | 2248 | 59 | 69 |  | 100000/L80B10 | 3 | 7427 | 42.2 | 176 | 80+ | 4000 | 507.142
| DM1128828 | Decor P LED1x8800 K180 T840 WMC LO3 DALI 1LIN L | DALI-dimmable, I, IP40, IK05, UGR≤16, double parabolic reflector, light grey aluminium body, for in-line connection, first/end luminaire | 2248 | 59 | 69 |  | 100000/L80B10 | 3 | 8787 | 50.6 | 174 | 80+ | 4000 | 516
| DM1128829 | Decor P LED1x10200 K181 T840 WMC LO4 DALI 1LIN L | DALI-dimmable, I, IP40, IK05, UGR≤16, double parabolic reflector, light grey aluminium body, for in-line connection, first/end luminaire | 2248 | 59 | 69 |  | 100000/L80B10 | 3 | 10181 | 59.7 | 171 | 80+ | 4000 | 516
| DM1128830 | Decor P LED1x7550 K182 T840 WMC LO1 DALI 1LIN L | DALI-dimmable, I, IP40, IK05, UGR≤16, double parabolic reflector, light grey aluminium body, for in-line connection, first/end luminaire | 2808 | 59 | 69 |  | 100000/L80B10 | 3 | 7536 | 41.7 | 181 | 80+ | 4000 | 602
| DM1128831 | Decor P LED1x9300 K183 T840 WMC LO2 DALI 1LIN L | DALI-dimmable, I, IP40, IK05, UGR≤16, double parabolic reflector, light grey aluminium body, for in-line connection, first/end luminaire | 2808 | 59 | 69 |  | 100000/L80B10 | 3 | 9284 | 51.6 | 180 | 80+ | 4000 | 610.643
| DM1128832 | Decor P LED1x11000 K184 T840 WMC LO3 DALI 1LIN L | DALI-dimmable, I, IP40, IK05, UGR≤16, double parabolic reflector, light grey aluminium body, for in-line connection, first/end luminaire | 2808 | 59 | 69 |  | 100000/L80B10 | 3 | 10983 | 62.6 | 175 | 80+ | 4000 | 610.643
| DM1128833 | Decor P LED1x12750 K185 T840 WMC LO4 DALI 1LIN L | DALI-dimmable, I, IP40, IK05, UGR≤16, double parabolic reflector, light grey aluminium body, for in-line connection, first/end luminaire | 2808 | 59 | 69 |  | 100000/L80B10 | 3 | 12726 | 73.8 | 172 | 80+ | 4000 | 610.643
| DM1128834 | Decor P LED1x2600 K170 T830 BMC LO1 DALI 1LIN L | DALI-dimmable, I, IP40, IK05, UGR≤16, double parabolic reflector, light grey aluminium body, for in-line connection, first/end luminaire | 1128 | 59 | 69 |  | 100000/L80B10 | 3 | 2490 | 17.7 | 141 | 80+ | 3000 | 319.447
| DM1128835 | Decor P LED1x3200 K171 T830 BMC LO2 DALI 1LIN L | DALI-dimmable, I, IP40, IK05, UGR≤16, double parabolic reflector, light grey aluminium body, for in-line connection, first/end luminaire | 1128 | 59 | 69 |  | 100000/L80B10 | 3 | 3068 | 21.8 | 141 | 80+ | 3000 | 319.447
| DM1128836 | Decor P LED1x3800 K172 T830 BMC LO3 DALI 1LIN L | DALI-dimmable, I, IP40, IK05, UGR≤16, double parabolic reflector, light grey aluminium body, for in-line connection, first/end luminaire | 1128 | 59 | 69 |  | 100000/L80B10 | 3 | 3629 | 26.4 | 137 | 80+ | 3000 | 319.447
| DM1128837 | Decor P LED1x4400 K173 T830 BMC LO4 DALI 1LIN L | DALI-dimmable, I, IP40, IK05, UGR≤16, double parabolic reflector, light grey aluminium body, for in-line connection, first/end luminaire | 1128 | 59 | 69 |  | 100000/L80B10 | 3 | 4205 | 31.2 | 135 | 80+ | 3000 | 319.447
| DM1128838 | Decor P LED1x3250 K174 T830 BMC LO1 DALI 1LIN L | DALI-dimmable, I, IP40, IK05, UGR≤16, double parabolic reflector, light grey aluminium body, for in-line connection, first/end luminaire | 1408 | 59 | 69 |  | 100000/L80B10 | 3 | 3113 | 21.3 | 146 | 80+ | 3000 | 364.554
| DM1128839 | Decor P LED1x4000 K175 T830 BMC LO2 DALI 1LIN L | DALI-dimmable, I, IP40, IK05, UGR≤16, double parabolic reflector, light grey aluminium body, for in-line connection, first/end luminaire | 1408 | 59 | 69 |  | 100000/L80B10 | 3 | 3834 | 26.6 | 144 | 80+ | 3000 | 364.554
| DM1128840 | Decor P LED1x4750 K176 T830 BMC LO3 DALI 1LIN L | DALI-dimmable, I, IP40, IK05, UGR≤16, double parabolic reflector, light grey aluminium body, for in-line connection, first/end luminaire | 1408 | 59 | 69 |  | 100000/L80B10 | 3 | 4536 | 32.3 | 140 | 80+ | 3000 | 364.554
| DM1128841 | Decor P LED1x5500 K177 T830 BMC LO4 DALI 1LIN L | DALI-dimmable, I, IP40, IK05, UGR≤16, double parabolic reflector, light grey aluminium body, for in-line connection, first/end luminaire | 1408 | 59 | 69 |  | 100000/L80B10 | 3 | 5256 | 38.1 | 138 | 80+ | 3000 | 364.554
| DM1128842 | Decor P LED1x5200 K178 T830 BMC LO1 DALI 1LIN L | DALI-dimmable, I, IP40, IK05, UGR≤16, double parabolic reflector, light grey aluminium body, for in-line connection, first/end luminaire | 2248 | 59 | 69 |  | 100000/L80B10 | 3 | 4980 | 33.4 | 149 | 80+ | 3000 | 507.142
| DM1128843 | Decor P LED1x6400 K179 T830 BMC LO2 DALI 1LIN L | DALI-dimmable, I, IP40, IK05, UGR≤16, double parabolic reflector, light grey aluminium body, for in-line connection, first/end luminaire | 2248 | 59 | 69 |  | 100000/L80B10 | 3 | 6135 | 42.2 | 145 | 80+ | 3000 | 507.142
| DM1128844 | Decor P LED1x7600 K180 T830 BMC LO3 DALI 1LIN L | DALI-dimmable, I, IP40, IK05, UGR≤16, double parabolic reflector, light grey aluminium body, for in-line connection, first/end luminaire | 2248 | 59 | 69 |  | 100000/L80B10 | 3 | 7258 | 50.6 | 143 | 80+ | 3000 | 516
| DM1128845 | Decor P LED1x8800 K181 T830 BMC LO4 DALI 1LIN L | DALI-dimmable, I, IP40, IK05, UGR≤16, double parabolic reflector, light grey aluminium body, for in-line connection, first/end luminaire | 2248 | 59 | 69 |  | 100000/L80B10 | 3 | 8410 | 59.7 | 141 | 80+ | 3000 | 516
| DM1128846 | Decor P LED1x6500 K182 T830 BMC LO1 DALI 1LIN L | DALI-dimmable, I, IP40, IK05, UGR≤16, double parabolic reflector, light grey aluminium body, for in-line connection, first/end luminaire | 2808 | 59 | 69 |  | 100000/L80B10 | 3 | 6225 | 41.7 | 149 | 80+ | 3000 | 602
| DM1128847 | Decor P LED1x8000 K183 T830 BMC LO2 DALI 1LIN L | DALI-dimmable, I, IP40, IK05, UGR≤16, double parabolic reflector, light grey aluminium body, for in-line connection, first/end luminaire | 2808 | 59 | 69 |  | 100000/L80B10 | 3 | 7669 | 51.6 | 149 | 80+ | 3000 | 610.643
| DM1128848 | Decor P LED1x9500 K184 T830 BMC LO3 DALI 1LIN L | DALI-dimmable, I, IP40, IK05, UGR≤16, double parabolic reflector, light grey aluminium body, for in-line connection, first/end luminaire | 2808 | 59 | 69 |  | 100000/L80B10 | 3 | 9073 | 62.6 | 145 | 80+ | 3000 | 610.643
| DM1128849 | Decor P LED1x11000 K185 T830 BMC LO4 DALI 1LIN L | DALI-dimmable, I, IP40, IK05, UGR≤16, double parabolic reflector, light grey aluminium body, for in-line connection, first/end luminaire | 2808 | 59 | 69 |  | 100000/L80B10 | 3 | 10513 | 73.8 | 142 | 80+ | 3000 | 610.643
| DM1128850 | Decor P LED1x2600 K170 T840 BMC LO1 DALI 1LIN L | DALI-dimmable, I, IP40, IK05, UGR≤16, double parabolic reflector, light grey aluminium body, for in-line connection, first/end luminaire | 1128 | 59 | 69 |  | 100000/L80B10 | 3 | 2598 | 17.7 | 147 | 80+ | 4000 | 319.447
| DM1128851 | Decor P LED1x3200 K171 T840 BMC LO2 DALI 1LIN L | DALI-dimmable, I, IP40, IK05, UGR≤16, double parabolic reflector, light grey aluminium body, for in-line connection, first/end luminaire | 1128 | 59 | 69 |  | 100000/L80B10 | 3 | 3200 | 21.8 | 147 | 80+ | 4000 | 319.447
| DM1128852 | Decor P LED1x3800 K172 T840 BMC LO3 DALI 1LIN L | DALI-dimmable, I, IP40, IK05, UGR≤16, double parabolic reflector, light grey aluminium body, for in-line connection, first/end luminaire | 1128 | 59 | 69 |  | 100000/L80B10 | 3 | 3786 | 26.4 | 143 | 80+ | 4000 | 319.447
| DM1128853 | Decor P LED1x4400 K173 T840 BMC LO4 DALI 1LIN L | DALI-dimmable, I, IP40, IK05, UGR≤16, double parabolic reflector, light grey aluminium body, for in-line connection, first/end luminaire | 1128 | 59 | 69 |  | 100000/L80B10 | 3 | 4386 | 31.2 | 141 | 80+ | 4000 | 319.447
| DM1128854 | Decor P LED1x3250 K174 T840 BMC LO1 DALI 1LIN L | DALI-dimmable, I, IP40, IK05, UGR≤16, double parabolic reflector, light grey aluminium body, for in-line connection, first/end luminaire | 1408 | 59 | 69 |  | 100000/L80B10 | 3 | 3247 | 21.3 | 152 | 80+ | 4000 | 364.554
| DM1128855 | Decor P LED1x4000 K175 T840 BMC LO2 DALI 1LIN L | DALI-dimmable, I, IP40, IK05, UGR≤16, double parabolic reflector, light grey aluminium body, for in-line connection, first/end luminaire | 1408 | 59 | 69 |  | 100000/L80B10 | 3 | 4000 | 26.6 | 150 | 80+ | 4000 | 364.554
| DM1128856 | Decor P LED1x4750 K176 T840 BMC LO3 DALI 1LIN L | DALI-dimmable, I, IP40, IK05, UGR≤16, double parabolic reflector, light grey aluminium body, for in-line connection, first/end luminaire | 1408 | 59 | 69 |  | 100000/L80B10 | 3 | 4732 | 32.3 | 147 | 80+ | 4000 | 364.554
| DM1128857 | Decor P LED1x5500 K177 T840 BMC LO4 DALI 1LIN L | DALI-dimmable, I, IP40, IK05, UGR≤16, double parabolic reflector, light grey aluminium body, for in-line connection, first/end luminaire | 1408 | 59 | 69 |  | 100000/L80B10 | 3 | 5483 | 38.1 | 144 | 80+ | 4000 | 364.554
| DM1128858 | Decor P LED1x5200 K178 T840 BMC LO1 DALI 1LIN L | DALI-dimmable, I, IP40, IK05, UGR≤16, double parabolic reflector, light grey aluminium body, for in-line connection, first/end luminaire | 2248 | 59 | 69 |  | 100000/L80B10 | 3 | 5195 | 33.4 | 156 | 80+ | 4000 | 507.142
| DM1128859 | Decor P LED1x6400 K179 T840 BMC LO2 DALI 1LIN L | DALI-dimmable, I, IP40, IK05, UGR≤16, double parabolic reflector, light grey aluminium body, for in-line connection, first/end luminaire | 2248 | 59 | 69 |  | 100000/L80B10 | 3 | 6400 | 42.2 | 152 | 80+ | 4000 | 507.142
| DM1128860 | Decor P LED1x7600 K180 T840 BMC LO3 DALI 1LIN L | DALI-dimmable, I, IP40, IK05, UGR≤16, double parabolic reflector, light grey aluminium body, for in-line connection, first/end luminaire | 2248 | 59 | 69 |  | 100000/L80B10 | 3 | 7571 | 50.6 | 150 | 80+ | 4000 | 516
| DM1128861 | Decor P LED1x8800 K181 T840 BMC LO4 DALI 1LIN L | DALI-dimmable, I, IP40, IK05, UGR≤16, double parabolic reflector, light grey aluminium body, for in-line connection, first/end luminaire | 2248 | 59 | 69 |  | 100000/L80B10 | 3 | 8773 | 59.7 | 147 | 80+ | 4000 | 516
| DM1128862 | Decor P LED1x6500 K182 T840 BMC LO1 DALI 1LIN L | DALI-dimmable, I, IP40, IK05, UGR≤16, double parabolic reflector, light grey aluminium body, for in-line connection, first/end luminaire | 2808 | 59 | 69 |  | 100000/L80B10 | 3 | 6494 | 41.7 | 156 | 80+ | 4000 | 602
| DM1128863 | Decor P LED1x8000 K183 T840 BMC LO2 DALI 1LIN L | DALI-dimmable, I, IP40, IK05, UGR≤16, double parabolic reflector, light grey aluminium body, for in-line connection, first/end luminaire | 2808 | 59 | 69 |  | 100000/L80B10 | 3 | 8000 | 51.6 | 155 | 80+ | 4000 | 610.643
| DM1128864 | Decor P LED1x9500 K184 T840 BMC LO3 DALI 1LIN L | DALI-dimmable, I, IP40, IK05, UGR≤16, double parabolic reflector, light grey aluminium body, for in-line connection, first/end luminaire | 2808 | 59 | 69 |  | 100000/L80B10 | 3 | 9464 | 62.6 | 151 | 80+ | 4000 | 610.643
| DM1128865 | Decor P LED1x11000 K185 T840 BMC LO4 DALI 1LIN L | DALI-dimmable, I, IP40, IK05, UGR≤16, double parabolic reflector, light grey aluminium body, for in-line connection, first/end luminaire | 2808 | 59 | 69 |  | 100000/L80B10 | 3 | 10966 | 73.8 | 149 | 80+ | 4000 | 610.643
| DM1128866 | Decor P LED1x3050 K170 T830 WMC LO1 DALI 1LIN LL | DALI-dimmable, I, IP40, IK05, UGR≤16, double parabolic reflector, light grey aluminium body, for in-line connection | 1119 | 59 | 69 |  | 100000/L80B10 | 3 | 2890 | 17.7 | 163 | 80+ | 3000 | 315.792
| DM1128867 | Decor P LED1x3750 K171 T830 WMC LO2 DALI 1LIN LL | DALI-dimmable, I, IP40, IK05, UGR≤16, double parabolic reflector, light grey aluminium body, for in-line connection | 1119 | 59 | 69 |  | 100000/L80B10 | 3 | 3560 | 21.8 | 163 | 80+ | 3000 | 315.792
| DM1128868 | Decor P LED1x4400 K172 T830 WMC LO3 DALI 1LIN LL | DALI-dimmable, I, IP40, IK05, UGR≤16, double parabolic reflector, light grey aluminium body, for in-line connection | 1119 | 59 | 69 |  | 100000/L80B10 | 3 | 4212 | 26.4 | 160 | 80+ | 3000 | 315.792
| DM1128869 | Decor P LED1x5100 K173 T830 WMC LO4 DALI 1LIN LL | DALI-dimmable, I, IP40, IK05, UGR≤16, double parabolic reflector, light grey aluminium body, for in-line connection | 1119 | 59 | 69 |  | 100000/L80B10 | 3 | 4880 | 31.2 | 156 | 80+ | 3000 | 315.792
| DM1128870 | Decor P LED1x3800 K174 T830 WMC LO1 DALI 1LIN LL | DALI-dimmable, I, IP40, IK05, UGR≤16, double parabolic reflector, light grey aluminium body, for in-line connection | 1399 | 59 | 69 |  | 100000/L80B10 | 3 | 3612 | 21.3 | 170 | 80+ | 3000 | 361.2
| DM1128871 | Decor P LED1x4650 K175 T830 WMC LO2 DALI 1LIN LL | DALI-dimmable, I, IP40, IK05, UGR≤16, double parabolic reflector, light grey aluminium body, for in-line connection | 1399 | 59 | 69 |  | 100000/L80B10 | 3 | 4450 | 26.6 | 167 | 80+ | 3000 | 361.2
| DM1128872 | Decor P LED1x5500 K176 T830 WMC LO3 DALI 1LIN LL | DALI-dimmable, I, IP40, IK05, UGR≤16, double parabolic reflector, light grey aluminium body, for in-line connection | 1399 | 59 | 69 |  | 100000/L80B10 | 3 | 5265 | 32.3 | 163 | 80+ | 3000 | 361.2
| DM1128873 | Decor P LED1x6400 K177 T830 WMC LO4 DALI 1LIN LL | DALI-dimmable, I, IP40, IK05, UGR≤16, double parabolic reflector, light grey aluminium body, for in-line connection | 1399 | 59 | 69 |  | 100000/L80B10 | 3 | 6100 | 38.1 | 160 | 80+ | 3000 | 361.2
| DM1128874 | Decor P LED1x6050 K178 T830 WMC LO1 DALI 1LIN LL | DALI-dimmable, I, IP40, IK05, UGR≤16, double parabolic reflector, light grey aluminium body, for in-line connection | 2239 | 59 | 69 |  | 100000/L80B10 | 3 | 5780 | 33.4 | 173 | 80+ | 3000 | 502.842
| DM1128875 | Decor P LED1x7450 K179 T830 WMC LO2 DALI 1LIN LL | DALI-dimmable, I, IP40, IK05, UGR≤16, double parabolic reflector, light grey aluminium body, for in-line connection | 2239 | 59 | 69 |  | 100000/L80B10 | 3 | 7120 | 42.2 | 169 | 80+ | 3000 | 502.842
| DM1128876 | Decor P LED1x8800 K180 T830 WMC LO3 DALI 1LIN LL | DALI-dimmable, I, IP40, IK05, UGR≤16, double parabolic reflector, light grey aluminium body, for in-line connection | 2239 | 59 | 69 |  | 100000/L80B10 | 3 | 8423 | 50.6 | 166 | 80+ | 3000 | 511.442
| DM1128877 | Decor P LED1x10200 K181 T830 WMC LO4 DALI 1LIN LL | DALI-dimmable, I, IP40, IK05, UGR≤16, double parabolic reflector, light grey aluminium body, for in-line connection | 2239 | 59 | 69 |  | 100000/L80B10 | 3 | 9760 | 59.7 | 163 | 80+ | 3000 | 511.442
| DM1128878 | Decor P LED1x7550 K182 T830 WMC LO1 DALI 1LIN LL | DALI-dimmable, I, IP40, IK05, UGR≤16, double parabolic reflector, light grey aluminium body, for in-line connection | 2799 | 59 | 69 |  | 100000/L80B10 | 3 | 7224 | 41.7 | 173 | 80+ | 3000 | 597.7
| DM1128879 | Decor P LED1x9300 K183 T830 WMC LO2 DALI 1LIN LL | DALI-dimmable, I, IP40, IK05, UGR≤16, double parabolic reflector, light grey aluminium body, for in-line connection | 2799 | 59 | 69 |  | 100000/L80B10 | 3 | 8900 | 51.6 | 172 | 80+ | 3000 | 606.343
| DM1128880 | Decor P LED1x11000 K184 T830 WMC LO3 DALI 1LIN LL | DALI-dimmable, I, IP40, IK05, UGR≤16, double parabolic reflector, light grey aluminium body, for in-line connection | 2799 | 59 | 69 |  | 100000/L80B10 | 3 | 10529 | 62.6 | 168 | 80+ | 3000 | 606.343
| DM1128881 | Decor P LED1x12750 K185 T830 WMC LO4 DALI 1LIN LL | DALI-dimmable, I, IP40, IK05, UGR≤16, double parabolic reflector, light grey aluminium body, for in-line connection | 2799 | 59 | 69 |  | 100000/L80B10 | 3 | 12200 | 73.8 | 165 | 80+ | 3000 | 606.343
| DM1128882 | Decor P LED1x3050 K170 T840 WMC LO1 DALI 1LIN LL | DALI-dimmable, I, IP40, IK05, UGR≤16, double parabolic reflector, light grey aluminium body, for in-line connection | 1119 | 59 | 69 |  | 100000/L80B10 | 3 | 3014 | 17.7 | 170 | 80+ | 4000 | 315.792
| DM1128883 | Decor P LED1x3750 K171 T840 WMC LO2 DALI 1LIN LL | DALI-dimmable, I, IP40, IK05, UGR≤16, double parabolic reflector, light grey aluminium body, for in-line connection | 1119 | 59 | 69 |  | 100000/L80B10 | 3 | 3713 | 21.8 | 170 | 80+ | 4000 | 315.792
| DM1128884 | Decor P LED1x4400 K172 T840 WMC LO3 DALI 1LIN LL | DALI-dimmable, I, IP40, IK05, UGR≤16, double parabolic reflector, light grey aluminium body, for in-line connection | 1119 | 59 | 69 |  | 100000/L80B10 | 3 | 4393 | 26.4 | 166 | 80+ | 4000 | 315.792
| DM1128885 | Decor P LED1x5100 K173 T840 WMC LO4 DALI 1LIN LL | DALI-dimmable, I, IP40, IK05, UGR≤16, double parabolic reflector, light grey aluminium body, for in-line connection | 1119 | 59 | 69 |  | 100000/L80B10 | 3 | 5090 | 31.2 | 163 | 80+ | 4000 | 315.792
| DM1128886 | Decor P LED1x3800 K174 T840 WMC LO1 DALI 1LIN LL | DALI-dimmable, I, IP40, IK05, UGR≤16, double parabolic reflector, light grey aluminium body, for in-line connection | 1399 | 59 | 69 |  | 100000/L80B10 | 3 | 3768 | 21.3 | 177 | 80+ | 4000 | 361.2
| DM1128887 | Decor P LED1x4650 K175 T840 WMC LO2 DALI 1LIN LL | DALI-dimmable, I, IP40, IK05, UGR≤16, double parabolic reflector, light grey aluminium body, for in-line connection | 1399 | 59 | 69 |  | 100000/L80B10 | 3 | 4642 | 26.6 | 175 | 80+ | 4000 | 361.2
| DM1128888 | Decor P LED1x5500 K176 T840 WMC LO3 DALI 1LIN LL | DALI-dimmable, I, IP40, IK05, UGR≤16, double parabolic reflector, light grey aluminium body, for in-line connection | 1399 | 59 | 69 |  | 100000/L80B10 | 3 | 5492 | 32.3 | 170 | 80+ | 4000 | 361.2
| DM1128889 | Decor P LED1x6400 K177 T840 WMC LO4 DALI 1LIN LL | DALI-dimmable, I, IP40, IK05, UGR≤16, double parabolic reflector, light grey aluminium body, for in-line connection | 1399 | 59 | 69 |  | 100000/L80B10 | 3 | 6363 | 38.1 | 167 | 80+ | 4000 | 361.2
| DM1128890 | Decor P LED1x6050 K178 T840 WMC LO1 DALI 1LIN LL | DALI-dimmable, I, IP40, IK05, UGR≤16, double parabolic reflector, light grey aluminium body, for in-line connection | 2239 | 59 | 69 |  | 100000/L80B10 | 3 | 6029 | 33.4 | 181 | 80+ | 4000 | 502.842
| DM1128891 | Decor P LED1x7450 K179 T840 WMC LO2 DALI 1LIN LL | DALI-dimmable, I, IP40, IK05, UGR≤16, double parabolic reflector, light grey aluminium body, for in-line connection | 2239 | 59 | 69 |  | 100000/L80B10 | 3 | 7427 | 42.2 | 176 | 80+ | 4000 | 502.842
| DM1128892 | Decor P LED1x8800 K180 T840 WMC LO3 DALI 1LIN LL | DALI-dimmable, I, IP40, IK05, UGR≤16, double parabolic reflector, light grey aluminium body, for in-line connection | 2239 | 59 | 69 |  | 100000/L80B10 | 3 | 8787 | 50.6 | 174 | 80+ | 4000 | 511.442
| DM1128893 | Decor P LED1x10200 K181 T840 WMC LO4 DALI 1LIN LL | DALI-dimmable, I, IP40, IK05, UGR≤16, double parabolic reflector, light grey aluminium body, for in-line connection | 2239 | 59 | 69 |  | 100000/L80B10 | 3 | 10181 | 59.7 | 171 | 80+ | 4000 | 511.442
| DM1128894 | Decor P LED1x7550 K182 T840 WMC LO1 DALI 1LIN LL | DALI-dimmable, I, IP40, IK05, UGR≤16, double parabolic reflector, light grey aluminium body, for in-line connection | 2799 | 59 | 69 |  | 100000/L80B10 | 3 | 7536 | 41.7 | 181 | 80+ | 4000 | 597.7
| DM1128895 | Decor P LED1x9300 K183 T840 WMC LO2 DALI 1LIN LL | DALI-dimmable, I, IP40, IK05, UGR≤16, double parabolic reflector, light grey aluminium body, for in-line connection | 2799 | 59 | 69 |  | 100000/L80B10 | 3 | 9284 | 51.6 | 180 | 80+ | 4000 | 606.343
| DM1128896 | Decor P LED1x11000 K184 T840 WMC LO3 DALI 1LIN LL | DALI-dimmable, I, IP40, IK05, UGR≤16, double parabolic reflector, light grey aluminium body, for in-line connection | 2799 | 59 | 69 |  | 100000/L80B10 | 3 | 10983 | 62.6 | 175 | 80+ | 4000 | 606.343
| DM1128897 | Decor P LED1x12750 K185 T840 WMC LO4 DALI 1LIN LL | DALI-dimmable, I, IP40, IK05, UGR≤16, double parabolic reflector, light grey aluminium body, for in-line connection | 2799 | 59 | 69 |  | 100000/L80B10 | 3 | 12726 | 73.8 | 172 | 80+ | 4000 | 606.343
| DM1128898 | Decor P LED1x2600 K170 T830 BMC LO1 DALI 1LIN LL | DALI-dimmable, I, IP40, IK05, UGR≤16, double parabolic reflector, light grey aluminium body, for in-line connection | 1119 | 59 | 69 |  | 100000/L80B10 | 3 | 2490 | 17.7 | 141 | 80+ | 3000 | 315.792
| DM1128899 | Decor P LED1x3200 K171 T830 BMC LO2 DALI 1LIN LL | DALI-dimmable, I, IP40, IK05, UGR≤16, double parabolic reflector, light grey aluminium body, for in-line connection | 1119 | 59 | 69 |  | 100000/L80B10 | 3 | 3068 | 21.8 | 141 | 80+ | 3000 | 315.792
| DM1128900 | Decor P LED1x3800 K172 T830 BMC LO3 DALI 1LIN LL | DALI-dimmable, I, IP40, IK05, UGR≤16, double parabolic reflector, light grey aluminium body, for in-line connection | 1119 | 59 | 69 |  | 100000/L80B10 | 3 | 3629 | 26.4 | 137 | 80+ | 3000 | 315.792
| DM1128901 | Decor P LED1x4400 K173 T830 BMC LO4 DALI 1LIN LL | DALI-dimmable, I, IP40, IK05, UGR≤16, double parabolic reflector, light grey aluminium body, for in-line connection | 1119 | 59 | 69 |  | 100000/L80B10 | 3 | 4205 | 31.2 | 135 | 80+ | 3000 | 315.792
| DM1128902 | Decor P LED1x3250 K174 T830 BMC LO1 DALI 1LIN LL | DALI-dimmable, I, IP40, IK05, UGR≤16, double parabolic reflector, light grey aluminium body, for in-line connection | 1399 | 59 | 69 |  | 100000/L80B10 | 3 | 3113 | 21.3 | 146 | 80+ | 3000 | 361.2
| DM1128903 | Decor P LED1x4000 K175 T830 BMC LO2 DALI 1LIN LL | DALI-dimmable, I, IP40, IK05, UGR≤16, double parabolic reflector, light grey aluminium body, for in-line connection | 1399 | 59 | 69 |  | 100000/L80B10 | 3 | 3834 | 26.6 | 144 | 80+ | 3000 | 361.2
| DM1128904 | Decor P LED1x4750 K176 T830 BMC LO3 DALI 1LIN LL | DALI-dimmable, I, IP40, IK05, UGR≤16, double parabolic reflector, light grey aluminium body, for in-line connection | 1399 | 59 | 69 |  | 100000/L80B10 | 3 | 4536 | 32.3 | 140 | 80+ | 3000 | 361.2
| DM1128905 | Decor P LED1x5500 K177 T830 BMC LO4 DALI 1LIN LL | DALI-dimmable, I, IP40, IK05, UGR≤16, double parabolic reflector, light grey aluminium body, for in-line connection | 1399 | 59 | 69 |  | 100000/L80B10 | 3 | 5256 | 38.1 | 138 | 80+ | 3000 | 361.2
| DM1128906 | Decor P LED1x5200 K178 T830 BMC LO1 DALI 1LIN LL | DALI-dimmable, I, IP40, IK05, UGR≤16, double parabolic reflector, light grey aluminium body, for in-line connection | 2239 | 59 | 69 |  | 100000/L80B10 | 3 | 4980 | 33.4 | 149 | 80+ | 3000 | 502.842
| DM1128907 | Decor P LED1x6400 K179 T830 BMC LO2 DALI 1LIN LL | DALI-dimmable, I, IP40, IK05, UGR≤16, double parabolic reflector, light grey aluminium body, for in-line connection | 2239 | 59 | 69 |  | 100000/L80B10 | 3 | 6135 | 42.2 | 145 | 80+ | 3000 | 502.842
| DM1128908 | Decor P LED1x7600 K180 T830 BMC LO3 DALI 1LIN LL | DALI-dimmable, I, IP40, IK05, UGR≤16, double parabolic reflector, light grey aluminium body, for in-line connection | 2239 | 59 | 69 |  | 100000/L80B10 | 3 | 7258 | 50.6 | 143 | 80+ | 3000 | 511.442
| DM1128909 | Decor P LED1x8800 K181 T830 BMC LO4 DALI 1LIN LL | DALI-dimmable, I, IP40, IK05, UGR≤16, double parabolic reflector, light grey aluminium body, for in-line connection | 2239 | 59 | 69 |  | 100000/L80B10 | 3 | 8410 | 59.7 | 141 | 80+ | 3000 | 511.442
| DM1128910 | Decor P LED1x6500 K182 T830 BMC LO1 DALI 1LIN LL | DALI-dimmable, I, IP40, IK05, UGR≤16, double parabolic reflector, light grey aluminium body, for in-line connection | 2799 | 59 | 69 |  | 100000/L80B10 | 3 | 6225 | 41.7 | 149 | 80+ | 3000 | 597.7
| DM1128911 | Decor P LED1x8000 K183 T830 BMC LO2 DALI 1LIN LL | DALI-dimmable, I, IP40, IK05, UGR≤16, double parabolic reflector, light grey aluminium body, for in-line connection | 2799 | 59 | 69 |  | 100000/L80B10 | 3 | 7669 | 51.6 | 149 | 80+ | 3000 | 606.343
| DM1128912 | Decor P LED1x9500 K184 T830 BMC LO3 DALI 1LIN LL | DALI-dimmable, I, IP40, IK05, UGR≤16, double parabolic reflector, light grey aluminium body, for in-line connection | 2799 | 59 | 69 |  | 100000/L80B10 | 3 | 9073 | 62.6 | 145 | 80+ | 3000 | 606.343
| DM1128913 | Decor P LED1x11000 K185 T830 BMC LO4 DALI 1LIN LL | DALI-dimmable, I, IP40, IK05, UGR≤16, double parabolic reflector, light grey aluminium body, for in-line connection | 2799 | 59 | 69 |  | 100000/L80B10 | 3 | 10513 | 73.8 | 142 | 80+ | 3000 | 606.343
| DM1128914 | Decor P LED1x2600 K170 T840 BMC LO1 DALI 1LIN LL | DALI-dimmable, I, IP40, IK05, UGR≤16, double parabolic reflector, light grey aluminium body, for in-line connection | 1119 | 59 | 69 |  | 100000/L80B10 | 3 | 2598 | 17.7 | 147 | 80+ | 4000 | 315.792
| DM1128915 | Decor P LED1x3200 K171 T840 BMC LO2 DALI 1LIN LL | DALI-dimmable, I, IP40, IK05, UGR≤16, double parabolic reflector, light grey aluminium body, for in-line connection | 1119 | 59 | 69 |  | 100000/L80B10 | 3 | 3200 | 21.8 | 147 | 80+ | 4000 | 315.792
| DM1128916 | Decor P LED1x3800 K172 T840 BMC LO3 DALI 1LIN LL | DALI-dimmable, I, IP40, IK05, UGR≤16, double parabolic reflector, light grey aluminium body, for in-line connection | 1119 | 59 | 69 |  | 100000/L80B10 | 3 | 3786 | 26.4 | 143 | 80+ | 4000 | 315.792
| DM1128917 | Decor P LED1x4400 K173 T840 BMC LO4 DALI 1LIN LL | DALI-dimmable, I, IP40, IK05, UGR≤16, double parabolic reflector, light grey aluminium body, for in-line connection | 1119 | 59 | 69 |  | 100000/L80B10 | 3 | 4386 | 31.2 | 141 | 80+ | 4000 | 315.792
| DM1128918 | Decor P LED1x3250 K174 T840 BMC LO1 DALI 1LIN LL | DALI-dimmable, I, IP40, IK05, UGR≤16, double parabolic reflector, light grey aluminium body, for in-line connection | 1399 | 59 | 69 |  | 100000/L80B10 | 3 | 3247 | 21.3 | 152 | 80+ | 4000 | 361.2
| DM1128919 | Decor P LED1x4000 K175 T840 BMC LO2 DALI 1LIN LL | DALI-dimmable, I, IP40, IK05, UGR≤16, double parabolic reflector, light grey aluminium body, for in-line connection | 1399 | 59 | 69 |  | 100000/L80B10 | 3 | 4000 | 26.6 | 150 | 80+ | 4000 | 361.2
| DM1128920 | Decor P LED1x4750 K176 T840 BMC LO3 DALI 1LIN LL | DALI-dimmable, I, IP40, IK05, UGR≤16, double parabolic reflector, light grey aluminium body, for in-line connection | 1399 | 59 | 69 |  | 100000/L80B10 | 3 | 4732 | 32.3 | 147 | 80+ | 4000 | 361.2
| DM1128921 | Decor P LED1x5500 K177 T840 BMC LO4 DALI 1LIN LL | DALI-dimmable, I, IP40, IK05, UGR≤16, double parabolic reflector, light grey aluminium body, for in-line connection | 1399 | 59 | 69 |  | 100000/L80B10 | 3 | 5483 | 38.1 | 144 | 80+ | 4000 | 361.2
| DM1128922 | Decor P LED1x5200 K178 T840 BMC LO1 DALI 1LIN LL | DALI-dimmable, I, IP40, IK05, UGR≤16, double parabolic reflector, light grey aluminium body, for in-line connection | 2239 | 59 | 69 |  | 100000/L80B10 | 3 | 5195 | 33.4 | 156 | 80+ | 4000 | 502.842
| DM1128923 | Decor P LED1x6400 K179 T840 BMC LO2 DALI 1LIN LL | DALI-dimmable, I, IP40, IK05, UGR≤16, double parabolic reflector, light grey aluminium body, for in-line connection | 2239 | 59 | 69 |  | 100000/L80B10 | 3 | 6400 | 42.2 | 152 | 80+ | 4000 | 502.842
| DM1128924 | Decor P LED1x7600 K180 T840 BMC LO3 DALI 1LIN LL | DALI-dimmable, I, IP40, IK05, UGR≤16, double parabolic reflector, light grey aluminium body, for in-line connection | 2239 | 59 | 69 |  | 100000/L80B10 | 3 | 7571 | 50.6 | 150 | 80+ | 4000 | 511.442
| DM1128925 | Decor P LED1x8800 K181 T840 BMC LO4 DALI 1LIN LL | DALI-dimmable, I, IP40, IK05, UGR≤16, double parabolic reflector, light grey aluminium body, for in-line connection | 2239 | 59 | 69 |  | 100000/L80B10 | 3 | 8773 | 59.7 | 147 | 80+ | 4000 | 511.442
| DM1128926 | Decor P LED1x6500 K182 T840 BMC LO1 DALI 1LIN LL | DALI-dimmable, I, IP40, IK05, UGR≤16, double parabolic reflector, light grey aluminium body, for in-line connection | 2799 | 59 | 69 |  | 100000/L80B10 | 3 | 6494 | 41.7 | 156 | 80+ | 4000 | 597.7
| DM1128927 | Decor P LED1x8000 K183 T840 BMC LO2 DALI 1LIN LL | DALI-dimmable, I, IP40, IK05, UGR≤16, double parabolic reflector, light grey aluminium body, for in-line connection | 2799 | 59 | 69 |  | 100000/L80B10 | 3 | 8000 | 51.6 | 155 | 80+ | 4000 | 606.343
| DM1128928 | Decor P LED1x9500 K184 T840 BMC LO3 DALI 1LIN LL | DALI-dimmable, I, IP40, IK05, UGR≤16, double parabolic reflector, light grey aluminium body, for in-line connection | 2799 | 59 | 69 |  | 100000/L80B10 | 3 | 9464 | 62.6 | 151 | 80+ | 4000 | 606.343
| DM1128929 | Decor P LED1x11000 K185 T840 BMC LO4 DALI 1LIN LL | DALI-dimmable, I, IP40, IK05, UGR≤16, double parabolic reflector, light grey aluminium body, for in-line connection | 2799 | 59 | 69 |  | 100000/L80B10 | 3 | 10966 | 73.8 | 149 | 80+ | 4000 | 606.343
| DM1129982 | Decor P LED1x4400 K176 T830 WAC LO3 | non-dimmable, I, IP40, IK05, asymmetrical reflector, light grey aluminium body | 1416 | 59 | 69 |  | 100000/L80B10 | 3 | 4200 | 32 | 131 | 80+ | 3000 | 492.393
| DM1129983 | Decor P LED1x8800 K184 T830 WAC LO3 | non-dimmable, I, IP40, IK05, asymmetrical reflector, light grey aluminium body | 2816 | 59 | 69 |  | 100000/L80B10 | 3 | 8401 | 62.6 | 134 | 80+ | 3000 | 930.692
| DM1129984 | Decor P LED1x4400 K176 T840 WAC LO3 | non-dimmable, I, IP40, IK05, asymmetrical reflector, light grey aluminium body | 1416 | 59 | 69 |  | 100000/L80B10 | 3 | 4382 | 32 | 137 | 80+ | 4000 | 492.393
| DM1129985 | Decor P LED1x8800 K184 T840 WAC LO3 | non-dimmable, I, IP40, IK05, asymmetrical reflector, light grey aluminium body | 2816 | 59 | 69 |  | 100000/L80B10 | 3 | 8763 | 62.6 | 140 | 80+ | 4000 | 930.692
| DM1129986 | Decor P LED1x4400 K176 T830 WAC LO3 DALI | DALI-dimmable, I, IP40, IK05, asymmetrical reflector, light grey aluminium body | 1416 | 59 | 69 |  | 100000/L80B10 | 3 | 4200 | 32.3 | 130 | 80+ | 3000 | 547.992
| DM1129987 | Decor P LED1x8800 K184 T830 WAC LO3 DALI | DALI-dimmable, I, IP40, IK05, asymmetrical reflector, light grey aluminium body | 2816 | 59 | 69 |  | 100000/L80B10 | 3 | 8401 | 62.6 | 134 | 80+ | 3000 | 982.894
| DM1129988 | Decor P LED1x4400 K176 T840 WAC LO3 DALI | DALI-dimmable, I, IP40, IK05, asymmetrical reflector, light grey aluminium body | 1416 | 59 | 69 |  | 100000/L80B10 | 3 | 4382 | 32.3 | 136 | 80+ | 4000 | 547.992
| DM1129989 | Decor P LED1x8800 K184 T840 WAC LO3 DALI | DALI-dimmable, I, IP40, IK05, asymmetrical reflector, light grey aluminium body | 2816 | 59 | 69 |  | 100000/L80B10 | 3 | 8763 | 62.6 | 140 | 80+ | 4000 | 982.894
Available options:
|  | T830 | Colour temperature 3000K, CRI 80+
|  | T840 | Colour temperature 4000K, CRI 80+
|  | WMC | White matt reflector with clear lens
|  | BMC | Black matt reflector with clear lens
|  | MGC (price/module) | Metallic mirror finish reflector with clear lens | [11 empty] | 15.695
|  | MMC (price/module) | Metallic matt reflector with clear lens | [11 empty] | 12.298
|  | WAC (price/module) | Metallic mirror finish asymmetrical reflector with white shade and clear lens | [11 empty] | 37.496
|  | BAC (price/module) | Metallic mirror finish asymmetrical reflector with black shade and clear lens | [11 empty] | 37.496
*note - module quantities per model: K170...K173 - 4;K174...K177 - 5;K178...K181 - 8; K182...K185 - 10
|  | DALI | Driver with DALI interface and switch-control dimming
*note - for DALI LIN option wires are 2x0.5mm2
|  | EAIRB-M | Master luminaire with integrated smart sensor and driver with wireless communication and grouping possibilities for lighting control | [11 empty] | 197.7687
*note - ingress protection IP20
*note - For option EAIRB luminaire housing is 72mm longer
*note - the EAIRB sensor are positioned in the end of the luminaire for lengths up to 1800mm, and in the middle of the luminaire for lengths over 1800mm
*note - EAIRB option is not applicable for models: K075...K080; K083; K087; K090; K094; K116; H254...H259; H262; H266; H270; H274; H297
|  | EAIRB-S | Slave luminaire with integrated EAIR type driver for lighting control | [11 empty] | 84.9483
*note - max system size 1x EAIRB-M + 3x EAIRB-S
*note - max wire lenght from EAIRB-M to last EAIRB-S - 11 meters
|  | BLT | Integrated wireless control unit and driver for lighting control via mobile device (via Bluetooth) | [11 empty] | 321.5448
|  | KRBLT | Integrated wireless control unit and driver for lighting control via mobile device (KR system app), on/off | [11 empty] | 126.248
|  | KRBLT DALI | Integrated wireless control unit and driver for lighting control via mobile device (KR system app), DALI with integrated PS | [11 empty] | 236.07
|  | PULL | Pull switch device, on/off | [11 empty] | 24.338
|  | PULLDIM | [12 empty] | 125.818
*note - For PULL and PULLDIM option luminaire housing is 50mm longer and switch is positioned at the end of luminaire
|  | MW | Integrated microwave (MW) motion sensor with on-off control | [11 empty] | 40
*note - for option MW luminaire housing is 72mm longer
*note - MW sensor is positioned in the end of the luminaire for lengths up to 1800mm, and in the middle of the luminaire for lengths over 1800mm
|  | PIR | Integrated PIR sensor with on-off control | [11 empty] | 103.544
|  | PIR DALI | Integrated PIR sensor with DALI control and power supply | [11 empty] | 244.283
|  | PIR BLT DALI2 | Integrated wireless PIR sensor with CASAMBI app control. Requires DALI power supply. | [11 empty] | 247.465
|  | PIR KRBLT DALI | Integrated wireless PIR sensor with KR system app control and DALI power supply. | [11 empty] | 302.849
*note - For PIR options luminaire housing is 72mm longer
*note - PIR sensor is positioned in the end of the luminaire for lengths up to 1800mm, and in the middle of the luminaire for lengths over 1800mm
|  | EM3 | Emergency version 3 hours | [11 empty] | 90
|  | EM3A | Emergency version equipped with an autonomous testing system, 3 hours | [11 empty] | 162.798
|  | EM3D | Emergency version 3 hours with DALI interface | [11 empty] | 268.578
*note - EM options applicable for models longer than 1000mm
|  | 1LIN | Through wiring single phase d=1.5 mm² with two push-in terminal blocks (for luminaire lengths up to 1700mm) | [11 empty] | 8.643
|  | 2LIN | Through wiring two phases d=1.5 mm² with two push-in terminal blocks (for luminaire lengths up to 1700mm) | [11 empty] | 10.234
|  | 3LIN | Through wiring three phases d=1.5 mm² with two push-in terminal blocks (for luminaire lengths up to 1700mm) | [11 empty] | 11.868
|  | 1LIN | Through wiring single phase d=1.5 mm² with two push-in terminal blocks(for luminaire lengths 1701-3000mm) | [11 empty] | 11.868
|  | 2LIN | Through wiring two phases d=1.5 mm² with two push-in terminal blocks (for luminaire lengths 1701-3000mm) | [11 empty] | 17.071
|  | 3LIN | Through wiring three phases d=1.5 mm² with two push-in terminal blocks (for luminaire lengths 1701-3000mm) | [11 empty] | 20.253
|  | CBF3-2.0m | Outgoing flexible cable 3x0.75mm² 2.0m | [11 empty] | 8.643
*note - LIN options applicable for models longer than 800mm
|  | 2G | Strain relief for power supply cable, 2pcs | [11 empty] | 1.849
|  | CBF3-2.0m clear | Cable 3x0.75mm² for suspended luminaire up to 2.0 meters, transparent | [11 empty] | 17.286
*note - for suspended luminaires it is recommended to use one of CBF3 option for easier mounting
|  | L | for in-line connection end/first luminaire
|  | LL | for in-line connection intermediate luminaire
|  | I-join L | Luminaire designed to in-line connection with join element - end/first luminaire (joint element not included) | [11 empty] | 37.969
|  | I-join LL | Luminaire designed to in-line connection with join element - intermediate luminaire (joint element not included) | [11 empty] | 37.969
|  | L I-join LL | Luminaire designed for in-line connection with join element and intermediate luminaire (joint element not included) | [11 empty] | 37.969
*note - for I-join L and I-join LL models joint kit not included, 1LIN option included (5TB option for lengths up to 800mm)
|  | SUS | Suspended version | [11 empty] | 5.289
|  | RAL9003S | RAL 9003S colour
|  | RAL9005S | RAL 9005S colour
|  | RAL (price/m, QNT. >10) | RAL colour, standard list | [11 empty] | 32.981
|  | RAL (price/m, QNT. ≤10) | RAL colour, standard list | [11 empty] | 98.556
Available accessories:
| DM9002149 | Suspension MTG KIT SUSI | Suspension wire set "I" type, 1.5m adjustable, 1pcs | [11 empty] | 12.728
*note - 2pcs MTG SUSI KIT for length up to 2000mm, 3pcs MTG SUSI KIT for lengths 2000 - 3000mm
*note - SUS option is required
| DM9016452 | WALL MTG KIT - Decor LED RAL9006S | Support bracket for luminaire installation onto wall. Decor LED, 1pcs | [11 empty] | 3.913
*note - 2pcs WALL MTG KIT for length up to 2000mm, 3pcs WALL MTG KIT for length 2000 - 3000mm
| DM9002131 | CAP1 WHITE | Plastic cap for hiding cable inlet into ceilings, white | [11 empty] | 2.537
| DM9015089 | CAP1 CLEAR | Plastic cap for hiding cable inlet into ceilings, clear | [11 empty] | 2.537
| DM9015091 | CAP2 CLEAR | Plastic cap for hiding cable inlet into ceilings, clear | [11 empty] | 2.537
| DM9022161 | CAP4, light grey | Square decorative metal cap for hiding cable inlet into ceilings, light grey | 60 | 60 | 27 | [8 empty] | 15.265
| DM9024862 | CAP4, white | Square decorative metal cap for hiding cable inlet with suspension wire attachment point, push-in terminals 3x1x1.5mm2, white | 60 | 60 | 27 | [8 empty] | 15.265
| DM9025036 | CAP4, black | Square decorative metal cap for hiding cable inlet with suspension wire attachment point, push-in terminals 3x1x1.5mm2, black | 60 | 60 | 27 | [8 empty] | 15.265
| DM9033621 | CAP5, light grey | Square decorative metal cap for hiding cable inlet with suspension wire attachment point, push-in terminals 5x1x1.5mm2, light grey | 70 | 70 | 27 | [8 empty] | 21.156
| DM9033622 | CAP5, white | Square decorative metal cap for hiding cable inlet with suspension wire attachment point, push-in terminals 5x1x1.5mm2, white | 70 | 70 | 27 | [8 empty] | 21.156
| DM9033623 | CAP5, black | Square decorative metal cap for hiding cable inlet with suspension wire attachment point, push-in terminals 5x1x1.5mm2, black | 70 | 70 | 27 | [8 empty] | 21.156
| DM9003213 | CAP spiral cable 3x0.75 2.0m, white | Spiral cable 3x0.75mm² for suspended luminaire up to 2.0 meters, white | [11 empty] | 17.286
| DM9015093 | CAP cable 3x0.75 2.0m, white | Cable 3x0.75mm² for suspended luminaire up to 2.0 meters, white | [11 empty] | 7.568
| DM9015094 | CAP cable 3x0.75 2.0m, clear | Cable 3x0.75mm² for suspended luminaire up to 2.0 meters, transparent | [11 empty] | 15.91
| DM9016341 | CAP cable clip D6.3mm SET clear | Cable and suspension wire clip set, 4pcs. For cable diameter up to 6,3mm and wire diameter 1mm | [11 empty] | 2.752
| DM9028292 | Panel removal tool | A pair of Serpens S / Decor S panel removal tools for neat panel removal during installation | [11 empty] | 4.343
| DM9022195 | Remote Control HRC-11 | [12 empty] | 106.253
*note - remote control for PIR DALI
| DM9016453 | I-JOIN MTG KIT Decor LED RAL9006S | "I" type join kit for connecting luminaires in-line | [11 empty] | 23.607
| DM9016454 | L-JOIN MTG KIT Decor LED RAL9006S | "L" type join kit for connecting luminaires in-line | [11 empty] | 9.374
| DM9016455 | T-JOIN MTG KIT Decor LED RAL9006S | "T" type join kit for connecting luminaires in-line | [11 empty] | 22.962
| DM9016456 | X-JOIN MTG KIT Decor LED RAL9006S | "X" type join kit for connecting luminaires in-line | [11 empty] | 36.335
*note - check RAL colour to match luminaire
*note - the luminaire must have I-JOIN L, I-JOIN LL or L I-JOIN LL options, depending on installation position
| DM1133293 | BLANK Decor LED (K & H series) L1000mm LL RAL9006S | Blank part kit for connecting luminaires in-line 1000mm long, 1pc | [11 empty] | 202.057
*note - indicate lenght, location and RAL colour before placing order
*note - BLANK through wiring option must meet luminaire options
| DM1129458 | Decor O LED1x3850 K202 T830 L75 LO1 | non-dimmable, I, IP40, IK05, UGR≤16, 75° beam optic, light grey aluminium body | 1148 | 59 | 69 |  | 100000/L80B10 | 3 | 3647 | 21.7 | 168 | 80+ | 3000 | 218.397
| DM1129459 | Decor O LED1x5350 K203 T830 L75 LO2 | non-dimmable, I, IP40, IK05, UGR≤19, 75° beam optic, light grey aluminium body | 1148 | 59 | 69 |  | 100000/L80B10 | 3 | 5098 | 31.7 | 161 | 80+ | 3000 | 250.604
| DM1129460 | Decor O LED1x5500 K204 T830 L75 LO3 | non-dimmable, I, IP40, IK05, UGR≤19, 75° beam optic, light grey aluminium body | 1148 | 59 | 69 |  | 100000/L80B10 | 3 | 5264 | 29.8 | 177 | 80+ | 3000 | 259.247
| DM1129461 | Decor O LED1x6600 K205 T830 L75 LO4 | non-dimmable, I, IP40, IK05, UGR≤19, 75° beam optic, light grey aluminium body | 1148 | 59 | 69 |  | 100000/L80B10 | 3 | 6285 | 35.7 | 176 | 80+ | 3000 | 259.247
| DM1129462 | Decor O LED1x7600 K206 T830 L75 LO5 | non-dimmable, I, IP40, IK05, UGR≤19, 75° beam optic, light grey aluminium body | 1148 | 59 | 69 |  | 100000/L80B10 | 3 | 7248 | 41.5 | 175 | 80+ | 3000 | 259.247
| DM1129463 | Decor O LED1x4800 K207 T830 L75 LO1 | non-dimmable, I, IP40, IK05, UGR≤16, 75° beam optic, light grey aluminium body | 1428 | 59 | 69 |  | 100000/L80B10 | 3 | 4558 | 26.8 | 170 | 80+ | 3000 | 261.999
| DM1129464 | Decor O LED1x6650 K208 T830 L75 LO2 | non-dimmable, I, IP40, IK05, UGR≤19, 75° beam optic, light grey aluminium body | 1428 | 59 | 69 |  | 100000/L80B10 | 3 | 6372 | 38.8 | 164 | 80+ | 3000 | 293.303
| DM1129465 | Decor O LED1x6900 K209 T830 L75 LO3 | non-dimmable, I, IP40, IK05, UGR≤19, 75° beam optic, light grey aluminium body | 1428 | 59 | 69 |  | 100000/L80B10 | 3 | 6581 | 36.5 | 180 | 80+ | 3000 | 307.192
| DM1129466 | Decor O LED1x8200 K210 T830 L75 LO4 | non-dimmable, I, IP40, IK05, UGR≤19, 75° beam optic, light grey aluminium body | 1428 | 59 | 69 |  | 100000/L80B10 | 3 | 7856 | 44.1 | 178 | 80+ | 3000 | 314.158
| DM1129467 | Decor O LED1x9450 K211 T830 L75 LO5 | non-dimmable, I, IP40, IK05, UGR≤19, 75° beam optic, light grey aluminium body | 1428 | 59 | 69 |  | 100000/L80B10 | 3 | 9060 | 51.3 | 177 | 80+ | 3000 | 314.158
| DM1129468 | Decor O LED1x9550 K212 T830 L75 LO1 | non-dimmable, I, IP40, IK05, UGR≤16, 75° beam optic, light grey aluminium body | 2831 | 59 | 69 |  | 100000/L80B10 | 3 | 9117 | 51.4 | 177 | 80+ | 3000 | 513.248
| DM1129469 | Decor O LED1x13300 K213 T830 L75 LO2 | non-dimmable, I, IP40, IK05, UGR≤19, 75° beam optic, light grey aluminium body | 2831 | 59 | 69 |  | 100000/L80B10 | 3 | 12744 | 75.1 | 170 | 80+ | 3000 | 521.203
| DM1129470 | Decor O LED1x13750 K214 T830 L75 LO3 | non-dimmable, I, IP40, IK05, UGR≤19, 75° beam optic, light grey aluminium body | 2831 | 59 | 69 |  | 100000/L80B10 | 3 | 13161 | 72.1 | 183 | 80+ | 3000 | 566.396
| DM1129471 | Decor O LED1x16400 K215 T830 L75 LO4 | non-dimmable, I, IP40, IK05, UGR≤19, 75° beam optic, light grey aluminium body | 2831 | 59 | 69 |  | 100000/L80B10 | 3 | 15712 | 86.4 | 182 | 80+ | 3000 | 573.405
| DM1129472 | Decor O LED1x18950 K216 T830 L75 LO5 | non-dimmable, I, IP40, IK05, UGR≤19, 75° beam optic, light grey aluminium body | 2831 | 59 | 69 |  | 100000/L80B10 | 3 | 18119 | 101.6 | 178 | 80+ | 3000 | 573.405
| DM1129473 | Decor O LED1x3850 K202 T840 L75 LO1 | non-dimmable, I, IP40, IK05, UGR≤16, 75° beam optic, light grey aluminium body | 1148 | 59 | 69 |  | 100000/L80B10 | 3 | 3804 | 21.7 | 175 | 80+ | 4000 | 218.397
| DM1129474 | Decor O LED1x5350 K203 T840 L75 LO2 | non-dimmable, I, IP40, IK05, UGR≤19, 75° beam optic, light grey aluminium body | 1148 | 59 | 69 |  | 100000/L80B10 | 3 | 5317 | 31.7 | 168 | 80+ | 4000 | 250.604
| DM1129475 | Decor O LED1x5500 K204 T840 L75 LO3 | non-dimmable, I, IP40, IK05, UGR≤19, 75° beam optic, light grey aluminium body | 1148 | 59 | 69 |  | 100000/L80B10 | 3 | 5492 | 29.8 | 184 | 80+ | 4000 | 259.247
| DM1129476 | Decor O LED1x6600 K205 T840 L75 LO4 | non-dimmable, I, IP40, IK05, UGR≤19, 75° beam optic, light grey aluminium body | 1148 | 59 | 69 |  | 100000/L80B10 | 3 | 6556 | 35.7 | 184 | 80+ | 4000 | 259.247
| DM1129477 | Decor O LED1x7600 K206 T840 L75 LO5 | non-dimmable, I, IP40, IK05, UGR≤19, 75° beam optic, light grey aluminium body | 1148 | 59 | 69 |  | 100000/L80B10 | 3 | 7560 | 41.5 | 182 | 80+ | 4000 | 259.247
| DM1129478 | Decor O LED1x4800 K207 T840 L75 LO1 | non-dimmable, I, IP40, IK05, UGR≤16, 75° beam optic, light grey aluminium body | 1428 | 59 | 69 |  | 100000/L80B10 | 3 | 4755 | 27.4 | 174 | 80+ | 4000 | 261.999
| DM1129479 | Decor O LED1x6650 K208 T840 L75 LO2 | non-dimmable, I, IP40, IK05, UGR≤19, 75° beam optic, light grey aluminium body | 1428 | 59 | 69 |  | 100000/L80B10 | 3 | 6647 | 38.8 | 171 | 80+ | 4000 | 293.303
| DM1129480 | Decor O LED1x6900 K209 T840 L75 LO3 | non-dimmable, I, IP40, IK05, UGR≤19, 75° beam optic, light grey aluminium body | 1428 | 59 | 69 |  | 100000/L80B10 | 3 | 6864 | 36.5 | 188 | 80+ | 4000 | 307.192
| DM1129481 | Decor O LED1x8200 K210 T840 L75 LO4 | non-dimmable, I, IP40, IK05, UGR≤19, 75° beam optic, light grey aluminium body | 1428 | 59 | 69 |  | 100000/L80B10 | 3 | 8195 | 44.1 | 186 | 80+ | 4000 | 314.158
| DM1129482 | Decor O LED1x9450 K211 T840 L75 LO5 | non-dimmable, I, IP40, IK05, UGR≤19, 75° beam optic, light grey aluminium body | 1428 | 59 | 69 |  | 100000/L80B10 | 3 | 9450 | 51.3 | 184 | 80+ | 4000 | 314.158
| DM1129483 | Decor O LED1x9550 K212 T840 L75 LO1 | non-dimmable, I, IP40, IK05, UGR≤16, 75° beam optic, light grey aluminium body | 2831 | 59 | 69 |  | 100000/L80B10 | 3 | 9510 | 51.4 | 185 | 80+ | 4000 | 513.248
| DM1129484 | Decor O LED1x13300 K213 T840 L75 LO2 | non-dimmable, I, IP40, IK05, UGR≤19, 75° beam optic, light grey aluminium body | 2831 | 59 | 69 |  | 100000/L80B10 | 3 | 13294 | 75.1 | 177 | 80+ | 4000 | 521.203
| DM1129485 | Decor O LED1x13750 K214 T840 L75 LO3 | non-dimmable, I, IP40, IK05, UGR≤19, 75° beam optic, light grey aluminium body | 2831 | 59 | 69 |  | 100000/L80B10 | 3 | 13729 | 72.1 | 190 | 80+ | 4000 | 566.396
| DM1129486 | Decor O LED1x16400 K215 T840 L75 LO4 | non-dimmable, I, IP40, IK05, UGR≤19, 75° beam optic, light grey aluminium body | 2831 | 59 | 69 |  | 100000/L80B10 | 3 | 16390 | 86.4 | 190 | 80+ | 4000 | 573.405
| DM1129487 | Decor O LED1x18950 K216 T840 L75 LO5 | non-dimmable, I, IP40, IK05, UGR≤19, 75° beam optic, light grey aluminium body | 2831 | 59 | 69 |  | 100000/L80B10 | 3 | 18901 | 101.6 | 186 | 80+ | 4000 | 573.405
Available options:
|  | T830 | Colour temperature 3000K, CRI 80+
|  | T840 | Colour temperature 4000K, CRI 80+
|  | L30 | Optics with 30 beam angle
|  | L40x75 | Optics with 40x75 beam angle
|  | L75W | Optics with 75 beam angle, wide
|  | L75 | Optics with 75 beam angle
|  | L90W | Optics with 90 beam angle, wide
|  | L100 | Optics with 100° beam angle, diffused
|  | L2A25 | Optics with double asymmetric beam
|  | L1A18-L | Optics with asymmetric beam, light direction - left
|  | L1A18-R | Optics with asymmetric beam, light direction - right
|  | LO1...5 | Light output level 1 to 5
|  | DALI | Driver with DALI interface and switch-control dimming | [11 empty] | 55
*note - for DALI LIN option wires are 2x0.5mm2
|  | EAIRB-M | Master luminaire with integrated smart sensor and driver with wireless communication and grouping possibilities for lighting control | [11 empty] | 197.7687
*note - ingress protection IP20
*note - For option EAIRB-M luminaire housing is 40mm longer
*note - the EAIRB sensor is positioned in the end of the luminaire for lengths up to 1800mm, and in the middle of the luminaire for lengths over 1800mm
|  | EAIRB-S | Slave luminaire with integrated EAIR type driver for lighting control | [11 empty] | 84.9483
*note - max system size 1x EAIRB-M + 3x EAIRB-S
*note - max wire lenght from EAIRB-M to last EAIRB-S - 11 meters
|  | BLT | Integrated wireless control unit and driver for lighting control via mobile device (via Bluetooth) | [11 empty] | 321.5448
|  | KRBLT | Integrated wireless control unit and driver for lighting control via mobile device (KR system app), on/off | [11 empty] | 126.248
|  | KRBLT DALI | Integrated wireless control unit and driver for lighting control via mobile device (KR system app), DALI with integrated PS | [11 empty] | 236.07
|  | COR | Driver with Corridor function (never off) | [11 empty] | 76.6899
|  | COR1min | Driver with Corridor function 1min (switch off after 1 min.) | [11 empty] | 76.6899
|  | COR30min | Driver with Corridor function 30min (switch off after 30 min.) | [11 empty] | 76.6899
|  | PULL | Pull switch device, on/off | [11 empty] | 24.338
|  | PULLDIM | [12 empty] | 125.818
*note - For PULL and PULLDIM option luminaire housing is 50mm longer and switch is positioned at the end of luminaire
|  | MW | Integrated microwave (MW) motion sensor with on-off control | [11 empty] | 40
*note - for option MW luminaire housing is 72mm longer
|  | PIR | Integrated PIR sensor with on-off control | [11 empty] | 103.544
|  | PIR DALI | Integrated PIR sensor with DALI control and power supply | [11 empty] | 244.283
|  | PIR BLT DALI2 | Integrated wireless PIR sensor with CASAMBI app control. Requires DALI power supply. | [11 empty] | 247.465
|  | PIR KRBLT DALI | Integrated wireless PIR sensor with KR system app control and DALI power supply. | [11 empty] | 302.849
*note - For PIR options luminaire housing is 72mm longer
|  | EM3 | Emergency version 3 hours | [11 empty] | 90
|  | EM3A | Emergency version equipped with an autonomous testing system, 3 hours | [11 empty] | 162.798
|  | EM3D | Emergency version 3 hours with DALI interface | [11 empty] | 268.578
*note - EM options applicable for models longer than 1000mm
|  | 1LIN | Through wiring single phase d=1.5 mm² with two push-in terminal blocks (for luminaire lengths up to 1700mm) | [11 empty] | 8.643
|  | 2LIN | Through wiring two phases d=1.5 mm² with two push-in terminal blocks (for luminaire lengths up to 1700mm) | [11 empty] | 10.234
|  | 3LIN | Through wiring three phases d=1.5 mm² with two push-in terminal blocks (for luminaire lengths up to 1700mm) | [11 empty] | 11.868
|  | 1LIN | Through wiring single phase d=1.5 mm² with two push-in terminal blocks(for luminaire lengths 1701-3000mm) | [11 empty] | 11.868
|  | 2LIN | Through wiring two phases d=1.5 mm² with two push-in terminal blocks (for luminaire lengths 1701-3000mm) | [11 empty] | 17.071
|  | 3LIN | Through wiring three phases d=1.5 mm² with two push-in terminal blocks (for luminaire lengths 1701-3000mm) | [11 empty] | 20.253
|  | CBF3-2.0m | Outgoing flexible cable 3x0.75mm² 2.0m | [11 empty] | 8.643
*note - LIN options applicable for models longer than 800mm
|  | L | for in-line connection end/first luminaire | [11 empty] | 22.059
|  | LL | for in-line connection intermediate luminaire | [11 empty] | 22.059
|  | I-join L | Luminaire designed to in-line connection with join element - end/first luminaire (joint element not included) | [11 empty] | 37.969
|  | I-join LL | Luminaire designed to in-line connection with join element - intermediate luminaire (joint element not included) | [11 empty] | 37.969
|  | L I-join LL | Luminaire designed for in-line connection with join element and intermediate luminaire (joint element not included) | [11 empty] | 37.969
*note - for I-join L and I-join LL models joint kit not included, 1LIN option included (5TB option for lengths up to 800mm)
|  | RAL9003S | RAL 9003S colour
|  | RAL9005S | RAL 9005S colour
|  | RAL (price/m, QNT. >10) | RAL colour, standard list | [11 empty] | 32.981
|  | RAL (price/m, QNT. ≤10) | RAL colour, standard list | [11 empty] | 98.556
Available accessories:
| DM9002149 | Suspension MTG KIT SUSI | Suspension wire set "I" type, 1.5m adjustable, 1pcs | [11 empty] | 12.728
*note - 2pcs MTG SUSI KIT for length up to 2000mm, 3pcs MTG SUSI KIT for lengths 2000 - 3000mm
*note - SUS option is required
| DM9022161 | CAP4, light grey | Square decorative metal cap for hiding cable inlet with suspension wire attachment point, push-in terminals 3x1x1.5mm2, light grey | 60 | 60 | 27 | [8 empty] | 15.265
| DM9024862 | CAP4, white | Square decorative metal cap for hiding cable inlet with suspension wire attachment point, push-in terminals 3x1x1.5mm2, white | 60 | 60 | 27 | [8 empty] | 15.265
| DM9025036 | CAP4, black | Square decorative metal cap for hiding cable inlet with suspension wire attachment point, push-in terminals 3x1x1.5mm2, black | 60 | 60 | 27 | [8 empty] | 15.265
| DM9033621 | CAP5, light grey | Square decorative metal cap for hiding cable inlet with suspension wire attachment point, push-in terminals 5x1x1.5mm2, light grey | 70 | 70 | 27 | [8 empty] | 21.156
| DM9033622 | CAP5, white | Square decorative metal cap for hiding cable inlet with suspension wire attachment point, push-in terminals 5x1x1.5mm2, white | 70 | 70 | 27 | [8 empty] | 21.156
| DM9033623 | CAP5, black | Square decorative metal cap for hiding cable inlet with suspension wire attachment point, push-in terminals 5x1x1.5mm2, black | 70 | 70 | 27 | [8 empty] | 21.156
| DM9015094 | CAP cable 3x0.75 2.0m, clear | Cable 3x0.75mm² for suspended luminaire up to 2.0 meters, transparent | [11 empty] | 15.91
| DM9016341 | CAP cable clip D6.3mm SET clear | Cable and suspension wire clip set, 4pcs. For cable diameter up to 6,3mm and wire diameter 1mm | [11 empty] | 2.752
| DM9028292 | Panel removal tool | A pair of Serpens S / Decor S panel removal tools for neat panel removal during installation | [11 empty] | 4.343
| DM9022195 | Remote Control HRC-11 | [12 empty] | 106.253
*note - remote control for PIR DALI
| DM9016453 | I-JOIN MTG KIT Decor LED RAL9006S | "I" type join kit for connecting luminaires in-line | [11 empty] | 23.607
| DM9016454 | L-JOIN MTG KIT Decor LED RAL9006S | "L" type join kit for connecting luminaires in-line | [11 empty] | 9.374
| DM9016455 | T-JOIN MTG KIT Decor LED RAL9006S | "T" type join kit for connecting luminaires in-line | [11 empty] | 22.962
| DM9016456 | X-JOIN MTG KIT Decor LED RAL9006S | "X" type join kit for connecting luminaires in-line | [11 empty] | 36.335
*note - check RAL colour to match luminaire
*note - the luminaire must have I-JOIN L, I-JOIN LL or L I-JOIN LL options, depending on installation position
| DM1133293 | BLANK Decor LED (K & H series) L1000mm LL RAL9006S | Blank part kit for connecting luminaires in-line 1000mm long, 1pc | [11 empty] | 202.057
*note - indicate lenght, location and RAL colour before placing order
*note - BLANK through wiring option must meet luminaire options
| DM1128930 | Decor L LED1x1550/950 H351 T830 OP LG3 LO1 | non-dimmable, I, IP40, IK05, direct/indirect, opal polycarbonate diffuser, light grey aluminium body, basic version | 1133 | 59 | 80 |  | 50000/L80B10 | 3 | 2341 | 19.3 | 121 | 80+ | 3000 | 230.652
| DM1128931 | Decor L LED1x2100/1300 H352 T830 OP LG3 LO2 | non-dimmable, I, IP40, IK05, direct/indirect, opal polycarbonate diffuser, light grey aluminium body, basic version | 1133 | 59 | 80 |  | 50000/L80B10 | 3 | 3191 | 27.2 | 117 | 80+ | 3000 | 230.652
| DM1128932 | Decor L LED1x2900/1750 H353 T830 OP LG3 LO3 | non-dimmable, I, IP40, IK05, direct/indirect, opal polycarbonate diffuser, light grey aluminium body, basic version | 1133 | 59 | 80 |  | 50000/L80B10 | 3 | 4386 | 38.2 | 115 | 80+ | 3000 | 249.744
| DM1128933 | Decor L LED1x1950/1200 H354 T830 OP LG3 LO1 | non-dimmable, I, IP40, IK05, direct/indirect, opal polycarbonate diffuser, light grey aluminium body, basic version | 1413 | 59 | 80 |  | 50000/L80B10 | 3 | 2927 | 22.8 | 128 | 80+ | 3000 | 292.4
| DM1128934 | Decor L LED1x2600/1600 H355 T830 OP LG3 LO2 | non-dimmable, I, IP40, IK05, direct/indirect, opal polycarbonate diffuser, light grey aluminium body, basic version | 1413 | 59 | 80 |  | 50000/L80B10 | 3 | 3988 | 33.7 | 118 | 80+ | 3000 | 278.554
| DM1128935 | Decor L LED1x3600/2200 H356 T830 OP LG3 LO3 | non-dimmable, I, IP40, IK05, direct/indirect, opal polycarbonate diffuser, light grey aluminium body, basic version | 1413 | 59 | 80 |  | 50000/L80B10 | 3 | 5482 | 47.8 | 115 | 80+ | 3000 | 301
| DM1128936 | Decor L LED1x1550/950 H351 T840 OP LG3 LO1 | non-dimmable, I, IP40, IK05, direct/indirect, opal polycarbonate diffuser, light grey aluminium body, basic version | 1133 | 59 | 80 |  | 50000/L80B10 | 3 | 2452 | 19.3 | 127 | 80+ | 4000 | 230.652
| DM1128937 | Decor L LED1x2100/1300 H352 T840 OP LG3 LO2 | non-dimmable, I, IP40, IK05, direct/indirect, opal polycarbonate diffuser, light grey aluminium body, basic version | 1133 | 59 | 80 |  | 50000/L80B10 | 3 | 3340 | 27.2 | 123 | 80+ | 4000 | 230.652
| DM1128938 | Decor L LED1x2900/1750 H353 T840 OP LG3 LO3 | non-dimmable, I, IP40, IK05, direct/indirect, opal polycarbonate diffuser, light grey aluminium body, basic version | 1133 | 59 | 80 |  | 50000/L80B10 | 3 | 4592 | 38.2 | 120 | 80+ | 4000 | 249.744
| DM1128939 | Decor L LED1x1950/1200 H354 T840 OP LG3 LO1 | non-dimmable, I, IP40, IK05, direct/indirect, opal polycarbonate diffuser, light grey aluminium body, basic version | 1413 | 59 | 80 |  | 50000/L80B10 | 3 | 3064 | 22.8 | 134 | 80+ | 4000 | 292.4
| DM1128940 | Decor L LED1x2600/1600 H355 T840 OP LG3 LO2 | non-dimmable, I, IP40, IK05, direct/indirect, opal polycarbonate diffuser, light grey aluminium body, basic version | 1413 | 59 | 80 |  | 50000/L80B10 | 3 | 4176 | 33.7 | 124 | 80+ | 4000 | 278.554
| DM1128941 | Decor L LED1x3600/2200 H356 T840 OP LG3 LO3 | non-dimmable, I, IP40, IK05, direct/indirect, opal polycarbonate diffuser, light grey aluminium body, basic version | 1413 | 59 | 80 |  | 50000/L80B10 | 3 | 5739 | 47.8 | 120 | 80+ | 4000 | 301
| DM1128942 | Decor L LED1x1450/950 H351 T830 DPRZ LT80 LG3 LO1 | non-dimmable, I, IP40, IK05, UGR≤16, direct/indirect, matt micro-prismatic diffuser, light grey aluminium body, basic version | 1133 | 59 | 80 |  | 50000/L80B10 | 3 | 2244 | 19.3 | 116 | 80+ | 3000 | 235.898
| DM1128943 | Decor L LED1x1950/1300 H352 T830 DPRZ LT80 LG3 LO2 | non-dimmable, I, IP40, IK05, UGR≤16, direct/indirect, matt micro-prismatic diffuser, light grey aluminium body, basic version | 1133 | 59 | 80 |  | 50000/L80B10 | 3 | 3060 | 27.2 | 113 | 80+ | 4000 | 235.898
| DM1128944 | Decor L LED1x2700/1750 H353 T830 DPRZ LT80 LG3 LO3 | non-dimmable, I, IP40, IK05, UGR≤16, direct/indirect, matt micro-prismatic diffuser, light grey aluminium body, basic version | 1133 | 59 | 80 |  | 50000/L80B10 | 3 | 4204 | 38.2 | 110 | 80+ | 3000 | 254.947
| DM1128945 | Decor L LED1x1800/1200 H354 T830 DPRZ LT80 LG3 LO1 | non-dimmable, I, IP40, IK05, UGR≤16, direct/indirect, matt micro-prismatic diffuser, light grey aluminium body, basic version | 1413 | 59 | 80 |  | 50000/L80B10 | 3 | 2805 | 22.8 | 123 | 80+ | 3000 | 298.549
| DM1128946 | Decor L LED1x2450/1600 H355 T830 DPRZ LT80 LG3 LO2 | non-dimmable, I, IP40, IK05, UGR≤16, direct/indirect, matt micro-prismatic diffuser, light grey aluminium body, basic version | 1413 | 59 | 80 |  | 50000/L80B10 | 3 | 3823 | 33.7 | 113 | 80+ | 3000 | 284.445
| DM1128947 | Decor L LED1x3350/2200 H356 T830 DPRZ LT80 LG3 LO3 | non-dimmable, I, IP40, IK05, UGR≤16, direct/indirect, matt micro-prismatic diffuser, light grey aluminium body, basic version | 1413 | 59 | 80 |  | 50000/L80B10 | 3 | 5255 | 47.8 | 110 | 80+ | 3000 | 307.192
| DM1128948 | Decor L LED1x1450/950 H351 T840 DPRZ LT80 LG3 LO1 | non-dimmable, I, IP40, IK05, UGR≤16, direct/indirect, matt micro-prismatic diffuser, light grey aluminium body, basic version | 1133 | 59 | 80 |  | 50000/L80B10 | 3 | 2350 | 19.3 | 122 | 80+ | 4000 | 235.898
| DM1128949 | Decor L LED1x1950/1300 H352 T840 DPRZ LT80 LG3 LO2 | non-dimmable, I, IP40, IK05, UGR≤16, direct/indirect, matt micro-prismatic diffuser, light grey aluminium body, basic version | 1133 | 59 | 80 |  | 50000/L80B10 | 3 | 3201 | 27.2 | 118 | 80+ | 4000 | 235.898
| DM1128950 | Decor L LED1x2700/1750 H353 T840 DPRZ LT80 LG3 LO3 | non-dimmable, I, IP40, IK05, UGR≤16, direct/indirect, matt micro-prismatic diffuser, light grey aluminium body, basic version | 1133 | 59 | 80 |  | 50000/L80B10 | 3 | 4401 | 38.2 | 115 | 80+ | 4000 | 254.947
| DM1128951 | Decor L LED1x1800/1200 H354 T840 DPRZ LT80 LG3 LO1 | non-dimmable, I, IP40, IK05, UGR≤16, direct/indirect, matt micro-prismatic diffuser, light grey aluminium body, basic version | 1413 | 59 | 80 |  | 50000/L80B10 | 3 | 2937 | 22.8 | 129 | 80+ | 4000 | 298.549
| DM1128952 | Decor L LED1x2450/1600 H355 T840 DPRZ LT80 LG3 LO2 | non-dimmable, I, IP40, IK05, UGR≤16, direct/indirect, matt micro-prismatic diffuser, light grey aluminium body, basic version | 1413 | 59 | 80 |  | 50000/L80B10 | 3 | 4002 | 33.7 | 119 | 80+ | 4000 | 284.445
| DM1128953 | Decor L LED1x3350/2200 H356 T840 DPRZ LT80 LG3 LO3 | non-dimmable, I, IP40, IK05, UGR≤16, direct/indirect, matt micro-prismatic diffuser, light grey aluminium body, basic version | 1413 | 59 | 80 |  | 50000/L80B10 | 3 | 5501 | 47.8 | 115 | 80+ | 4000 | 307.192
| DM1128954 | Decor L LED1x1550/950 H351 T830 OP LG3 LO1 1LIN L | non-dimmable, I, IP40, IK05, direct/indirect, opal polycarbonate diffuser, light grey aluminium body, for in-line connection, first/end luminaire, basic version | 1128 | 59 | 80 |  | 50000/L80B10 | 3 | 2341 | 19.3 | 121 | 80+ | 3000 | 244.498
| DM1128955 | Decor L LED1x2100/1300 H352 T830 OP LG3 LO2 1LIN L | non-dimmable, I, IP40, IK05, direct/indirect, opal polycarbonate diffuser, light grey aluminium body, for in-line connection, first/end luminaire, basic version | 1128 | 59 | 80 |  | 50000/L80B10 | 3 | 3191 | 27.2 | 117 | 80+ | 3000 | 244.498
| DM1128956 | Decor L LED1x2900/1750 H353 T830 OP LG3 LO3 1LIN L | non-dimmable, I, IP40, IK05, direct/indirect, opal polycarbonate diffuser, light grey aluminium body, for in-line connection, first/end luminaire, basic version | 1128 | 59 | 80 |  | 50000/L80B10 | 3 | 4386 | 38.2 | 115 | 80+ | 3000 | 263.59
| DM1128957 | Decor L LED1x1950/1200 H354 T830 OP LG3 LO1 1LIN L | non-dimmable, I, IP40, IK05, direct/indirect, opal polycarbonate diffuser, light grey aluminium body, for in-line connection, first/end luminaire, basic version | 1408 | 59 | 80 |  | 50000/L80B10 | 3 | 2927 | 22.8 | 128 | 80+ | 3000 | 306.246
| DM1128958 | Decor L LED1x2600/1600 H355 T830 OP LG3 LO2 1LIN L | non-dimmable, I, IP40, IK05, direct/indirect, opal polycarbonate diffuser, light grey aluminium body, for in-line connection, first/end luminaire, basic version | 1408 | 59 | 80 |  | 50000/L80B10 | 3 | 3988 | 33.7 | 118 | 80+ | 3000 | 291.497
| DM1128959 | Decor L LED1x3600/2200 H356 T830 OP LG3 LO3 1LIN L | non-dimmable, I, IP40, IK05, direct/indirect, opal polycarbonate diffuser, light grey aluminium body, for in-line connection, first/end luminaire, basic version | 1408 | 59 | 80 |  | 50000/L80B10 | 3 | 5482 | 47.8 | 115 | 80+ | 3000 | 314.158
| DM1128960 | Decor L LED1x1550/950 H351 T840 OP LG3 LO1 1LIN L | non-dimmable, I, IP40, IK05, direct/indirect, opal polycarbonate diffuser, light grey aluminium body, for in-line connection, first/end luminaire, basic version | 1128 | 59 | 80 |  | 50000/L80B10 | 3 | 2452 | 19.3 | 127 | 80+ | 4000 | 244.498
| DM1128961 | Decor L LED1x2100/1300 H352 T840 OP LG3 LO2 1LIN L | non-dimmable, I, IP40, IK05, direct/indirect, opal polycarbonate diffuser, light grey aluminium body, for in-line connection, first/end luminaire, basic version | 1128 | 59 | 80 |  | 50000/L80B10 | 3 | 3340 | 27.2 | 123 | 80+ | 4000 | 244.498
| DM1128962 | Decor L LED1x2900/1750 H353 T840 OP LG3 LO3 1LIN L | non-dimmable, I, IP40, IK05, direct/indirect, opal polycarbonate diffuser, light grey aluminium body, for in-line connection, first/end luminaire, basic version | 1128 | 59 | 80 |  | 50000/L80B10 | 3 | 4592 | 38.2 | 120 | 80+ | 4000 | 263.59
| DM1128963 | Decor L LED1x1950/1200 H354 T840 OP LG3 LO1 1LIN L | non-dimmable, I, IP40, IK05, direct/indirect, opal polycarbonate diffuser, light grey aluminium body, for in-line connection, first/end luminaire, basic version | 1408 | 59 | 80 |  | 50000/L80B10 | 3 | 3064 | 22.8 | 134 | 80+ | 4000 | 306.246
| DM1128964 | Decor L LED1x2600/1600 H355 T840 OP LG3 LO2 1LIN L | non-dimmable, I, IP40, IK05, direct/indirect, opal polycarbonate diffuser, light grey aluminium body, for in-line connection, first/end luminaire, basic version | 1408 | 59 | 80 |  | 50000/L80B10 | 3 | 4176 | 33.7 | 124 | 80+ | 4000 | 291.497
| DM1128965 | Decor L LED1x3600/2200 H356 T840 OP LG3 LO3 1LIN L | non-dimmable, I, IP40, IK05, direct/indirect, opal polycarbonate diffuser, light grey aluminium body, for in-line connection, first/end luminaire, basic version | 1408 | 59 | 80 |  | 50000/L80B10 | 3 | 5739 | 47.8 | 120 | 80+ | 4000 | 314.158
| DM1128966 | Decor L LED1x1450/950 H351 T830 DPRZ LT80 LG3 LO1 1LIN L | non-dimmable, I, IP40, IK05, UGR≤16, direct/indirect, matt micro-prismatic diffuser, light grey aluminium body, for in-line connection, first/end luminaire, basic version | 1128 | 59 | 80 |  | 50000/L80B10 | 3 | 2244 | 19.3 | 116 | 80+ | 3000 | 249.744
| DM1128967 | Decor L LED1x1950/1300 H352 T830 DPRZ LT80 LG3 LO2 1LIN L | non-dimmable, I, IP40, IK05, UGR≤16, direct/indirect, matt micro-prismatic diffuser, light grey aluminium body, for in-line connection, first/end luminaire, basic version | 1128 | 59 | 80 |  | 50000/L80B10 | 3 | 3058 | 27.2 | 112 | 80+ | 3000 | 249.744
| DM1128968 | Decor L LED1x2700/1750 H353 T830 DPRZ LT80 LG3 LO3 1LIN L | non-dimmable, I, IP40, IK05, UGR≤16, direct/indirect, matt micro-prismatic diffuser, light grey aluminium body, for in-line connection, first/end luminaire, basic version | 1128 | 59 | 80 |  | 50000/L80B10 | 3 | 4204 | 38.2 | 110 | 80+ | 3000 | 268.793
| DM1128969 | Decor L LED1x1800/1200 H354 T830 DPRZ LT80 LG3 LO1 1LIN L | non-dimmable, I, IP40, IK05, UGR≤16, direct/indirect, matt micro-prismatic diffuser, light grey aluminium body, for in-line connection, first/end luminaire, basic version | 1408 | 59 | 80 |  | 50000/L80B10 | 3 | 2805 | 22.8 | 123 | 80+ | 3000 | 312.352
| DM1128970 | Decor L LED1x2450/1600 H355 T830 DPRZ LT80 LG3 LO2 1LIN L | non-dimmable, I, IP40, IK05, UGR≤16, direct/indirect, matt micro-prismatic diffuser, light grey aluminium body, for in-line connection, first/end luminaire, basic version | 1408 | 59 | 80 |  | 50000/L80B10 | 3 | 3823 | 33.7 | 113 | 80+ | 3000 | 298.549
| DM1128971 | Decor L LED1x3350/2200 H356 T830 DPRZ LT80 LG3 LO3 1LIN L | non-dimmable, I, IP40, IK05, UGR≤16, direct/indirect, matt micro-prismatic diffuser, light grey aluminium body, for in-line connection, first/end luminaire, basic version | 1408 | 59 | 80 |  | 50000/L80B10 | 3 | 5255 | 47.8 | 110 | 80+ | 3000 | 320.995
| DM1128972 | Decor L LED1x1450/950 H351 T840 DPRZ LT80 LG3 LO1 1LIN L | non-dimmable, I, IP40, IK05, UGR≤16, direct/indirect, matt micro-prismatic diffuser, light grey aluminium body, for in-line connection, first/end luminaire, basic version | 1128 | 59 | 80 |  | 50000/L80B10 | 3 | 2350 | 19.3 | 122 | 80+ | 4000 | 249.744
| DM1128973 | Decor L LED1x1950/1300 H352 T840 DPRZ LT80 LG3 LO2 1LIN L | non-dimmable, I, IP40, IK05, UGR≤16, direct/indirect, matt micro-prismatic diffuser, light grey aluminium body, for in-line connection, first/end luminaire, basic version | 1128 | 59 | 80 |  | 50000/L80B10 | 3 | 3201 | 27.2 | 118 | 80+ | 4000 | 249.744
| DM1128974 | Decor L LED1x2700/1750 H353 T840 DPRZ LT80 LG3 LO3 1LIN L | non-dimmable, I, IP40, IK05, UGR≤16, direct/indirect, matt micro-prismatic diffuser, light grey aluminium body, for in-line connection, first/end luminaire, basic version | 1128 | 59 | 80 |  | 50000/L80B10 | 3 | 4401 | 38.2 | 115 | 80+ | 4000 | 268.793
| DM1128975 | Decor L LED1x1800/1200 H354 T840 DPRZ LT80 LG3 LO1 1LIN L | non-dimmable, I, IP40, IK05, UGR≤16, direct/indirect, matt micro-prismatic diffuser, light grey aluminium body, for in-line connection, first/end luminaire, basic version | 1408 | 59 | 80 |  | 50000/L80B10 | 3 | 2937 | 22.8 | 129 | 80+ | 4000 | 312.352
| DM1128976 | Decor L LED1x2450/1600 H355 T840 DPRZ LT80 LG3 LO2 1LIN L | non-dimmable, I, IP40, IK05, UGR≤16, direct/indirect, matt micro-prismatic diffuser, light grey aluminium body, for in-line connection, first/end luminaire, basic version | 1408 | 59 | 80 |  | 50000/L80B10 | 3 | 4002 | 33.7 | 119 | 80+ | 4000 | 298.549
| DM1128977 | Decor L LED1x3350/2200 H356 T840 DPRZ LT80 LG3 LO3 1LIN L | non-dimmable, I, IP40, IK05, UGR≤16, direct/indirect, matt micro-prismatic diffuser, light grey aluminium body, for in-line connection, first/end luminaire, basic version | 1408 | 59 | 80 |  | 50000/L80B10 | 3 | 5501 | 47.8 | 115 | 80+ | 4000 | 320.995
| DM1128978 | Decor L LED1x1550/950 H351 T830 OP LG3 LO1 1LIN LL | non-dimmable, I, IP40, IK05, direct/indirect, opal polycarbonate diffuser, light grey aluminium body, for in-line connection, basic version | 1123 | 59 | 80 |  | 50000/L80B10 | 3 | 2341 | 19.3 | 121 | 80+ | 3000 | 229.749
| DM1128979 | Decor L LED1x2100/1300 H352 T830 OP LG3 LO2 1LIN LL | non-dimmable, I, IP40, IK05, direct/indirect, opal polycarbonate diffuser, light grey aluminium body, for in-line connection, basic version | 1123 | 59 | 80 |  | 50000/L80B10 | 3 | 3191 | 27.2 | 117 | 80+ | 3000 | 229.749
| DM1128980 | Decor L LED1x2900/1750 H353 T830 OP LG3 LO3 1LIN LL | non-dimmable, I, IP40, IK05, direct/indirect, opal polycarbonate diffuser, light grey aluminium body, for in-line connection, basic version | 1123 | 59 | 80 |  | 50000/L80B10 | 3 | 4386 | 38.2 | 115 | 80+ | 3000 | 248.798
| DM1128981 | Decor L LED1x1950/1200 H354 T830 OP LG3 LO1 1LIN LL | non-dimmable, I, IP40, IK05, direct/indirect, opal polycarbonate diffuser, light grey aluminium body, for in-line connection, basic version | 1403 | 59 | 80 |  | 50000/L80B10 | 3 | 2927 | 22.8 | 128 | 80+ | 3000 | 291.497
| DM1128982 | Decor L LED1x2600/1600 H355 T830 OP LG3 LO2 1LIN LL | non-dimmable, I, IP40, IK05, direct/indirect, opal polycarbonate diffuser, light grey aluminium body, for in-line connection, basic version | 1403 | 59 | 80 |  | 50000/L80B10 | 3 | 3988 | 33.7 | 118 | 80+ | 3000 | 276.748
| DM1128983 | Decor L LED1x3600/2200 H356 T830 OP LG3 LO3 1LIN LL | non-dimmable, I, IP40, IK05, direct/indirect, opal polycarbonate diffuser, light grey aluminium body, for in-line connection, basic version | 1403 | 59 | 80 |  | 50000/L80B10 | 3 | 5482 | 47.8 | 115 | 80+ | 3000 | 299.452
| DM1128984 | Decor L LED1x1550/950 H351 T840 OP LG3 LO1 1LIN LL | non-dimmable, I, IP40, IK05, direct/indirect, opal polycarbonate diffuser, light grey aluminium body, for in-line connection, basic version | 1123 | 59 | 80 |  | 50000/L80B10 | 3 | 2452 | 19.3 | 127 | 80+ | 4000 | 229.749
| DM1128985 | Decor L LED1x2100/1300 H352 T840 OP LG3 LO2 1LIN LL | non-dimmable, I, IP40, IK05, direct/indirect, opal polycarbonate diffuser, light grey aluminium body, for in-line connection, basic version | 1123 | 59 | 80 |  | 50000/L80B10 | 3 | 3340 | 27.2 | 123 | 80+ | 4000 | 229.749
| DM1128986 | Decor L LED1x2900/1750 H353 T840 OP LG3 LO3 1LIN LL | non-dimmable, I, IP40, IK05, direct/indirect, opal polycarbonate diffuser, light grey aluminium body, for in-line connection, basic version | 1123 | 59 | 80 |  | 50000/L80B10 | 3 | 4592 | 38.2 | 120 | 80+ | 4000 | 248.798
| DM1128987 | Decor L LED1x1950/1200 H354 T840 OP LG3 LO1 1LIN LL | non-dimmable, I, IP40, IK05, direct/indirect, opal polycarbonate diffuser, light grey aluminium body, for in-line connection, basic version | 1403 | 59 | 80 |  | 50000/L80B10 | 3 | 3064 | 22.8 | 134 | 80+ | 4000 | 291.497
| DM1128988 | Decor L LED1x2600/1600 H355 T840 OP LG3 LO2 1LIN LL | non-dimmable, I, IP40, IK05, direct/indirect, opal polycarbonate diffuser, light grey aluminium body, for in-line connection, basic version | 1403 | 59 | 80 |  | 50000/L80B10 | 3 | 4176 | 33.7 | 124 | 80+ | 4000 | 276.748
| DM1128989 | Decor L LED1x3600/2200 H356 T840 OP LG3 LO3 1LIN LL | non-dimmable, I, IP40, IK05, direct/indirect, opal polycarbonate diffuser, light grey aluminium body, for in-line connection, basic version | 1403 | 59 | 80 |  | 50000/L80B10 | 3 | 5739 | 47.8 | 120 | 80+ | 4000 | 299.452
| DM1128990 | Decor L LED1x1450/950 H351 T830 DPRZ LT80 LG3 LO1 1LIN LL | non-dimmable, I, IP40, IK05, UGR≤16, direct/indirect, matt micro-prismatic diffuser, light grey aluminium body, for in-line connection, basic version | 1123 | 59 | 80 |  | 50000/L80B10 | 3 | 2244 | 19.3 | 116 | 80+ | 3000 | 234.995
| DM1128991 | Decor L LED1x1950/1300 H352 T830 DPRZ LT80 LG3 LO2 1LIN LL | non-dimmable, I, IP40, IK05, UGR≤16, direct/indirect, matt micro-prismatic diffuser, light grey aluminium body, for in-line connection, basic version | 1123 | 59 | 80 |  | 50000/L80B10 | 3 | 3058 | 27.2 | 112 | 80+ | 3000 | 234.995
| DM1128992 | Decor L LED1x2700/1750 H353 T830 DPRZ LT80 LG3 LO3 1LIN LL | non-dimmable, I, IP40, IK05, UGR≤16, direct/indirect, matt micro-prismatic diffuser, light grey aluminium body, for in-line connection, basic version | 1123 | 59 | 80 |  | 50000/L80B10 | 3 | 4204 | 38.2 | 110 | 80+ | 3000 | 254.087
| DM1128993 | Decor L LED1x1800/1200 H354 T830 DPRZ LT80 LG3 LO1 1LIN LL | non-dimmable, I, IP40, IK05, UGR≤16, direct/indirect, matt micro-prismatic diffuser, light grey aluminium body, for in-line connection, basic version | 1403 | 59 | 80 |  | 50000/L80B10 | 3 | 2805 | 22.8 | 123 | 80+ | 3000 | 297.646
| DM1128994 | Decor L LED1x2450/1600 H355 T830 DPRZ LT80 LG3 LO2 1LIN LL | non-dimmable, I, IP40, IK05, UGR≤16, direct/indirect, matt micro-prismatic diffuser, light grey aluminium body, for in-line connection, basic version | 1403 | 59 | 80 |  | 50000/L80B10 | 3 | 3823 | 33.7 | 113 | 80+ | 3000 | 283.8
| DM1128995 | Decor L LED1x3350/2200 H356 T830 DPRZ LT80 LG3 LO3 1LIN LL | non-dimmable, I, IP40, IK05, UGR≤16, direct/indirect, matt micro-prismatic diffuser, light grey aluminium body, for in-line connection, basic version | 1403 | 59 | 80 |  | 50000/L80B10 | 3 | 5255 | 47.8 | 110 | 80+ | 3000 | 305.343
| DM1128996 | Decor L LED1x1450/950 H351 T840 DPRZ LT80 LG3 LO1 1LIN LL | non-dimmable, I, IP40, IK05, UGR≤16, direct/indirect, matt micro-prismatic diffuser, light grey aluminium body, for in-line connection, basic version | 1123 | 59 | 80 |  | 50000/L80B10 | 3 | 2350 | 19.3 | 122 | 80+ | 4000 | 234.995
| DM1128997 | Decor L LED1x1950/1300 H352 T840 DPRZ LT80 LG3 LO2 1LIN LL | non-dimmable, I, IP40, IK05, UGR≤16, direct/indirect, matt micro-prismatic diffuser, light grey aluminium body, for in-line connection, basic version | 1123 | 59 | 80 |  | 50000/L80B10 | 3 | 3201 | 27.2 | 118 | 80+ | 4000 | 234.995
| DM1128998 | Decor L LED1x2700/1750 H353 T840 DPRZ LT80 LG3 LO3 1LIN LL | non-dimmable, I, IP40, IK05, UGR≤16, direct/indirect, matt micro-prismatic diffuser, light grey aluminium body, for in-line connection, basic version | 1123 | 59 | 80 |  | 50000/L80B10 | 3 | 4401 | 38.2 | 115 | 80+ | 4000 | 254.087
| DM1128999 | Decor L LED1x1800/1200 H354 T840 DPRZ LT80 LG3 LO1 1LIN LL | non-dimmable, I, IP40, IK05, UGR≤16, direct/indirect, matt micro-prismatic diffuser, light grey aluminium body, for in-line connection, basic version | 1403 | 59 | 80 |  | 50000/L80B10 | 3 | 2937 | 22.8 | 129 | 80+ | 4000 | 297.646
| DM1129000 | Decor L LED1x2450/1600 H355 T840 DPRZ LT80 LG3 LO2 1LIN LL | non-dimmable, I, IP40, IK05, UGR≤16, direct/indirect, matt micro-prismatic diffuser, light grey aluminium body, for in-line connection, basic version | 1403 | 59 | 80 |  | 50000/L80B10 | 3 | 4002 | 33.7 | 119 | 80+ | 4000 | 283.8
| DM1129001 | Decor L LED1x3350/2200 H356 T840 DPRZ LT80 LG3 LO3 1LIN LL | non-dimmable, I, IP40, IK05, UGR≤16, direct/indirect, matt micro-prismatic diffuser, light grey aluminium body, for in-line connection, basic version | 1403 | 59 | 80 |  | 50000/L80B10 | 3 | 5501 | 47.8 | 115 | 80+ | 4000 | 305.343
| DM1129002 | Decor L LED1x1550/950 H351 T830 OP LG3 LO1 DALI | DALI-dimmable, I, IP40, IK05, direct/indirect, opal polycarbonate diffuser, light grey aluminium body, basic version | 1133 | 59 | 80 |  | 50000/L80B10 | 3 | 2341 | 19.1 | 123 | 80+ | 3000 | 284.445
| DM1129003 | Decor L LED1x2100/1300 H352 T830 OP LG3 LO2 DALI | DALI-dimmable, I, IP40, IK05, direct/indirect, opal polycarbonate diffuser, light grey aluminium body, basic version | 1133 | 59 | 80 |  | 50000/L80B10 | 3 | 3191 | 27.2 | 117 | 80+ | 3000 | 284.445
| DM1129004 | Decor L LED1x2900/1750 H353 T830 OP LG3 LO3 DALI | DALI-dimmable, I, IP40, IK05, direct/indirect, opal polycarbonate diffuser, light grey aluminium body, basic version | 1133 | 59 | 80 |  | 50000/L80B10 | 3 | 4386 | 38.2 | 115 | 80+ | 3000 | 289.003
| DM1129005 | Decor L LED1x1950/1200 H354 T830 OP LG3 LO1 DALI | DALI-dimmable, I, IP40, IK05, direct/indirect, opal polycarbonate diffuser, light grey aluminium body, basic version | 1413 | 59 | 80 |  | 50000/L80B10 | 3 | 2927 | 22.8 | 128 | 80+ | 3000 | 332.347
| DM1129006 | Decor L LED1x2600/1600 H355 T830 OP LG3 LO2 DALI | DALI-dimmable, I, IP40, IK05, direct/indirect, opal polycarbonate diffuser, light grey aluminium body, basic version | 1413 | 59 | 80 |  | 50000/L80B10 | 3 | 3988 | 32.5 | 123 | 80+ | 3000 | 332.347
| DM1129007 | Decor L LED1x3600/2200 H356 T830 OP LG3 LO3 DALI | DALI-dimmable, I, IP40, IK05, direct/indirect, opal polycarbonate diffuser, light grey aluminium body, basic version | 1413 | 59 | 80 |  | 50000/L80B10 | 3 | 5482 | 47.8 | 115 | 80+ | 3000 | 338.496
| DM1129008 | Decor L LED1x1550/950 H351 T840 OP LG3 LO1 DALI | DALI-dimmable, I, IP40, IK05, direct/indirect, opal polycarbonate diffuser, light grey aluminium body, basic version | 1133 | 59 | 80 |  | 50000/L80B10 | 3 | 2452 | 19.1 | 128 | 80+ | 4000 | 284.445
| DM1129009 | Decor L LED1x2100/1300 H352 T840 OP LG3 LO2 DALI | DALI-dimmable, I, IP40, IK05, direct/indirect, opal polycarbonate diffuser, light grey aluminium body, basic version | 1133 | 59 | 80 |  | 50000/L80B10 | 3 | 3340 | 27.2 | 123 | 80+ | 4000 | 284.445
| DM1129010 | Decor L LED1x2900/1750 H353 T840 OP LG3 LO3 DALI | DALI-dimmable, I, IP40, IK05, direct/indirect, opal polycarbonate diffuser, light grey aluminium body, basic version | 1133 | 59 | 80 |  | 50000/L80B10 | 3 | 4592 | 38.2 | 120 | 80+ | 4000 | 289.003
| DM1129011 | Decor L LED1x1950/1200 H354 T840 OP LG3 LO1 DALI | DALI-dimmable, I, IP40, IK05, direct/indirect, opal polycarbonate diffuser, light grey aluminium body, basic version | 1413 | 59 | 80 |  | 50000/L80B10 | 3 | 3064 | 22.8 | 134 | 80+ | 4000 | 332.347
| DM1129012 | Decor L LED1x2600/1600 H355 T840 OP LG3 LO2 DALI | DALI-dimmable, I, IP40, IK05, direct/indirect, opal polycarbonate diffuser, light grey aluminium body, basic version | 1413 | 59 | 80 |  | 50000/L80B10 | 3 | 4176 | 32.5 | 128 | 80+ | 4000 | 332.347
| DM1129013 | Decor L LED1x3600/2200 H356 T840 OP LG3 LO3 DALI | DALI-dimmable, I, IP40, IK05, direct/indirect, opal polycarbonate diffuser, light grey aluminium body, basic version | 1413 | 59 | 80 |  | 50000/L80B10 | 3 | 5739 | 47.8 | 120 | 80+ | 4000 | 338.496
| DM1129014 | Decor L LED1x1450/950 H351 T830 DPRZ LT80 LG3 LO1 DALI | DALI-dimmable, I, IP40, IK05, UGR≤16, direct/indirect, matt micro-prismatic diffuser, light grey aluminium body, basic version | 1133 | 59 | 80 |  | 50000/L80B10 | 3 | 2244 | 19.1 | 117 | 80+ | 3000 | 284.445
| DM1129015 | Decor L LED1x1950/1300 H352 T830 DPRZ LT80 LG3 LO2 DALI | DALI-dimmable, I, IP40, IK05, UGR≤16, direct/indirect, matt micro-prismatic diffuser, light grey aluminium body, basic version | 1133 | 59 | 80 |  | 50000/L80B10 | 3 | 3058 | 27.2 | 112 | 80+ | 3000 | 284.445
| DM1129016 | Decor L LED1x2700/1750 H353 T830 DPRZ LT80 LG3 LO3 DALI | DALI-dimmable, I, IP40, IK05, UGR≤16, direct/indirect, matt micro-prismatic diffuser, light grey aluminium body, basic version | 1133 | 59 | 80 |  | 50000/L80B10 | 3 | 4204 | 38.2 | 110 | 80+ | 3000 | 289.003
| DM1129017 | Decor L LED1x1800/1200 H354 T830 DPRZ LT80 LG3 LO1 DALI | DALI-dimmable, I, IP40, IK05, UGR≤16, direct/indirect, matt micro-prismatic diffuser, light grey aluminium body, basic version | 1413 | 59 | 80 |  | 50000/L80B10 | 3 | 2805 | 22.8 | 123 | 80+ | 3000 | 332.347
| DM1129018 | Decor L LED1x2450/1600 H355 T830 DPRZ LT80 LG3 LO2 DALI | DALI-dimmable, I, IP40, IK05, UGR≤16, direct/indirect, matt micro-prismatic diffuser, light grey aluminium body, basic version | 1413 | 59 | 80 |  | 50000/L80B10 | 3 | 3823 | 32.5 | 118 | 80+ | 3000 | 332.347
| DM1129019 | Decor L LED1x3350/2200 H356 T830 DPRZ LT80 LG3 LO3 DALI | DALI-dimmable, I, IP40, IK05, UGR≤16, direct/indirect, matt micro-prismatic diffuser, light grey aluminium body, basic version | 1413 | 59 | 80 |  | 50000/L80B10 | 3 | 5255 | 47.8 | 110 | 80+ | 3000 | 338.496
| DM1129020 | Decor L LED1x1450/950 H351 T840 DPRZ LT80 LG3 LO1 DALI | DALI-dimmable, I, IP40, IK05, UGR≤16, direct/indirect, matt micro-prismatic diffuser, light grey aluminium body, basic version | 1133 | 59 | 80 |  | 50000/L80B10 | 3 | 2350 | 19.1 | 123 | 80+ | 4000 | 284.445
| DM1129021 | Decor L LED1x1950/1300 H352 T840 DPRZ LT80 LG3 LO2 DALI | DALI-dimmable, I, IP40, IK05, UGR≤16, direct/indirect, matt micro-prismatic diffuser, light grey aluminium body, basic version | 1133 | 59 | 80 |  | 50000/L80B10 | 3 | 3201 | 27.2 | 118 | 80+ | 4000 | 284.445
| DM1129022 | Decor L LED1x2700/1750 H353 T840 DPRZ LT80 LG3 LO3 DALI | DALI-dimmable, I, IP40, IK05, UGR≤16, direct/indirect, matt micro-prismatic diffuser, light grey aluminium body, basic version | 1133 | 59 | 80 |  | 50000/L80B10 | 3 | 4401 | 38.2 | 115 | 80+ | 4000 | 289.003
| DM1129023 | Decor L LED1x1800/1200 H354 T840 DPRZ LT80 LG3 LO1 DALI | DALI-dimmable, I, IP40, IK05, UGR≤16, direct/indirect, matt micro-prismatic diffuser, light grey aluminium body, basic version | 1413 | 59 | 80 |  | 50000/L80B10 | 3 | 2937 | 22.8 | 129 | 80+ | 4000 | 332.347
| DM1129024 | Decor L LED1x2450/1600 H355 T840 DPRZ LT80 LG3 LO2 DALI | DALI-dimmable, I, IP40, IK05, UGR≤16, direct/indirect, matt micro-prismatic diffuser, light grey aluminium body, basic version | 1413 | 59 | 80 |  | 50000/L80B10 | 3 | 4002 | 32.5 | 123 | 80+ | 4000 | 332.347
| DM1129025 | Decor L LED1x3350/2200 H356 T840 DPRZ LT80 LG3 LO3 DALI | DALI-dimmable, I, IP40, IK05, UGR≤16, direct/indirect, matt micro-prismatic diffuser, light grey aluminium body, basic version | 1413 | 59 | 80 |  | 50000/L80B10 | 3 | 5501 | 47.8 | 115 | 80+ | 4000 | 338.496
| DM1129026 | Decor L LED1x1550/950 H351 T830 OP LG3 LO1 DALI 1LIN L | DALI-dimmable, I, IP40, IK05, direct/indirect, opal polycarbonate diffuser, light grey aluminium body, for in-line connection, first/end luminaire, basic version | 1128 | 59 | 80 |  | 50000/L80B10 | 3 | 2341 | 19.1 | 123 | 80+ | 3000 | 321.941
| DM1129027 | Decor L LED1x2100/1300 H352 T830 OP LG3 LO2 DALI 1LIN L | DALI-dimmable, I, IP40, IK05, direct/indirect, opal polycarbonate diffuser, light grey aluminium body, for in-line connection, first/end luminaire, basic version | 1128 | 59 | 80 |  | 50000/L80B10 | 3 | 3191 | 27.2 | 117 | 80+ | 3000 | 321.941
| DM1129028 | Decor L LED1x2900/1750 H353 T830 OP LG3 LO3 DALI 1LIN L | DALI-dimmable, I, IP40, IK05, direct/indirect, opal polycarbonate diffuser, light grey aluminium body, for in-line connection, first/end luminaire, basic version | 1128 | 59 | 80 |  | 50000/L80B10 | 3 | 4386 | 38.2 | 115 | 80+ | 3000 | 311.449
| DM1129029 | Decor L LED1x1950/1200 H354 T830 OP LG3 LO1 DALI 1LIN L | DALI-dimmable, I, IP40, IK05, direct/indirect, opal polycarbonate diffuser, light grey aluminium body, for in-line connection, first/end luminaire, basic version | 1408 | 59 | 80 |  | 50000/L80B10 | 3 | 2927 | 22.8 | 128 | 80+ | 3000 | 354.105
| DM1129030 | Decor L LED1x2600/1600 H355 T830 OP LG3 LO2 DALI 1LIN L | DALI-dimmable, I, IP40, IK05, direct/indirect, opal polycarbonate diffuser, light grey aluminium body, for in-line connection, first/end luminaire, basic version | 1408 | 59 | 80 |  | 50000/L80B10 | 3 | 3988 | 32.5 | 123 | 80+ | 3000 | 367.091
| DM1129031 | Decor L LED1x3600/2200 H356 T830 OP LG3 LO3 DALI 1LIN L | DALI-dimmable, I, IP40, IK05, direct/indirect, opal polycarbonate diffuser, light grey aluminium body, for in-line connection, first/end luminaire, basic version | 1408 | 59 | 80 |  | 50000/L80B10 | 3 | 5482 | 47.8 | 115 | 80+ | 3000 | 356.642
| DM1129032 | Decor L LED1x1550/950 H351 T840 OP LG3 LO1 DALI 1LIN L | DALI-dimmable, I, IP40, IK05, direct/indirect, opal polycarbonate diffuser, light grey aluminium body, for in-line connection, first/end luminaire, basic version | 1128 | 59 | 80 |  | 50000/L80B10 | 3 | 2452 | 19.1 | 128 | 80+ | 4000 | 321.941
| DM1129033 | Decor L LED1x2100/1300 H352 T840 OP LG3 LO2 DALI 1LIN L | DALI-dimmable, I, IP40, IK05, direct/indirect, opal polycarbonate diffuser, light grey aluminium body, for in-line connection, first/end luminaire, basic version | 1128 | 59 | 80 |  | 50000/L80B10 | 3 | 3340 | 27.2 | 123 | 80+ | 4000 | 321.941
| DM1129034 | Decor L LED1x2900/1750 H353 T840 OP LG3 LO3 DALI 1LIN L | DALI-dimmable, I, IP40, IK05, direct/indirect, opal polycarbonate diffuser, light grey aluminium body, for in-line connection, first/end luminaire, basic version | 1128 | 59 | 80 |  | 50000/L80B10 | 3 | 4592 | 38.2 | 120 | 80+ | 4000 | 311.449
| DM1129035 | Decor L LED1x1950/1200 H354 T840 OP LG3 LO1 DALI 1LIN L | DALI-dimmable, I, IP40, IK05, direct/indirect, opal polycarbonate diffuser, light grey aluminium body, for in-line connection, first/end luminaire, basic version | 1408 | 59 | 80 |  | 50000/L80B10 | 3 | 3064 | 22.8 | 134 | 80+ | 4000 | 354.105
| DM1129036 | Decor L LED1x2600/1600 H355 T840 OP LG3 LO2 DALI 1LIN L | DALI-dimmable, I, IP40, IK05, direct/indirect, opal polycarbonate diffuser, light grey aluminium body, for in-line connection, first/end luminaire, basic version | 1408 | 59 | 80 |  | 50000/L80B10 | 3 | 4176 | 32.5 | 128 | 80+ | 4000 | 367.091
| DM1129037 | Decor L LED1x3600/2200 H356 T840 OP LG3 LO3 DALI 1LIN L | DALI-dimmable, I, IP40, IK05, direct/indirect, opal polycarbonate diffuser, light grey aluminium body, for in-line connection, first/end luminaire, basic version | 1408 | 59 | 80 |  | 50000/L80B10 | 3 | 5739 | 47.8 | 120 | 80+ | 4000 | 356.642
| DM1129038 | Decor L LED1x1450/950 H351 T830 DPRZ LT80 LG3 LO1 DALI 1LIN L | DALI-dimmable, I, IP40, IK05, UGR≤16, direct/indirect, matt micro-prismatic diffuser, light grey aluminium body, for in-line connection, first/end luminaire, basic version | 1128 | 59 | 80 |  | 50000/L80B10 | 3 | 2244 | 19.1 | 117 | 80+ | 3000 | 327.144
| DM1129039 | Decor L LED1x1950/1300 H352 T830 DPRZ LT80 LG3 LO2 DALI 1LIN L | DALI-dimmable, I, IP40, IK05, UGR≤16, direct/indirect, matt micro-prismatic diffuser, light grey aluminium body, for in-line connection, first/end luminaire, basic version | 1128 | 59 | 80 |  | 50000/L80B10 | 3 | 3058 | 27.2 | 112 | 80+ | 3000 | 327.144
| DM1129040 | Decor L LED1x2700/1750 H353 T830 DPRZ LT80 LG3 LO3 DALI 1LIN L | DALI-dimmable, I, IP40, IK05, UGR≤16, direct/indirect, matt micro-prismatic diffuser, light grey aluminium body, for in-line connection, first/end luminaire, basic version | 1128 | 59 | 80 |  | 50000/L80B10 | 3 | 4204 | 38.2 | 110 | 80+ | 3000 | 316.695
| DM1129041 | Decor L LED1x1800/1200 H354 T830 DPRZ LT80 LG3 LO1 DALI 1LIN L | DALI-dimmable, I, IP40, IK05, UGR≤16, direct/indirect, matt micro-prismatic diffuser, light grey aluminium body, for in-line connection, first/end luminaire, basic version | 1408 | 59 | 80 |  | 50000/L80B10 | 3 | 2805 | 22.8 | 123 | 80+ | 3000 | 360.297
| DM1129042 | Decor L LED1x2450/1600 H355 T830 DPRZ LT80 LG3 LO2 DALI 1LIN L | DALI-dimmable, I, IP40, IK05, UGR≤16, direct/indirect, matt micro-prismatic diffuser, light grey aluminium body, for in-line connection, first/end luminaire, basic version | 1408 | 59 | 80 |  | 50000/L80B10 | 3 | 3823 | 32.5 | 118 | 80+ | 3000 | 374.1
| DM1129043 | Decor L LED1x3350/2200 H356 T830 DPRZ LT80 LG3 LO3 DALI 1LIN L | DALI-dimmable, I, IP40, IK05, UGR≤16, direct/indirect, matt micro-prismatic diffuser, light grey aluminium body, for in-line connection, first/end luminaire, basic version | 1408 | 59 | 80 |  | 50000/L80B10 | 3 | 5255 | 47.8 | 110 | 80+ | 3000 | 363.694
| DM1129044 | Decor L LED1x1450/950 H351 T840 DPRZ LT80 LG3 LO1 DALI 1LIN L | DALI-dimmable, I, IP40, IK05, UGR≤16, direct/indirect, matt micro-prismatic diffuser, light grey aluminium body, for in-line connection, first/end luminaire, basic version | 1128 | 59 | 80 |  | 50000/L80B10 | 3 | 2350 | 19.1 | 123 | 80+ | 4000 | 327.144
| DM1129045 | Decor L LED1x1950/1300 H352 T840 DPRZ LT80 LG3 LO2 DALI 1LIN L | DALI-dimmable, I, IP40, IK05, UGR≤16, direct/indirect, matt micro-prismatic diffuser, light grey aluminium body, for in-line connection, first/end luminaire, basic version | 1128 | 59 | 80 |  | 50000/L80B10 | 3 | 3201 | 27.2 | 118 | 80+ | 4000 | 327.144
| DM1129046 | Decor L LED1x2700/1750 H353 T840 DPRZ LT80 LG3 LO3 DALI 1LIN L | DALI-dimmable, I, IP40, IK05, UGR≤16, direct/indirect, matt micro-prismatic diffuser, light grey aluminium body, for in-line connection, first/end luminaire, basic version | 1128 | 59 | 80 |  | 50000/L80B10 | 3 | 4401 | 38.2 | 115 | 80+ | 4000 | 316.695
| DM1129047 | Decor L LED1x1800/1200 H354 T840 DPRZ LT80 LG3 LO1 DALI 1LIN L | DALI-dimmable, I, IP40, IK05, UGR≤16, direct/indirect, matt micro-prismatic diffuser, light grey aluminium body, for in-line connection, first/end luminaire, basic version | 1408 | 59 | 80 |  | 50000/L80B10 | 3 | 2937 | 22.8 | 129 | 80+ | 4000 | 360.297
| DM1129048 | Decor L LED1x2450/1600 H355 T840 DPRZ LT80 LG3 LO2 DALI 1LIN L | DALI-dimmable, I, IP40, IK05, UGR≤16, direct/indirect, matt micro-prismatic diffuser, light grey aluminium body, for in-line connection, first/end luminaire, basic version | 1408 | 59 | 80 |  | 50000/L80B10 | 3 | 4002 | 32.5 | 123 | 80+ | 4000 | 374.1
| DM1129049 | Decor L LED1x3350/2200 H356 T840 DPRZ LT80 LG3 LO3 DALI 1LIN L | DALI-dimmable, I, IP40, IK05, UGR≤16, direct/indirect, matt micro-prismatic diffuser, light grey aluminium body, for in-line connection, first/end luminaire, basic version | 1408 | 59 | 80 |  | 50000/L80B10 | 3 | 5501 | 47.8 | 115 | 80+ | 4000 | 363.694
| DM1129050 | Decor L LED1x1550/950 H351 T830 OP LG3 LO1 DALI 1LIN LL | DALI-dimmable, I, IP40, IK05, direct/indirect, opal polycarbonate diffuser, light grey aluminium body, for in-line connection, basic version | 1123 | 59 | 80 |  | 50000/L80B10 | 3 | 2341 | 19.1 | 123 | 80+ | 3000 | 320.995
| DM1129051 | Decor L LED1x2100/1300 H352 T830 OP LG3 LO2 DALI 1LIN LL | DALI-dimmable, I, IP40, IK05, direct/indirect, opal polycarbonate diffuser, light grey aluminium body, for in-line connection, basic version | 1123 | 59 | 80 |  | 50000/L80B10 | 3 | 3191 | 27.2 | 117 | 80+ | 3000 | 320.995
| DM1129052 | Decor L LED1x2900/1750 H353 T830 OP LG3 LO3 DALI 1LIN LL | DALI-dimmable, I, IP40, IK05, direct/indirect, opal polycarbonate diffuser, light grey aluminium body, for in-line connection, basic version | 1123 | 59 | 80 |  | 50000/L80B10 | 3 | 4386 | 38.2 | 115 | 80+ | 3000 | 310.546
| DM1129053 | Decor L LED1x1950/1200 H354 T830 OP LG3 LO1 DALI 1LIN LL | DALI-dimmable, I, IP40, IK05, direct/indirect, opal polycarbonate diffuser, light grey aluminium body, for in-line connection, basic version | 1403 | 59 | 80 |  | 50000/L80B10 | 3 | 2927 | 22.8 | 128 | 80+ | 3000 | 353.245
| DM1129054 | Decor L LED1x2600/1600 H355 T830 OP LG3 LO2 DALI 1LIN LL | DALI-dimmable, I, IP40, IK05, direct/indirect, opal polycarbonate diffuser, light grey aluminium body, for in-line connection, basic version | 1403 | 59 | 80 |  | 50000/L80B10 | 3 | 3988 | 32.5 | 123 | 80+ | 3000 | 366.403
| DM1129055 | Decor L LED1x3600/2200 H356 T830 OP LG3 LO3 DALI 1LIN LL | DALI-dimmable, I, IP40, IK05, direct/indirect, opal polycarbonate diffuser, light grey aluminium body, for in-line connection, basic version | 1403 | 59 | 80 |  | 50000/L80B10 | 3 | 5482 | 47.8 | 115 | 80+ | 3000 | 355.954
| DM1129056 | Decor L LED1x1550/950 H351 T840 OP LG3 LO1 DALI 1LIN LL | DALI-dimmable, I, IP40, IK05, direct/indirect, opal polycarbonate diffuser, light grey aluminium body, for in-line connection, basic version | 1123 | 59 | 80 |  | 50000/L80B10 | 3 | 2452 | 18.2 | 135 | 80+ | 4000 | 320.995
| DM1129057 | Decor L LED1x2100/1300 H352 T840 OP LG3 LO2 DALI 1LIN LL | DALI-dimmable, I, IP40, IK05, direct/indirect, opal polycarbonate diffuser, light grey aluminium body, for in-line connection, basic version | 1123 | 59 | 80 |  | 50000/L80B10 | 3 | 3340 | 27.2 | 123 | 80+ | 4000 | 320.995
| DM1129058 | Decor L LED1x2900/1750 H353 T840 OP LG3 LO3 DALI 1LIN LL | DALI-dimmable, I, IP40, IK05, direct/indirect, opal polycarbonate diffuser, light grey aluminium body, for in-line connection, basic version | 1123 | 59 | 80 |  | 50000/L80B10 | 3 | 4592 | 38.2 | 120 | 80+ | 4000 | 310.546
| DM1129059 | Decor L LED1x1950/1200 H354 T840 OP LG3 LO1 DALI 1LIN LL | DALI-dimmable, I, IP40, IK05, direct/indirect, opal polycarbonate diffuser, light grey aluminium body, for in-line connection, basic version | 1403 | 59 | 80 |  | 50000/L80B10 | 3 | 3064 | 22.8 | 134 | 80+ | 4000 | 353.245
| DM1129060 | Decor L LED1x2600/1600 H355 T840 OP LG3 LO2 DALI 1LIN LL | DALI-dimmable, I, IP40, IK05, direct/indirect, opal polycarbonate diffuser, light grey aluminium body, for in-line connection, basic version | 1403 | 59 | 80 |  | 50000/L80B10 | 3 | 4176 | 32.5 | 128 | 80+ | 4000 | 366.403
| DM1129061 | Decor L LED1x3600/2200 H356 T840 OP LG3 LO3 DALI 1LIN LL | DALI-dimmable, I, IP40, IK05, direct/indirect, opal polycarbonate diffuser, light grey aluminium body, for in-line connection, basic version | 1403 | 59 | 80 |  | 50000/L80B10 | 3 | 5739 | 47.8 | 120 | 80+ | 4000 | 355.954
| DM1129062 | Decor L LED1x1450/950 H351 T830 DPRZ LT80 LG3 LO1 DALI 1LIN LL | DALI-dimmable, I, IP40, IK05, UGR≤16, direct/indirect, matt micro-prismatic diffuser, light grey aluminium body, for in-line connection, basic version | 1123 | 59 | 80 |  | 50000/L80B10 | 3 | 2244 | 19.1 | 117 | 80+ | 3000 | 326.198
| DM1129063 | Decor L LED1x1950/1300 H352 T830 DPRZ LT80 LG3 LO2 DALI 1LIN LL | DALI-dimmable, I, IP40, IK05, UGR≤16, direct/indirect, matt micro-prismatic diffuser, light grey aluminium body, for in-line connection, basic version | 1123 | 59 | 80 |  | 50000/L80B10 | 3 | 3058 | 27.2 | 112 | 80+ | 3000 | 326.198
| DM1129064 | Decor L LED1x2700/1750 H353 T830 DPRZ LT80 LG3 LO3 DALI 1LIN LL | DALI-dimmable, I, IP40, IK05, UGR≤16, direct/indirect, matt micro-prismatic diffuser, light grey aluminium body, for in-line connection, basic version | 1123 | 59 | 80 |  | 50000/L80B10 | 3 | 4204 | 38.2 | 110 | 80+ | 3000 | 315.792
| DM1129065 | Decor L LED1x1800/1200 H354 T830 DPRZ LT80 LG3 LO1 DALI 1LIN LL | DALI-dimmable, I, IP40, IK05, UGR≤16, direct/indirect, matt micro-prismatic diffuser, light grey aluminium body, for in-line connection, basic version | 1403 | 59 | 80 |  | 50000/L80B10 | 3 | 2805 | 22.8 | 123 | 80+ | 3000 | 359.394
| DM1129066 | Decor L LED1x2450/1600 H355 T830 DPRZ LT80 LG3 LO2 DALI 1LIN LL | DALI-dimmable, I, IP40, IK05, UGR≤16, direct/indirect, matt micro-prismatic diffuser, light grey aluminium body, for in-line connection, basic version | 1403 | 59 | 80 |  | 50000/L80B10 | 3 | 3823 | 32.5 | 118 | 80+ | 3000 | 373.197
| DM1129067 | Decor L LED1x3350/2200 H356 T830 DPRZ LT80 LG3 LO3 DALI 1LIN LL | DALI-dimmable, I, IP40, IK05, UGR≤16, direct/indirect, matt micro-prismatic diffuser, light grey aluminium body, for in-line connection, basic version | 1403 | 59 | 80 |  | 50000/L80B10 | 3 | 5255 | 47.8 | 110 | 80+ | 3000 | 361.888
| DM1129068 | Decor L LED1x1450/950 H351 T840 DPRZ LT80 LG3 LO1 DALI 1LIN LL | DALI-dimmable, I, IP40, IK05, UGR≤16, direct/indirect, matt micro-prismatic diffuser, light grey aluminium body, for in-line connection, basic version | 1123 | 59 | 80 |  | 50000/L80B10 | 3 | 2350 | 19.1 | 123 | 80+ | 4000 | 326.198
| DM1129069 | Decor L LED1x1950/1300 H352 T840 DPRZ LT80 LG3 LO2 DALI 1LIN LL | DALI-dimmable, I, IP40, IK05, UGR≤16, direct/indirect, matt micro-prismatic diffuser, light grey aluminium body, for in-line connection, basic version | 1123 | 59 | 80 |  | 50000/L80B10 | 3 | 3201 | 27.2 | 118 | 80+ | 4000 | 326.198
| DM1129070 | Decor L LED1x2700/1750 H353 T840 DPRZ LT80 LG3 LO3 DALI 1LIN LL | DALI-dimmable, I, IP40, IK05, UGR≤16, direct/indirect, matt micro-prismatic diffuser, light grey aluminium body, for in-line connection, basic version | 1123 | 59 | 80 |  | 50000/L80B10 | 3 | 4401 | 38.2 | 115 | 80+ | 4000 | 315.792
| DM1129071 | Decor L LED1x1800/1200 H354 T840 DPRZ LT80 LG3 LO1 DALI 1LIN LL | DALI-dimmable, I, IP40, IK05, UGR≤16, direct/indirect, matt micro-prismatic diffuser, light grey aluminium body, for in-line connection, basic version | 1403 | 59 | 80 |  | 50000/L80B10 | 3 | 2937 | 22.8 | 129 | 80+ | 4000 | 359.394
| DM1129072 | Decor L LED1x2450/1600 H355 T840 DPRZ LT80 LG3 LO2 DALI 1LIN LL | DALI-dimmable, I, IP40, IK05, UGR≤16, direct/indirect, matt micro-prismatic diffuser, light grey aluminium body, for in-line connection, basic version | 1403 | 59 | 80 |  | 50000/L80B10 | 3 | 4002 | 32.5 | 123 | 80+ | 4000 | 373.197
| DM1129073 | Decor L LED1x3350/2200 H356 T840 DPRZ LT80 LG3 LO3 DALI 1LIN LL | DALI-dimmable, I, IP40, IK05, UGR≤16, direct/indirect, matt micro-prismatic diffuser, light grey aluminium body, for in-line connection, basic version | 1403 | 59 | 80 |  | 50000/L80B10 | 3 | 5501 | 47.8 | 115 | 80+ | 4000 | 361.888
Available options:
|  | T830 | Colour temperature 3000K, CRI 80+
|  | T840 | Colour temperature 4000K, CRI 80+
|  | DALI | Driver with DALI interface and switch-control dimming
*note - for DALI LIN option wires are 2x0.5mm2
|  | DALIsep | Driver with DALI interface and with possibility to control down and up light separately | [11 empty] | 154.843
*note - for DALI LIN option wires are 2x0.5mm2
|  | EAIRB-M | Master luminaire with integrated smart sensor and driver with wireless communication and grouping possibilities for lighting control | [11 empty] | 197.7687
*note - ingress protection IP20
*note - For option EAIRB luminaire housing is 65mm longer
*note - the EAIRB sensor are positioned in the end of the luminaire for lengths up to 1800mm, and in the middle of the luminaire for lengths over 1800mm
|  | EAIRB-S | Slave luminaire with integrated EAIR type driver for lighting control | [11 empty] | 84.9483
*note - max system size 1x EAIRB-M + 3x EAIRB-S
*note - max wire lenght from EAIRB-M to last EAIRB-S - 11 meters
|  | BLT | Integrated wireless control unit and driver for lighting control via mobile device (via Bluetooth) | [11 empty] | 313.7193
|  | KRBLT | Integrated wireless control unit and driver for lighting control via mobile device (KR system app), on/off | [11 empty] | 126.248
|  | KRBLT DALI | Integrated wireless control unit and driver for lighting control via mobile device (KR system app), DALI with integrated PS | [11 empty] | 236.07
|  | PULL | Pull switch device, on/off | [11 empty] | 24.338
|  | PULLDIM | [12 empty] | 125.818
*note - For PULL and PULLDIM option luminaire housing is 50mm longer and switch is positioned at the end of luminaire
|  | Lsep | Option that enables to control (on/off) Down and up lights separately | [11 empty] | 49.063
|  | MW | Integrated microwave (MW) motion sensor with on-off control | [11 empty] | 40
*note - for option MW luminaire housing is 72mm longer
*note - MW sensor is positioned in the end of the luminaire for lengths up to 1800mm, and in the middle of the luminaire for lengths over 1800mm
|  | PIR | Integrated PIR sensor with on-off control | [11 empty] | 103.544
|  | PIR BLT DALI | Integrated wireless PIR sensor with CASAMBI app control and DALI driver. Requires DALI power supply in the system | [11 empty] | 247.465
*note - For PIR options luminaire housing is 72 mm longer
*note - PIR sensor is positioned in the end of the luminaire for lengths up to 1800mm, and in the middle of the luminaire for lengths over 1800mm
|  | EM3 | Emergency version 3 hours | [11 empty] | 90
|  | EM3A | Emergency version equipped with an autonomous testing system, 3 hours | [11 empty] | 162.798
|  | EM3D | Emergency version 3 hours with DALI interface | [11 empty] | 268.578
*note - When emergency mode is active, only DOWN part is illuminated
*note - EM options applicable for models longer than 1000mm
*note - Operating temperature range for Luminaires with EM option, C: ta 0... +35
|  | 1LIN | Through wiring single phase d=1.5 mm² with two push-in terminal blocks (for luminaire lengths up to 1700mm) | [11 empty] | 8.643
|  | 2LIN | Through wiring two phases d=1.5 mm² with two push-in terminal blocks (for luminaire lengths up to 1700mm) | [11 empty] | 10.234
|  | 3LIN | Through wiring three phases d=1.5 mm² with two push-in terminal blocks (for luminaire lengths up to 1700mm) | [11 empty] | 11.868
|  | CBF3-2.0m | Outgoing flexible cable 3x0.75mm² 2.0m | [11 empty] | 8.643
*note - LIN options applicable for models longer than 800mm
|  | 2G | Strain relief for power supply cable, 2pcs | [11 empty] | 1.849
|  | CBF3-2.0m clear | Cable 3x0.75mm² for suspended luminaire up to 2.0 meters, transparent | [11 empty] | 17.286
*note - for suspended luminaires it is recommended to use one of CBF3 option for easier mounting
|  | L | for in-line connection end/first luminaire
|  | LL | for in-line connection intermediate luminaire
|  | SUS | Suspended version | [11 empty] | 5.289
|  | RAL9003S | RAL 9003S colour
|  | RAL9005S | RAL 9005S colour
|  | RAL (price/m, QNT. >10) | RAL colour, standard list | [11 empty] | 32.981
|  | RAL (price/m, QNT. ≤10) | RAL colour, standard list | [11 empty] | 98.556
Available accessories:
| DM9002149 | Suspension MTG KIT SUSI | Suspension wire set "I" type, 1.5m adjustable, 1pcs | [11 empty] | 12.728
*note - 2pcs MTG SUSI KIT for length up to 2000mm, 3pcs MTG SUSI KIT for lengths 2000 - 3000mm
*note - SUS option is required
| DM9030457 | WALL MTG KIT - Decor L/LP LED RAL9006S (P) | Support bracket for luminaire installation onto wall. Decor L/LP LED, 1pcs | [11 empty] | 5.977
*note - 2pcs WALL MTG KIT - elements for length up to 2000mm, 3pcs for lengths 2000 - 3000mm required
| DM9002131 | CAP1 WHITE | Plastic cap for hiding cable inlet into ceilings, white | [11 empty] | 2.537
| DM9015089 | CAP1 CLEAR | Plastic cap for hiding cable inlet into ceilings, clear | [11 empty] | 2.537
| DM9015091 | CAP2 CLEAR | Plastic cap for hiding cable inlet into ceilings, clear | [11 empty] | 2.537
| DM9022161 | CAP4, light grey | Square decorative metal cap for hiding cable inlet into ceilings, light grey | 60 | 60 | 27 | [8 empty] | 15.265
| DM9024862 | CAP4, white | Square decorative metal cap for hiding cable inlet with suspension wire attachment point, push-in terminals 3x1x1.5mm2, white | 60 | 60 | 27 | [8 empty] | 15.265
| DM9025036 | CAP4, black | Square decorative metal cap for hiding cable inlet with suspension wire attachment point, push-in terminals 3x1x1.5mm2, black | 60 | 60 | 27 | [8 empty] | 15.265
| DM9033621 | CAP5, light grey | Square decorative metal cap for hiding cable inlet with suspension wire attachment point, push-in terminals 5x1x1.5mm2, light grey | 70 | 70 | 27 | [8 empty] | 21.156
| DM9033622 | CAP5, white | Square decorative metal cap for hiding cable inlet with suspension wire attachment point, push-in terminals 5x1x1.5mm2, white | 70 | 70 | 27 | [8 empty] | 21.156
| DM9033623 | CAP5, black | Square decorative metal cap for hiding cable inlet with suspension wire attachment point, push-in terminals 5x1x1.5mm2, black | 70 | 70 | 27 | [8 empty] | 21.156
| DM9003213 | CAP spiral cable 3x0.75 2.0m, white | Spiral cable 3x0.75mm² for suspended luminaire up to 2.0 meters, white | [11 empty] | 17.286
| DM9015093 | CAP cable 3x0.75 2.0m, white | Cable 3x0.75mm² for suspended luminaire up to 2.0 meters, white | [11 empty] | 7.568
| DM9015094 | CAP cable 3x0.75 2.0m, clear | Cable 3x0.75mm² for suspended luminaire up to 2.0 meters, transparent | [11 empty] | 15.91
| DM9016341 | CAP cable clip D6.3mm SET clear | Cable and suspension wire clip set, 4pcs. For cable diameter up to 6,3mm and wire diameter 1mm | [11 empty] | 2.752
| DM9028292 | Panel removal tool | A pair of Serpens S / Decor S panel removal tools for neat panel removal during installation | [11 empty] | 4.343
| DM9022195 | Remote Control HRC-11 | [12 empty] | 106.253
*note - remote control for PIR DALI
| DM1133293 | BLANK Decor LED (K & H series) L1000mm LL RAL9006S | Blank part kit for connecting luminaires in-line 1000mm long, 1pc | [11 empty] | 202.057
*note - indicate lenght, location and RAL colour before placing order
*note - BLANK through wiring option must meet luminaire options
| DM1130119 | Decor L LED1x1150/700 H451 T830 OP LG3 LO1 1LIN LL CORNER90 | non-dimmable, I, IP40, IK05, direct/indirect, opal polycarbonate diffuser, light grey aluminium body, for corner connection, basic version | 455 | 455 | 80 |  | 50000/L80B10 | 3 | 1756 | 14.5 | 121 | 80+ | 3000 | 245.444
| DM1130120 | Decor L LED1x1600/950 H452 T830 OP LG3 LO2 1LIN LL CORNER90 | non-dimmable, I, IP40, IK05, direct/indirect, opal polycarbonate diffuser, light grey aluminium body, for corner connection, basic version | 455 | 455 | 80 |  | 50000/L80B10 | 3 | 2394 | 20.5 | 117 | 80+ | 3000 | 245.444
| DM1130121 | Decor L LED1x2150/1300 H453 T830 OP LG3 LO3 1LIN LL CORNER90 | non-dimmable, I, IP40, IK05, direct/indirect, opal polycarbonate diffuser, light grey aluminium body, for corner connection, basic version | 455 | 455 | 80 |  | 50000/L80B10 | 3 | 3290 | 29.3 | 112 | 80+ | 3000 | 252.41
| DM1130122 | Decor L LED1x1150/700 H451 T840 OP LG3 LO1 1LIN LL CORNER90 | non-dimmable, I, IP40, IK05, direct/indirect, opal polycarbonate diffuser, light grey aluminium body, for corner connection, basic version | 455 | 455 | 80 |  | 50000/L80B10 | 3 | 1839 | 14.5 | 127 | 80+ | 4000 | 245.444
| DM1130123 | Decor L LED1x1600/950 H452 T840 OP LG3 LO2 1LIN LL CORNER90 | non-dimmable, I, IP40, IK05, direct/indirect, opal polycarbonate diffuser, light grey aluminium body, for corner connection, basic version | 455 | 455 | 80 |  | 50000/L80B10 | 3 | 2504 | 20.5 | 122 | 80+ | 4000 | 245.444
| DM1130124 | Decor L LED1x2150/1300 H453 T840 OP LG3 LO3 1LIN LL CORNER90 | non-dimmable, I, IP40, IK05, direct/indirect, opal polycarbonate diffuser, light grey aluminium body, for corner connection, basic version | 455 | 455 | 80 |  | 50000/L80B10 | 3 | 3444 | 29.3 | 118 | 80+ | 4000 | 252.41
| DM1130125 | Decor L LED1x1100/700 H451 T830 DPRZ LT80 LG3 LO1 1LIN LL CORNER90 | non-dimmable, I, IP40, IK05, direct/indirect, UGR≤19, matt micro-prismatic polycarbonate diffuser, light grey aluminium body, for corner connection, basic version | 455 | 455 | 80 |  | 50000/L80B10 | 3 | 1683 | 14.5 | 116 | 80+ | 3000 | 249.744
| DM1130126 | Decor L LED1x1500/950 H452 T830 DPRZ LT80 LG3 LO2 1LIN LL CORNER90 | non-dimmable, I, IP40, IK05, direct/indirect, UGR≤19, matt micro-prismatic polycarbonate diffuser, light grey aluminium body, for corner connection, basic version | 455 | 455 | 80 |  | 50000/L80B10 | 3 | 2294 | 20.5 | 112 | 80+ | 3000 | 249.744
| DM1130127 | Decor L LED1x2050/1300 H453 T830 DPRZ LT80 LG3 LO3 1LIN LL CORNER90 | non-dimmable, I, IP40, IK05, direct/indirect, UGR≤19, matt micro-prismatic polycarbonate diffuser, light grey aluminium body, for corner connection, basic version | 455 | 455 | 80 |  | 50000/L80B10 | 3 | 3153 | 29.3 | 108 | 80+ | 3000 | 256.753
| DM1130128 | Decor L LED1x1100/700 H451 T840 DPRZ LT80 LG3 LO1 1LIN LL CORNER90 | non-dimmable, I, IP40, IK05, direct/indirect, UGR≤19, matt micro-prismatic polycarbonate diffuser, light grey aluminium body, for corner connection, basic version | 455 | 455 | 80 |  | 50000/L80B10 | 3 | 1762 | 14.5 | 122 | 80+ | 4000 | 249.744
| DM1130129 | Decor L LED1x1500/950 H452 T840 DPRZ LT80 LG3 LO2 1LIN LL CORNER90 | non-dimmable, I, IP40, IK05, direct/indirect, UGR≤19, matt micro-prismatic polycarbonate diffuser, light grey aluminium body, for corner connection, basic version | 455 | 455 | 80 |  | 50000/L80B10 | 3 | 2400 | 20.5 | 117 | 80+ | 4000 | 249.744
| DM1130130 | Decor L LED1x2050/1300 H453 T840 DPRZ LT80 LG3 LO3 1LIN LL CORNER90 | non-dimmable, I, IP40, IK05, direct/indirect, UGR≤19, matt micro-prismatic polycarbonate diffuser, light grey aluminium body, for corner connection, basic version | 455 | 455 | 80 |  | 50000/L80B10 | 3 | 3301 | 29.3 | 113 | 80+ | 4000 | 256.753
| DM1130131 | Decor L LED1x1150/700 H451 T830 OP LG3 LO1 DALI 1LIN LL CORNER90 | DALI-dimmable, I, IP40, IK05, direct/indirect, opal polycarbonate diffuser, light grey aluminium body, for corner connection, basic version | 455 | 455 | 80 |  | 50000/L80B10 | 3 | 1756 | 14.6 | 120 | 80+ | 3000 | 360.297
| DM1130132 | Decor L LED1x1600/950 H452 T830 OP LG3 LO2 DALI 1LIN LL CORNER90 | DALI-dimmable, I, IP40, IK05, direct/indirect, opal polycarbonate diffuser, light grey aluminium body, for corner connection, basic version | 455 | 455 | 80 |  | 50000/L80B10 | 3 | 2394 | 20.5 | 117 | 80+ | 3000 | 360.297
| DM1130133 | Decor L LED1x2150/1300 H453 T830 OP LG3 LO3 DALI 1LIN LL CORNER90 | DALI-dimmable, I, IP40, IK05, direct/indirect, opal polycarbonate diffuser, light grey aluminium body, for corner connection, basic version | 455 | 455 | 80 |  | 50000/L80B10 | 3 | 3290 | 29.3 | 112 | 80+ | 3000 | 360.297
| DM1130134 | Decor L LED1x1150/700 H451 T840 OP LG3 LO1 DALI 1LIN LL CORNER90 | DALI-dimmable, I, IP40, IK05, direct/indirect, opal polycarbonate diffuser, light grey aluminium body, for corner connection, basic version | 455 | 455 | 80 |  | 50000/L80B10 | 3 | 1839 | 14.6 | 126 | 80+ | 4000 | 360.297
| DM1130135 | Decor L LED1x1600/950 H452 T840 OP LG3 LO2 DALI 1LIN LL CORNER90 | DALI-dimmable, I, IP40, IK05, direct/indirect, opal polycarbonate diffuser, light grey aluminium body, for corner connection, basic version | 455 | 455 | 80 |  | 50000/L80B10 | 3 | 2504 | 20.5 | 122 | 80+ | 4000 | 360.297
| DM1130136 | Decor L LED1x2150/1300 H453 T840 OP LG3 LO3 DALI 1LIN LL CORNER90 | DALI-dimmable, I, IP40, IK05, direct/indirect, opal polycarbonate diffuser, light grey aluminium body, for corner connection, basic version | 455 | 455 | 80 |  | 50000/L80B10 | 3 | 3444 | 29.3 | 118 | 80+ | 4000 | 360.297
| DM1130137 | Decor L LED1x1100/700 H451 T830 DPRZ LT80 LG3 LO1 DALI 1LIN LL CORNER90 | DALI-dimmable, I, IP40, IK05, direct/indirect, UGR≤19, matt micro-prismatic polycarbonate diffuser, light grey aluminium body, for corner connection, basic version | 455 | 455 | 80 |  | 50000/L80B10 | 3 | 1683 | 14.6 | 115 | 80+ | 3000 | 338.496
| DM1130138 | Decor L LED1x1500/950 H452 T830 DPRZ LT80 LG3 LO2 DALI 1LIN LL CORNER90 | DALI-dimmable, I, IP40, IK05, direct/indirect, UGR≤19, matt micro-prismatic polycarbonate diffuser, light grey aluminium body, for corner connection, basic version | 455 | 455 | 80 |  | 50000/L80B10 | 3 | 2294 | 20.5 | 112 | 80+ | 3000 | 338.496
| DM1130139 | Decor L LED1x2050/1300 H453 T830 DPRZ LT80 LG3 LO3 DALI 1LIN LL CORNER90 | DALI-dimmable, I, IP40, IK05, direct/indirect, UGR≤19, matt micro-prismatic polycarbonate diffuser, light grey aluminium body, for corner connection, basic version | 455 | 455 | 80 |  | 50000/L80B10 | 3 | 3153 | 29.3 | 108 | 80+ | 3000 | 338.496
| DM1130140 | Decor L LED1x1100/700 H451 T840 DPRZ LT80 LG3 LO1 DALI 1LIN LL CORNER90 | DALI-dimmable, I, IP40, IK05, direct/indirect, UGR≤19, matt micro-prismatic polycarbonate diffuser, light grey aluminium body, for corner connection, basic version | 455 | 455 | 80 |  | 50000/L80B10 | 3 | 1762 | 14.6 | 121 | 80+ | 4000 | 338.496
| DM1130141 | Decor L LED1x1500/950 H452 T840 DPRZ LT80 LG3 LO2 DALI 1LIN LL CORNER90 | DALI-dimmable, I, IP40, IK05, direct/indirect, UGR≤19, matt micro-prismatic polycarbonate diffuser, light grey aluminium body, for corner connection, basic version | 455 | 455 | 80 |  | 50000/L80B10 | 3 | 2400 | 20.5 | 117 | 80+ | 4000 | 338.496
| DM1130142 | Decor L LED1x2050/1300 H453 T840 DPRZ LT80 LG3 LO3 DALI 1LIN LL CORNER90 | DALI-dimmable, I, IP40, IK05, direct/indirect, UGR≤19, matt micro-prismatic polycarbonate diffuser, light grey aluminium body, for corner connection, basic version | 455 | 455 | 80 |  | 50000/L80B10 | 3 | 3301 | 29.3 | 113 | 80+ | 4000 | 338.496
Available options:
|  | T830 | Colour temperature 3000K, CRI 80+
|  | T840 | Colour temperature 4000K, CRI 80+
|  | DALI | Driver with DALI interface and switch-control dimming | [11 empty] | 55
*note - for DALI LIN option wires are 2x0.5mm2
|  | EAIRB-M | Master luminaire with integrated smart sensor and driver with wireless communication and grouping possibilities for lighting control | [11 empty] | 197.7687
*note - ingress protection IP20
*note - For option EAIRB luminaire housing is 65mm longer
*note - the EAIRB sensor are positioned in the end of the luminaire for lengths up to 1800mm, and in the middle of the luminaire for lengths over 1800mm
|  | EAIRB-S | Slave luminaire with integrated EAIR type driver for lighting control | [11 empty] | 84.9483
*note - max system size 1x EAIRB-M + 3x EAIRB-S
*note - max wire lenght from EAIRB-M to last EAIRB-S - 11 meters
|  | BLT | Integrated wireless control unit and driver for lighting control via mobile device (via Bluetooth) | [11 empty] | 313.7193
|  | KRBLT | Integrated wireless control unit and driver for lighting control via mobile device (KR system app), on/off | [11 empty] | 126.248
|  | KRBLT DALI | Integrated wireless control unit and driver for lighting control via mobile device (KR system app), DALI with integrated PS | [11 empty] | 236.07
|  | 1LIN | Through wiring single phase d=1.5 mm² with two push-in terminal blocks (for luminaire lengths up to 1700mm) | [11 empty] | 8.643
|  | 2LIN | Through wiring two phases d=1.5 mm² with two push-in terminal blocks (for luminaire lengths up to 1700mm) | [11 empty] | 10.234
|  | 3LIN | Through wiring three phases d=1.5 mm² with two push-in terminal blocks (for luminaire lengths up to 1700mm) | [11 empty] | 11.868
|  | CBF3-2.0m clear | Cable 3x0.75mm² for suspended luminaire up to 2.0 meters, transparent | [11 empty] | 17.286
|  | CBF3-3.0m clear | Cable 3x0.75mm² for suspended luminaire up to 3.0 meters, transparent | [11 empty] | 18.662
|  | CBF5-2.0m clear | Cable 5x0.75mm² for suspended luminaire up to 2.0 meters, transparent | [11 empty] | 21.629
|  | CBF5-3.0m clear | Cable 5x0.75mm² for suspended luminaire up to 3.0 meters, transparent | [11 empty] | 29.799
*note - for suspended luminaires it is recommended to use one of CBF option for easier mounting
|  | 2G | Strain relief for power supply cable, 2pcs | [11 empty] | 1.849
|  | SUS | Suspended version | [11 empty] | 5.289
*note - for suspended luminaires it is recommended to use one of CBF3 option for easier mounting
|  | RAL9003S | RAL 9003S colour
|  | RAL9005S | RAL 9005S colour
|  | RAL (price/m, QNT. >10) | RAL colour, standard list | [11 empty] | 32.981
|  | RAL (price/m, QNT. ≤10) | RAL colour, standard list | [11 empty] | 98.556
Available accessories:
| DM9002149 | Suspension MTG KIT SUSI | Suspension wire set "I" type, 1.5m adjustable, 1pcs | [11 empty] | 12.728
*note - 2pcs MTG SUSI KIT for length up to 2000mm, 3pcs MTG SUSI KIT for lengths 2000 - 3000mm
*note - SUS option is required
| DM9030457 | WALL MTG KIT - Decor L/LP LED RAL9006S (P) | Support bracket for luminaire installation onto wall. Decor L/LP LED, 1pcs | [11 empty] | 5.977
*note - 2pcs WALL MTG KIT - elements for length up to 2000mm, 3pcs for lengths 2000 - 3000mm required
| DM9002131 | CAP1 WHITE | Plastic cap for hiding cable inlet into ceilings, white | [11 empty] | 2.537
| DM9015089 | CAP1 CLEAR | Plastic cap for hiding cable inlet into ceilings, clear | [11 empty] | 2.537
| DM9015091 | CAP2 CLEAR | Plastic cap for hiding cable inlet into ceilings, clear | [11 empty] | 2.537
| DM9022161 | CAP4, light grey | Square decorative metal cap for hiding cable inlet into ceilings, light grey | 60 | 60 | 27 | [8 empty] | 15.265
| DM9024862 | CAP4, white | Square decorative metal cap for hiding cable inlet with suspension wire attachment point, push-in terminals 3x1x1.5mm2, white | 60 | 60 | 27 | [8 empty] | 15.265
| DM9025036 | CAP4, black | Square decorative metal cap for hiding cable inlet with suspension wire attachment point, push-in terminals 3x1x1.5mm2, black | 60 | 60 | 27 | [8 empty] | 15.265
| DM9033621 | CAP5, light grey | Square decorative metal cap for hiding cable inlet with suspension wire attachment point, push-in terminals 5x1x1.5mm2, light grey | 70 | 70 | 27 | [8 empty] | 21.156
| DM9033622 | CAP5, white | Square decorative metal cap for hiding cable inlet with suspension wire attachment point, push-in terminals 5x1x1.5mm2, white | 70 | 70 | 27 | [8 empty] | 21.156
| DM9033623 | CAP5, black | Square decorative metal cap for hiding cable inlet with suspension wire attachment point, push-in terminals 5x1x1.5mm2, black | 70 | 70 | 27 | [8 empty] | 21.156
| DM9003213 | CAP spiral cable 3x0.75 2.0m, white | Spiral cable 3x0.75mm² for suspended luminaire up to 2.0 meters, white | [11 empty] | 17.286
| DM9015093 | CAP cable 3x0.75 2.0m, white | Cable 3x0.75mm² for suspended luminaire up to 2.0 meters, white | [11 empty] | 7.568
| DM9015094 | CAP cable 3x0.75 2.0m, clear | Cable 3x0.75mm² for suspended luminaire up to 2.0 meters, transparent | [11 empty] | 15.91
| DM9016341 | CAP cable clip D6.3mm SET clear | Cable and suspension wire clip set, 4pcs. For cable diameter up to 6,3mm and wire diameter 1mm | [11 empty] | 2.752
| DM1129074 | Decor LP LED1x3050/1400 K186 T830 WMC LG3 LO1 | non-dimmable, I, IP40, IK05, UGR≤16, direct/indirect, double parabolic reflector, light grey aluminium body | 1136 | 59 | 80 |  | 100000/L80B10 | 3 | 4227 | 25.4 | 166.4173 | 80+ | 3000 | 338.496
| DM1129075 | Decor LP LED1x3750/1750 K187 T830 WMC LG3 LO2 | non-dimmable, I, IP40, IK05, UGR≤16, direct/indirect, double parabolic reflector, light grey aluminium body | 1136 | 59 | 80 |  | 100000/L80B10 | 3 | 4533 | 27.7 | 163.6462 | 80+ | 3000 | 338.496
| DM1129076 | Decor LP LED1x4400/2050 K188 T830 WMC LG3 LO3 | non-dimmable, I, IP40, IK05, UGR≤16, direct/indirect, double parabolic reflector, light grey aluminium body | 1136 | 59 | 80 |  | 100000/L80B10 | 3 | 4827 | 29.7 | 162.5253 | 80+ | 3000 | 338.496
| DM1129077 | Decor LP LED1x5100/2350 K189 T830 WMC LG3 LO4 | non-dimmable, I, IP40, IK05, UGR≤16, direct/indirect, double parabolic reflector, light grey aluminium body | 1136 | 59 | 80 |  | 100000/L80B10 | 3 | 5798 | 36.4 | 159.2857 | 80+ | 3000 | 345.548
| DM1129078 | Decor LP LED1x3800/1700 K190 T830 WMC LG3 LO1 | non-dimmable, I, IP40, IK05, UGR≤16, direct/indirect, double parabolic reflector, light grey aluminium body | 1416 | 59 | 80 |  | 100000/L80B10 | 3 | 5164 | 31.9 | 161.8809 | 80+ | 3000 | 403.641
| DM1129079 | Decor LP LED1x4650/2100 K191 T830 WMC LG3 LO2 | non-dimmable, I, IP40, IK05, UGR≤16, direct/indirect, double parabolic reflector, light grey aluminium body | 1416 | 59 | 80 |  | 100000/L80B10 | 3 | 5531 | 34.4 | 160.7849 | 80+ | 3000 | 403.641
| DM1129080 | Decor LP LED1x5500/2450 K192 T830 WMC LG3 LO3 | non-dimmable, I, IP40, IK05, UGR≤16, direct/indirect, double parabolic reflector, light grey aluminium body | 1416 | 59 | 80 |  | 100000/L80B10 | 3 | 6535 | 41.7 | 156.7146 | 80+ | 3000 | 410.693
| DM1129081 | Decor LP LED1x6400/2850 K193 T830 WMC LG3 LO4 | non-dimmable, I, IP40, IK05, UGR≤16, direct/indirect, double parabolic reflector, light grey aluminium body | 1416 | 59 | 80 |  | 100000/L80B10 | 3 | 8785 | 56 | 156.875 | 80+ | 3000 | 410.693
| DM1129082 | Decor LP LED1x6050/2800 K194 T830 WMC LG3 LO1 | non-dimmable, I, IP40, IK05, UGR≤16, direct/indirect, double parabolic reflector, light grey aluminium body | 2256 | 59 | 80 |  | 100000/L80B10 | 3 | 8454 | 49.7 | 170.1006 | 80+ | 3000 | 621.995
| DM1129083 | Decor LP LED1x7450/3450 K195 T830 WMC LG3 LO2 | non-dimmable, I, IP40, IK05, UGR≤16, direct/indirect, double parabolic reflector, light grey aluminium body | 2256 | 59 | 80 |  | 100000/L80B10 | 3 | 10406 | 62.1 | 167.5684 | 80+ | 3000 | 621.995
| DM1129084 | Decor LP LED1x8800/4100 K196 T830 WMC LG3 LO3 | non-dimmable, I, IP40, IK05, UGR≤16, direct/indirect, double parabolic reflector, light grey aluminium body | 2256 | 59 | 80 |  | 100000/L80B10 | 3 | 12296 | 75.3 | 163.2935 | 80+ | 3000 | 621.995
| DM1129085 | Decor LP LED1x10200/4700 K197 T830 WMC LG3 LO4 | non-dimmable, I, IP40, IK05, UGR≤16, direct/indirect, double parabolic reflector, light grey aluminium body | 2256 | 59 | 80 |  | 100000/L80B10 | 3 | 14237 | 88.9 | 160.1462 | 80+ | 3000 | 633.304
| DM1129086 | Decor LP LED1x7550/3400 K198 T830 WMC LG3 LO1 | non-dimmable, I, IP40, IK05, UGR≤16, direct/indirect, double parabolic reflector, light grey aluminium body | 2816 | 59 | 80 |  | 100000/L80B10 | 3 | 10432 | 61.3 | 170.1794 | 80+ | 3000 | 753.446
| DM1129087 | Decor LP LED1x9300/4150 K199 T830 WMC LG3 LO2 | non-dimmable, I, IP40, IK05, UGR≤16, direct/indirect, double parabolic reflector, light grey aluminium body | 2816 | 59 | 80 |  | 100000/L80B10 | 3 | 12842 | 77.5 | 165.7032 | 80+ | 3000 | 753.446
| DM1129088 | Decor LP LED1x11000/4900 K200 T830 WMC LG3 LO3 | non-dimmable, I, IP40, IK05, UGR≤16, direct/indirect, double parabolic reflector, light grey aluminium body | 2816 | 59 | 80 |  | 100000/L80B10 | 3 | 15175 | 94 | 161.4362 | 80+ | 3000 | 764.497
| DM1129089 | Decor LP LED1x12750/5650 K201 T830 WMC LG3 LO4 | non-dimmable, I, IP40, IK05, UGR≤16, direct/indirect, double parabolic reflector, light grey aluminium body | 2816 | 59 | 80 |  | 100000/L80B10 | 3 | 17570 | 110.8 | 158.574 | 80+ | 3000 | 764.497
| DM1129090 | Decor LP LED1x3050/1400 K186 T840 WMC LG3 LO1 | non-dimmable, I, IP40, IK05, UGR≤16, direct/indirect, double parabolic reflector, light grey aluminium body | 1136 | 59 | 80 |  | 100000/L80B10 | 3 | 4414 | 25.4 | 173.7795 | 80+ | 4000 | 338.496
| DM1129091 | Decor LP LED1x3750/1750 K187 T840 WMC LG3 LO2 | non-dimmable, I, IP40, IK05, UGR≤16, direct/indirect, double parabolic reflector, light grey aluminium body | 1136 | 59 | 80 |  | 100000/L80B10 | 3 | 5433 | 32.1 | 169.2523 | 80+ | 4000 | 338.496
| DM1129092 | Decor LP LED1x4400/2050 K188 T840 WMC LG3 LO3 | non-dimmable, I, IP40, IK05, UGR≤16, direct/indirect, double parabolic reflector, light grey aluminium body | 1136 | 59 | 80 |  | 100000/L80B10 | 3 | 6421 | 38.5 | 166.7792 | 80+ | 4000 | 338.496
| DM1129093 | Decor LP LED1x5100/2350 K189 T840 WMC LG3 LO4 | non-dimmable, I, IP40, IK05, UGR≤16, direct/indirect, double parabolic reflector, light grey aluminium body | 1136 | 59 | 80 |  | 100000/L80B10 | 3 | 7434 | 45.4 | 163.7445 | 80+ | 4000 | 345.548
| DM1129094 | Decor LP LED1x3800/1700 K190 T840 WMC LG3 LO1 | non-dimmable, I, IP40, IK05, UGR≤16, direct/indirect, double parabolic reflector, light grey aluminium body | 1416 | 59 | 80 |  | 100000/L80B10 | 3 | 5447 | 31.3 | 174.0256 | 80+ | 4000 | 403.641
| DM1129095 | Decor LP LED1x4650/2100 K191 T840 WMC LG3 LO2 | non-dimmable, I, IP40, IK05, UGR≤16, direct/indirect, double parabolic reflector, light grey aluminium body | 1416 | 59 | 80 |  | 100000/L80B10 | 3 | 6705 | 39.1 | 171.4834 | 80+ | 4000 | 403.641
| DM1129096 | Decor LP LED1x5500/2450 K192 T840 WMC LG3 LO3 | non-dimmable, I, IP40, IK05, UGR≤16, direct/indirect, double parabolic reflector, light grey aluminium body | 1416 | 59 | 80 |  | 100000/L80B10 | 3 | 7924 | 47.4 | 167.173 | 80+ | 4000 | 410.693
| DM1129097 | Decor LP LED1x6400/2850 K193 T840 WMC LG3 LO4 | non-dimmable, I, IP40, IK05, UGR≤16, direct/indirect, double parabolic reflector, light grey aluminium body | 1416 | 59 | 80 |  | 100000/L80B10 | 3 | 9174 | 55.3 | 165.8951 | 80+ | 4000 | 410.693
| DM1129098 | Decor LP LED1x6050/2800 K194 T840 WMC LG3 LO1 | non-dimmable, I, IP40, IK05, UGR≤16, direct/indirect, double parabolic reflector, light grey aluminium body | 2256 | 59 | 80 |  | 100000/L80B10 | 3 | 8829 | 49.7 | 177.6459 | 80+ | 4000 | 621.995
| DM1129099 | Decor LP LED1x7450/3450 K195 T840 WMC LG3 LO2 | non-dimmable, I, IP40, IK05, UGR≤16, direct/indirect, double parabolic reflector, light grey aluminium body | 2256 | 59 | 80 |  | 100000/L80B10 | 3 | 10867 | 62.1 | 174.9919 | 80+ | 4000 | 621.995
| DM1129100 | Decor LP LED1x8800/4100 K196 T840 WMC LG3 LO3 | non-dimmable, I, IP40, IK05, UGR≤16, direct/indirect, double parabolic reflector, light grey aluminium body | 2256 | 59 | 80 |  | 100000/L80B10 | 3 | 12842 | 75.3 | 170.5445 | 80+ | 4000 | 621.995
| DM1129101 | Decor LP LED1x10200/4700 K197 T840 WMC LG3 LO4 | non-dimmable, I, IP40, IK05, UGR≤16, direct/indirect, double parabolic reflector, light grey aluminium body | 2256 | 59 | 80 |  | 100000/L80B10 | 3 | 14868 | 88.9 | 167.2441 | 80+ | 4000 | 633.304
| DM1129102 | Decor LP LED1x7550/3400 K198 T840 WMC LG3 LO1 | non-dimmable, I, IP40, IK05, UGR≤16, direct/indirect, double parabolic reflector, light grey aluminium body | 2816 | 59 | 80 |  | 100000/L80B10 | 3 | 10895 | 60.6 | 179.7855 | 80+ | 4000 | 753.446
| DM1129103 | Decor LP LED1x9300/4150 K199 T840 WMC LG3 LO2 | non-dimmable, I, IP40, IK05, UGR≤16, direct/indirect, double parabolic reflector, light grey aluminium body | 2816 | 59 | 80 |  | 100000/L80B10 | 3 | 13411 | 76.5 | 175.3072 | 80+ | 4000 | 753.446
| DM1129104 | Decor LP LED1x11000/4900 K200 T840 WMC LG3 LO3 | non-dimmable, I, IP40, IK05, UGR≤16, direct/indirect, double parabolic reflector, light grey aluminium body | 2816 | 59 | 80 |  | 100000/L80B10 | 3 | 15847 | 92.8 | 170.7651 | 80+ | 4000 | 764.497
| DM1129105 | Decor LP LED1x12750/5650 K201 T840 WMC LG3 LO4 | non-dimmable, I, IP40, IK05, UGR≤16, direct/indirect, double parabolic reflector, light grey aluminium body | 2816 | 59 | 80 |  | 100000/L80B10 | 3 | 18348 | 109.5 | 167.5616 | 80+ | 4000 | 764.497
| DM1129106 | Decor LP LED1x2600/1400 K186 T830 BMC LG3 LO1 | non-dimmable, I, IP40, IK05, UGR≤16, direct/indirect, double parabolic reflector, light grey aluminium body | 1136 | 59 | 80 |  | 100000/L80B10 | 3 | 3827 | 25.4 | 150.6693 | 80+ | 3000 | 338.496
| DM1129107 | Decor LP LED1x3200/1750 K187 T830 BMC LG3 LO2 | non-dimmable, I, IP40, IK05, UGR≤16, direct/indirect, double parabolic reflector, light grey aluminium body | 1136 | 59 | 80 |  | 100000/L80B10 | 3 | 4133 | 27.7 | 149.2058 | 80+ | 3000 | 338.496
| DM1129108 | Decor LP LED1x3800/2050 K188 T830 BMC LG3 LO3 | non-dimmable, I, IP40, IK05, UGR≤16, direct/indirect, double parabolic reflector, light grey aluminium body | 1136 | 59 | 80 |  | 100000/L80B10 | 3 | 4427 | 29.7 | 149.0572 | 80+ | 3000 | 338.496
| DM1129109 | Decor LP LED1x4400/2350 K189 T830 BMC LG3 LO4 | non-dimmable, I, IP40, IK05, UGR≤16, direct/indirect, double parabolic reflector, light grey aluminium body | 1136 | 59 | 80 |  | 100000/L80B10 | 3 | 5306 | 36.4 | 145.7692 | 80+ | 3000 | 345.548
| DM1129110 | Decor LP LED1x3250/1700 K190 T830 BMC LG3 LO1 | non-dimmable, I, IP40, IK05, UGR≤16, direct/indirect, double parabolic reflector, light grey aluminium body | 1416 | 59 | 80 |  | 100000/L80B10 | 3 | 4672 | 31.9 | 146.4577 | 80+ | 3000 | 403.641
| DM1129111 | Decor LP LED1x4000/2100 K191 T830 BMC LG3 LO2 | non-dimmable, I, IP40, IK05, UGR≤16, direct/indirect, double parabolic reflector, light grey aluminium body | 1416 | 59 | 80 |  | 100000/L80B10 | 3 | 5039 | 34.4 | 146.4826 | 80+ | 3000 | 403.641
| DM1129112 | Decor LP LED1x4750/2450 K192 T830 BMC LG3 LO3 | non-dimmable, I, IP40, IK05, UGR≤16, direct/indirect, double parabolic reflector, light grey aluminium body | 1416 | 59 | 80 |  | 100000/L80B10 | 3 | 5952 | 41.7 | 142.7338 | 80+ | 3000 | 410.693
| DM1129113 | Decor LP LED1x5500/2850 K193 T830 BMC LG3 LO4 | non-dimmable, I, IP40, IK05, UGR≤16, direct/indirect, double parabolic reflector, light grey aluminium body | 1416 | 59 | 80 |  | 100000/L80B10 | 3 | 7941 | 56 | 141.8036 | 80+ | 3000 | 410.693
| DM1129114 | Decor LP LED1x5200/2800 K194 T830 BMC LG3 LO1 | non-dimmable, I, IP40, IK05, UGR≤16, direct/indirect, double parabolic reflector, light grey aluminium body | 2256 | 59 | 80 |  | 100000/L80B10 | 3 | 7654 | 49.7 | 154.004 | 80+ | 3000 | 621.995
| DM1129115 | Decor LP LED1x6400/3450 K195 T830 BMC LG3 LO2 | non-dimmable, I, IP40, IK05, UGR≤16, direct/indirect, double parabolic reflector, light grey aluminium body | 2256 | 59 | 80 |  | 100000/L80B10 | 3 | 9421 | 62.1 | 151.7069 | 80+ | 3000 | 621.995
| DM1129116 | Decor LP LED1x7600/4100 K196 T830 BMC LG3 LO3 | non-dimmable, I, IP40, IK05, UGR≤16, direct/indirect, double parabolic reflector, light grey aluminium body | 2256 | 59 | 80 |  | 100000/L80B10 | 3 | 11131 | 75.3 | 147.822 | 80+ | 3000 | 621.995
| DM1129117 | Decor LP LED1x8800/4700 K197 T830 BMC LG3 LO4 | non-dimmable, I, IP40, IK05, UGR≤16, direct/indirect, double parabolic reflector, light grey aluminium body | 2256 | 59 | 80 |  | 100000/L80B10 | 3 | 12887 | 88.9 | 144.9606 | 80+ | 3000 | 633.304
| DM1129118 | Decor LP LED1x6500/3400 K198 T830 BMC LG3 LO1 | non-dimmable, I, IP40, IK05, UGR≤16, direct/indirect, double parabolic reflector, light grey aluminium body | 2816 | 59 | 80 |  | 100000/L80B10 | 3 | 9433 | 61.3 | 153.8825 | 80+ | 3000 | 753.446
| DM1129119 | Decor LP LED1x8000/4150 K199 T830 BMC LG3 LO2 | non-dimmable, I, IP40, IK05, UGR≤16, direct/indirect, double parabolic reflector, light grey aluminium body | 2816 | 59 | 80 |  | 100000/L80B10 | 3 | 11611 | 77.5 | 149.8194 | 80+ | 3000 | 753.446
| DM1129120 | Decor LP LED1x9500/4900 K200 T830 BMC LG3 LO3 | non-dimmable, I, IP40, IK05, UGR≤16, direct/indirect, double parabolic reflector, light grey aluminium body | 2816 | 59 | 80 |  | 100000/L80B10 | 3 | 13719 | 94 | 145.9468 | 80+ | 3000 | 764.497
| DM1129121 | Decor LP LED1x11000/5650 K201 T830 BMC LG3 LO4 | non-dimmable, I, IP40, IK05, UGR≤16, direct/indirect, double parabolic reflector, light grey aluminium body | 2816 | 59 | 80 |  | 100000/L80B10 | 3 | 15883 | 110.8 | 143.3484 | 80+ | 3000 | 764.497
| DM1129122 | Decor LP LED1x2600/1400 K186 T840 BMC LG3 LO1 | non-dimmable, I, IP40, IK05, UGR≤16, direct/indirect, double parabolic reflector, light grey aluminium body | 1136 | 59 | 80 |  | 100000/L80B10 | 3 | 3998 | 25.4 | 157.4016 | 80+ | 4000 | 338.496
| DM1129123 | Decor LP LED1x3200/1750 K187 T840 BMC LG3 LO2 | non-dimmable, I, IP40, IK05, UGR≤16, direct/indirect, double parabolic reflector, light grey aluminium body | 1136 | 59 | 80 |  | 100000/L80B10 | 3 | 4920 | 32.1 | 153.271 | 80+ | 4000 | 338.496
| DM1129124 | Decor LP LED1x3800/2050 K188 T840 BMC LG3 LO3 | non-dimmable, I, IP40, IK05, UGR≤16, direct/indirect, double parabolic reflector, light grey aluminium body | 1136 | 59 | 80 |  | 100000/L80B10 | 3 | 5814 | 38.5 | 151.013 | 80+ | 4000 | 338.496
| DM1129125 | Decor LP LED1x4400/2350 K189 T840 BMC LG3 LO4 | non-dimmable, I, IP40, IK05, UGR≤16, direct/indirect, double parabolic reflector, light grey aluminium body | 1136 | 59 | 80 |  | 100000/L80B10 | 3 | 6730 | 45.4 | 148.2379 | 80+ | 4000 | 345.548
| DM1129126 | Decor LP LED1x3250/1700 K190 T840 BMC LG3 LO1 | non-dimmable, I, IP40, IK05, UGR≤16, direct/indirect, double parabolic reflector, light grey aluminium body | 1416 | 59 | 80 |  | 100000/L80B10 | 3 | 4926 | 31.3 | 157.3802 | 80+ | 4000 | 403.641
| DM1129127 | Decor LP LED1x4000/2100 K191 T840 BMC LG3 LO2 | non-dimmable, I, IP40, IK05, UGR≤16, direct/indirect, double parabolic reflector, light grey aluminium body | 1416 | 59 | 80 |  | 100000/L80B10 | 3 | 6063 | 39.1 | 155.0639 | 80+ | 4000 | 403.641
| DM1129128 | Decor LP LED1x4750/2450 K192 T840 BMC LG3 LO3 | non-dimmable, I, IP40, IK05, UGR≤16, direct/indirect, double parabolic reflector, light grey aluminium body | 1416 | 59 | 80 |  | 100000/L80B10 | 3 | 7164 | 47.4 | 151.1392 | 80+ | 4000 | 410.693
| DM1129129 | Decor LP LED1x5500/2850 K193 T840 BMC LG3 LO4 | non-dimmable, I, IP40, IK05, UGR≤16, direct/indirect, double parabolic reflector, light grey aluminium body | 1416 | 59 | 80 |  | 100000/L80B10 | 3 | 8294 | 55.3 | 149.9819 | 80+ | 4000 | 410.693
| DM1129130 | Decor LP LED1x5200/2800 K194 T840 BMC LG3 LO1 | non-dimmable, I, IP40, IK05, UGR≤16, direct/indirect, double parabolic reflector, light grey aluminium body | 2256 | 59 | 80 |  | 100000/L80B10 | 3 | 7995 | 49.7 | 160.8652 | 80+ | 4000 | 621.995
| DM1129131 | Decor LP LED1x6400/3450 K195 T840 BMC LG3 LO2 | non-dimmable, I, IP40, IK05, UGR≤16, direct/indirect, double parabolic reflector, light grey aluminium body | 2256 | 59 | 80 |  | 100000/L80B10 | 3 | 9840 | 62.1 | 158.4541 | 80+ | 4000 | 621.995
| DM1129132 | Decor LP LED1x7600/4100 K196 T840 BMC LG3 LO3 | non-dimmable, I, IP40, IK05, UGR≤16, direct/indirect, double parabolic reflector, light grey aluminium body | 2256 | 59 | 80 |  | 100000/L80B10 | 3 | 11626 | 75.3 | 154.3958 | 80+ | 4000 | 621.995
| DM1129133 | Decor LP LED1x8800/4700 K197 T840 BMC LG3 LO4 | non-dimmable, I, IP40, IK05, UGR≤16, direct/indirect, double parabolic reflector, light grey aluminium body | 2256 | 59 | 80 |  | 100000/L80B10 | 3 | 13460 | 88.9 | 151.4061 | 80+ | 4000 | 633.304
| DM1129134 | Decor LP LED1x6500/3400 K198 T840 BMC LG3 LO1 | non-dimmable, I, IP40, IK05, UGR≤16, direct/indirect, double parabolic reflector, light grey aluminium body | 2816 | 59 | 80 |  | 100000/L80B10 | 3 | 9853 | 60.6 | 162.5908 | 80+ | 4000 | 753.446
| DM1129135 | Decor LP LED1x8000/4150 K199 T840 BMC LG3 LO2 | non-dimmable, I, IP40, IK05, UGR≤16, direct/indirect, double parabolic reflector, light grey aluminium body | 2816 | 59 | 80 |  | 100000/L80B10 | 3 | 12127 | 76.5 | 158.5229 | 80+ | 4000 | 753.446
| DM1129136 | Decor LP LED1x9500/4900 K200 T840 BMC LG3 LO3 | non-dimmable, I, IP40, IK05, UGR≤16, direct/indirect, double parabolic reflector, light grey aluminium body | 2816 | 59 | 80 |  | 100000/L80B10 | 3 | 14328 | 92.8 | 154.3966 | 80+ | 4000 | 764.497
| DM1129137 | Decor LP LED1x11000/5650 K201 T840 BMC LG3 LO4 | non-dimmable, I, IP40, IK05, UGR≤16, direct/indirect, double parabolic reflector, light grey aluminium body | 2816 | 59 | 80 |  | 100000/L80B10 | 3 | 16588 | 109.5 | 151.4886 | 80+ | 4000 | 764.497
| DM1129138 | Decor LP LED1x3050/1400 K186 T830 WMC LG3 LO1 1LIN L | non-dimmable, I, IP40, IK05, UGR≤16, direct/indirect, double parabolic reflector, light grey aluminium body, for in-line connection, first/end luminaire | 1128 | 59 | 80 |  | 100000/L80B10 | 3 | 4227 | 25.4 | 166.4173 | 80+ | 3000 | 352.299
| DM1129139 | Decor LP LED1x3750/1750 K187 T830 WMC LG3 LO2 1LIN L | non-dimmable, I, IP40, IK05, UGR≤16, direct/indirect, double parabolic reflector, light grey aluminium body, for in-line connection, first/end luminaire | 1128 | 59 | 80 |  | 100000/L80B10 | 3 | 4533 | 27.7 | 163.6462 | 80+ | 3000 | 352.299
| DM1129140 | Decor LP LED1x4400/2050 K188 T830 WMC LG3 LO3 1LIN L | non-dimmable, I, IP40, IK05, UGR≤16, direct/indirect, double parabolic reflector, light grey aluminium body, for in-line connection, first/end luminaire | 1128 | 59 | 80 |  | 100000/L80B10 | 3 | 4827 | 29.7 | 162.5253 | 80+ | 3000 | 352.299
| DM1129141 | Decor LP LED1x5100/2350 K189 T830 WMC LG3 LO4 1LIN L | non-dimmable, I, IP40, IK05, UGR≤16, direct/indirect, double parabolic reflector, light grey aluminium body, for in-line connection, first/end luminaire | 1128 | 59 | 80 |  | 100000/L80B10 | 3 | 5798 | 36.4 | 159.2857 | 80+ | 3000 | 359.394
| DM1129142 | Decor LP LED1x3800/1700 K190 T830 WMC LG3 LO1 1LIN L | non-dimmable, I, IP40, IK05, UGR≤16, direct/indirect, double parabolic reflector, light grey aluminium body, for in-line connection, first/end luminaire | 1128 | 59 | 80 |  | 100000/L80B10 | 3 | 5164 | 31.9 | 161.8809 | 80+ | 3000 | 417.659
| DM1129143 | Decor LP LED1x4650/2100 K191 T830 WMC LG3 LO2 1LIN L | non-dimmable, I, IP40, IK05, UGR≤16, direct/indirect, double parabolic reflector, light grey aluminium body, for in-line connection, first/end luminaire | 1128 | 59 | 80 |  | 100000/L80B10 | 3 | 5531 | 34.4 | 160.7849 | 80+ | 3000 | 417.659
| DM1129144 | Decor LP LED1x5500/2450 K192 T830 WMC LG3 LO3 1LIN L | non-dimmable, I, IP40, IK05, UGR≤16, direct/indirect, double parabolic reflector, light grey aluminium body, for in-line connection, first/end luminaire | 1128 | 59 | 80 |  | 100000/L80B10 | 3 | 6535 | 41.7 | 156.7146 | 80+ | 3000 | 424.496
| DM1129145 | Decor LP LED1x6400/2850 K193 T830 WMC LG3 LO4 1LIN L | non-dimmable, I, IP40, IK05, UGR≤16, direct/indirect, double parabolic reflector, light grey aluminium body, for in-line connection, first/end luminaire | 1128 | 59 | 80 |  | 100000/L80B10 | 3 | 7588 | 56 | 135.5 | 80+ | 3000 | 424.496
| DM1129146 | Decor LP LED1x6050/2800 K194 T830 WMC LG3 LO1 1LIN L | non-dimmable, I, IP40, IK05, UGR≤16, direct/indirect, double parabolic reflector, light grey aluminium body, for in-line connection, first/end luminaire | 1128 | 59 | 80 |  | 100000/L80B10 | 3 | 8454 | 49.7 | 170.1006 | 80+ | 3000 | 639.496
| DM1129147 | Decor LP LED1x7450/3450 K195 T830 WMC LG3 LO2 1LIN L | non-dimmable, I, IP40, IK05, UGR≤16, direct/indirect, double parabolic reflector, light grey aluminium body, for in-line connection, first/end luminaire | 1128 | 59 | 80 |  | 100000/L80B10 | 3 | 10406 | 62.1 | 167.5684 | 80+ | 3000 | 639.496
| DM1129148 | Decor LP LED1x8800/4100 K196 T830 WMC LG3 LO3 1LIN L | non-dimmable, I, IP40, IK05, UGR≤16, direct/indirect, double parabolic reflector, light grey aluminium body, for in-line connection, first/end luminaire | 1128 | 59 | 80 |  | 100000/L80B10 | 3 | 12296 | 75.3 | 163.2935 | 80+ | 3000 | 639.496
| DM1129149 | Decor LP LED1x10200/4700 K197 T830 WMC LG3 LO4 1LIN L | non-dimmable, I, IP40, IK05, UGR≤16, direct/indirect, double parabolic reflector, light grey aluminium body, for in-line connection, first/end luminaire | 1128 | 59 | 80 |  | 100000/L80B10 | 3 | 14237 | 88.9 | 160.1462 | 80+ | 3000 | 650.805
| DM1129150 | Decor LP LED1x7550/3400 K198 T830 WMC LG3 LO1 1LIN L | non-dimmable, I, IP40, IK05, UGR≤16, direct/indirect, double parabolic reflector, light grey aluminium body, for in-line connection, first/end luminaire | 1408 | 59 | 80 |  | 100000/L80B10 | 3 | 10432 | 61.3 | 170.1794 | 80+ | 3000 | 769.786
| DM1129151 | Decor LP LED1x9300/4150 K199 T830 WMC LG3 LO2 1LIN L | non-dimmable, I, IP40, IK05, UGR≤16, direct/indirect, double parabolic reflector, light grey aluminium body, for in-line connection, first/end luminaire | 1408 | 59 | 80 |  | 100000/L80B10 | 3 | 12842 | 77.5 | 165.7032 | 80+ | 3000 | 769.786
| DM1129152 | Decor LP LED1x11000/4900 K200 T830 WMC LG3 LO3 1LIN L | non-dimmable, I, IP40, IK05, UGR≤16, direct/indirect, double parabolic reflector, light grey aluminium body, for in-line connection, first/end luminaire | 1408 | 59 | 80 |  | 100000/L80B10 | 3 | 15175 | 94 | 161.4362 | 80+ | 3000 | 781.138
| DM1129153 | Decor LP LED1x12750/5650 K201 T830 WMC LG3 LO4 1LIN L | non-dimmable, I, IP40, IK05, UGR≤16, direct/indirect, double parabolic reflector, light grey aluminium body, for in-line connection, first/end luminaire | 1408 | 59 | 80 |  | 100000/L80B10 | 3 | 17570 | 110.8 | 158.574 | 80+ | 3000 | 781.138
| DM1129154 | Decor LP LED1x3050/1400 K186 T840 WMC LG3 LO1 1LIN L | non-dimmable, I, IP40, IK05, UGR≤16, direct/indirect, double parabolic reflector, light grey aluminium body, for in-line connection, first/end luminaire | 1408 | 59 | 80 |  | 100000/L80B10 | 3 | 4414 | 25.4 | 173.7795 | 80+ | 4000 | 352.299
| DM1129155 | Decor LP LED1x3750/1750 K187 T840 WMC LG3 LO2 1LIN L | non-dimmable, I, IP40, IK05, UGR≤16, direct/indirect, double parabolic reflector, light grey aluminium body, for in-line connection, first/end luminaire | 1408 | 59 | 80 |  | 100000/L80B10 | 3 | 5433 | 32.1 | 169.2523 | 80+ | 4000 | 352.299
| DM1129156 | Decor LP LED1x4400/2050 K188 T840 WMC LG3 LO3 1LIN L | non-dimmable, I, IP40, IK05, UGR≤16, direct/indirect, double parabolic reflector, light grey aluminium body, for in-line connection, first/end luminaire | 1408 | 59 | 80 |  | 100000/L80B10 | 3 | 6421 | 38.5 | 166.7792 | 80+ | 4000 | 352.299
| DM1129157 | Decor LP LED1x5100/2350 K189 T840 WMC LG3 LO4 1LIN L | non-dimmable, I, IP40, IK05, UGR≤16, direct/indirect, double parabolic reflector, light grey aluminium body, for in-line connection, first/end luminaire | 1408 | 59 | 80 |  | 100000/L80B10 | 3 | 7434 | 45.4 | 163.7445 | 80+ | 4000 | 359.394
| DM1129158 | Decor LP LED1x3800/1700 K190 T840 WMC LG3 LO1 1LIN L | non-dimmable, I, IP40, IK05, UGR≤16, direct/indirect, double parabolic reflector, light grey aluminium body, for in-line connection, first/end luminaire | 1408 | 59 | 80 |  | 100000/L80B10 | 3 | 5447 | 31.3 | 174.0256 | 80+ | 4000 | 417.659
| DM1129159 | Decor LP LED1x4650/2100 K191 T840 WMC LG3 LO2 1LIN L | non-dimmable, I, IP40, IK05, UGR≤16, direct/indirect, double parabolic reflector, light grey aluminium body, for in-line connection, first/end luminaire | 1408 | 59 | 80 |  | 100000/L80B10 | 3 | 6705 | 39.1 | 171.4834 | 80+ | 4000 | 417.659
| DM1129160 | Decor LP LED1x5500/2450 K192 T840 WMC LG3 LO3 1LIN L | non-dimmable, I, IP40, IK05, UGR≤16, direct/indirect, double parabolic reflector, light grey aluminium body, for in-line connection, first/end luminaire | 1408 | 59 | 80 |  | 100000/L80B10 | 3 | 7924 | 47.4 | 167.173 | 80+ | 4000 | 424.496
| DM1129161 | Decor LP LED1x6400/2850 K193 T840 WMC LG3 LO4 1LIN L | non-dimmable, I, IP40, IK05, UGR≤16, direct/indirect, double parabolic reflector, light grey aluminium body, for in-line connection, first/end luminaire | 1408 | 59 | 80 |  | 100000/L80B10 | 3 | 9174 | 55.3 | 165.8951 | 80+ | 4000 | 424.496
| DM1129162 | Decor LP LED1x6050/2800 K194 T840 WMC LG3 LO1 1LIN L | non-dimmable, I, IP40, IK05, UGR≤16, direct/indirect, double parabolic reflector, light grey aluminium body, for in-line connection, first/end luminaire | 2248 | 59 | 80 |  | 100000/L80B10 | 3 | 8829 | 49.7 | 177.6459 | 80+ | 4000 | 639.496
| DM1129163 | Decor LP LED1x7450/3450 K195 T840 WMC LG3 LO2 1LIN L | non-dimmable, I, IP40, IK05, UGR≤16, direct/indirect, double parabolic reflector, light grey aluminium body, for in-line connection, first/end luminaire | 2248 | 59 | 80 |  | 100000/L80B10 | 3 | 10867 | 62.1 | 174.9919 | 80+ | 4000 | 639.496
| DM1129164 | Decor LP LED1x8800/4100 K196 T840 WMC LG3 LO3 1LIN L | non-dimmable, I, IP40, IK05, UGR≤16, direct/indirect, double parabolic reflector, light grey aluminium body, for in-line connection, first/end luminaire | 2248 | 59 | 80 |  | 100000/L80B10 | 3 | 12842 | 75.3 | 170.5445 | 80+ | 4000 | 639.496
| DM1129165 | Decor LP LED1x10200/4700 K197 T840 WMC LG3 LO4 1LIN L | non-dimmable, I, IP40, IK05, UGR≤16, direct/indirect, double parabolic reflector, light grey aluminium body, for in-line connection, first/end luminaire | 2248 | 59 | 80 |  | 100000/L80B10 | 3 | 14868 | 88.9 | 167.2441 | 80+ | 4000 | 650.805
| DM1129166 | Decor LP LED1x7550/3400 K198 T840 WMC LG3 LO1 1LIN L | non-dimmable, I, IP40, IK05, UGR≤16, direct/indirect, double parabolic reflector, light grey aluminium body, for in-line connection, first/end luminaire | 2248 | 59 | 80 |  | 100000/L80B10 | 3 | 10895 | 60.6 | 179.7855 | 80+ | 4000 | 769.786
| DM1129167 | Decor LP LED1x9300/4150 K199 T840 WMC LG3 LO2 1LIN L | non-dimmable, I, IP40, IK05, UGR≤16, direct/indirect, double parabolic reflector, light grey aluminium body, for in-line connection, first/end luminaire | 2248 | 59 | 80 |  | 100000/L80B10 | 3 | 13411 | 76.5 | 175.3072 | 80+ | 4000 | 769.786
| DM1129168 | Decor LP LED1x11000/4900 K200 T840 WMC LG3 LO3 1LIN L | non-dimmable, I, IP40, IK05, UGR≤16, direct/indirect, double parabolic reflector, light grey aluminium body, for in-line connection, first/end luminaire | 2248 | 59 | 80 |  | 100000/L80B10 | 3 | 15847 | 92.8 | 170.7651 | 80+ | 4000 | 781.138
| DM1129169 | Decor LP LED1x12750/5650 K201 T840 WMC LG3 LO4 1LIN L | non-dimmable, I, IP40, IK05, UGR≤16, direct/indirect, double parabolic reflector, light grey aluminium body, for in-line connection, first/end luminaire | 2248 | 59 | 80 |  | 100000/L80B10 | 3 | 18348 | 109.5 | 167.5616 | 80+ | 4000 | 781.138
| DM1129170 | Decor LP LED1x2600/1400 K186 T830 BMC LG3 LO1 1LIN L | non-dimmable, I, IP40, IK05, UGR≤16, direct/indirect, double parabolic reflector, light grey aluminium body, for in-line connection, first/end luminaire | 1128 | 59 | 80 |  | 100000/L80B10 | 3 | 3827 | 25.4 | 150.6693 | 80+ | 3000 | 352.299
| DM1129171 | Decor LP LED1x3200/1750 K187 T830 BMC LG3 LO2 1LIN L | non-dimmable, I, IP40, IK05, UGR≤16, direct/indirect, double parabolic reflector, light grey aluminium body, for in-line connection, first/end luminaire | 1128 | 59 | 80 |  | 100000/L80B10 | 3 | 4133 | 27.7 | 149.2058 | 80+ | 3000 | 352.299
| DM1129172 | Decor LP LED1x3800/2050 K188 T830 BMC LG3 LO3 1LIN L | non-dimmable, I, IP40, IK05, UGR≤16, direct/indirect, double parabolic reflector, light grey aluminium body, for in-line connection, first/end luminaire | 1128 | 59 | 80 |  | 100000/L80B10 | 3 | 4427 | 29.7 | 149.0572 | 80+ | 3000 | 352.299
| DM1129173 | Decor LP LED1x4400/2350 K189 T830 BMC LG3 LO4 1LIN L | non-dimmable, I, IP40, IK05, UGR≤16, direct/indirect, double parabolic reflector, light grey aluminium body, for in-line connection, first/end luminaire | 1128 | 59 | 80 |  | 100000/L80B10 | 3 | 5306 | 36.4 | 145.7692 | 80+ | 3000 | 359.394
| DM1129174 | Decor LP LED1x3250/1700 K190 T830 BMC LG3 LO1 1LIN L | non-dimmable, I, IP40, IK05, UGR≤16, direct/indirect, double parabolic reflector, light grey aluminium body, for in-line connection, first/end luminaire | 1128 | 59 | 80 |  | 100000/L80B10 | 3 | 4672 | 31.9 | 146.4577 | 80+ | 3000 | 417.659
| DM1129175 | Decor LP LED1x4000/2100 K191 T830 BMC LG3 LO2 1LIN L | non-dimmable, I, IP40, IK05, UGR≤16, direct/indirect, double parabolic reflector, light grey aluminium body, for in-line connection, first/end luminaire | 1128 | 59 | 80 |  | 100000/L80B10 | 3 | 5039 | 34.4 | 146.4826 | 80+ | 3000 | 417.659
| DM1129176 | Decor LP LED1x4750/2450 K192 T830 BMC LG3 LO3 1LIN L | non-dimmable, I, IP40, IK05, UGR≤16, direct/indirect, double parabolic reflector, light grey aluminium body, for in-line connection, first/end luminaire | 1128 | 59 | 80 |  | 100000/L80B10 | 3 | 5952 | 41.7 | 142.7338 | 80+ | 3000 | 424.496
| DM1129177 | Decor LP LED1x5500/2850 K193 T830 BMC LG3 LO4 1LIN L | non-dimmable, I, IP40, IK05, UGR≤16, direct/indirect, double parabolic reflector, light grey aluminium body, for in-line connection, first/end luminaire | 1128 | 59 | 80 |  | 100000/L80B10 | 3 | 7941 | 56 | 141.8036 | 80+ | 3000 | 424.496
| DM1129178 | Decor LP LED1x5200/2800 K194 T830 BMC LG3 LO1 1LIN L | non-dimmable, I, IP40, IK05, UGR≤16, direct/indirect, double parabolic reflector, light grey aluminium body, for in-line connection, first/end luminaire | 1128 | 59 | 80 |  | 100000/L80B10 | 3 | 7654 | 49.7 | 154.004 | 80+ | 3000 | 639.496
| DM1129179 | Decor LP LED1x6400/3450 K195 T830 BMC LG3 LO2 1LIN L | non-dimmable, I, IP40, IK05, UGR≤16, direct/indirect, double parabolic reflector, light grey aluminium body, for in-line connection, first/end luminaire | 1128 | 59 | 80 |  | 100000/L80B10 | 3 | 9421 | 62.1 | 151.7069 | 80+ | 3000 | 639.496
| DM1129180 | Decor LP LED1x7600/4100 K196 T830 BMC LG3 LO3 1LIN L | non-dimmable, I, IP40, IK05, UGR≤16, direct/indirect, double parabolic reflector, light grey aluminium body, for in-line connection, first/end luminaire | 1128 | 59 | 80 |  | 100000/L80B10 | 3 | 11131 | 75.3 | 147.822 | 80+ | 3000 | 639.496
| DM1129181 | Decor LP LED1x8800/4700 K197 T830 BMC LG3 LO4 1LIN L | non-dimmable, I, IP40, IK05, UGR≤16, direct/indirect, double parabolic reflector, light grey aluminium body, for in-line connection, first/end luminaire | 1128 | 59 | 80 |  | 100000/L80B10 | 3 | 12887 | 88.9 | 144.9606 | 80+ | 3000 | 650.805
| DM1129182 | Decor LP LED1x6500/3400 K198 T830 BMC LG3 LO1 1LIN L | non-dimmable, I, IP40, IK05, UGR≤16, direct/indirect, double parabolic reflector, light grey aluminium body, for in-line connection, first/end luminaire | 1408 | 59 | 80 |  | 100000/L80B10 | 3 | 9433 | 61.3 | 153.8825 | 80+ | 3000 | 769.786
| DM1129183 | Decor LP LED1x8000/4150 K199 T830 BMC LG3 LO2 1LIN L | non-dimmable, I, IP40, IK05, UGR≤16, direct/indirect, double parabolic reflector, light grey aluminium body, for in-line connection, first/end luminaire | 1408 | 59 | 80 |  | 100000/L80B10 | 3 | 11611 | 77.5 | 149.8194 | 80+ | 3000 | 769.786
| DM1129184 | Decor LP LED1x9500/4900 K200 T830 BMC LG3 LO3 1LIN L | non-dimmable, I, IP40, IK05, UGR≤16, direct/indirect, double parabolic reflector, light grey aluminium body, for in-line connection, first/end luminaire | 1408 | 59 | 80 |  | 100000/L80B10 | 3 | 13719 | 94 | 145.9468 | 80+ | 3000 | 781.138
| DM1129185 | Decor LP LED1x11000/5650 K201 T830 BMC LG3 LO4 1LIN L | non-dimmable, I, IP40, IK05, UGR≤16, direct/indirect, double parabolic reflector, light grey aluminium body, for in-line connection, first/end luminaire | 1408 | 59 | 80 |  | 100000/L80B10 | 3 | 15883 | 110.8 | 143.3484 | 80+ | 3000 | 781.138
| DM1129186 | Decor LP LED1x2600/1400 K186 T840 BMC LG3 LO1 1LIN L | non-dimmable, I, IP40, IK05, UGR≤16, direct/indirect, double parabolic reflector, light grey aluminium body, for in-line connection, first/end luminaire | 1408 | 59 | 80 |  | 100000/L80B10 | 3 | 3998 | 25.4 | 157.4016 | 80+ | 4000 | 352.299
| DM1129187 | Decor LP LED1x3200/1750 K187 T840 BMC LG3 LO2 1LIN L | non-dimmable, I, IP40, IK05, UGR≤16, direct/indirect, double parabolic reflector, light grey aluminium body, for in-line connection, first/end luminaire | 1408 | 59 | 80 |  | 100000/L80B10 | 3 | 4920 | 32.1 | 153.271 | 80+ | 4000 | 352.299
| DM1129188 | Decor LP LED1x3800/2050 K188 T840 BMC LG3 LO3 1LIN L | non-dimmable, I, IP40, IK05, UGR≤16, direct/indirect, double parabolic reflector, light grey aluminium body, for in-line connection, first/end luminaire | 1408 | 59 | 80 |  | 100000/L80B10 | 3 | 5814 | 38.5 | 151.013 | 80+ | 4000 | 352.299
| DM1129189 | Decor LP LED1x4400/2350 K189 T840 BMC LG3 LO4 1LIN L | non-dimmable, I, IP40, IK05, UGR≤16, direct/indirect, double parabolic reflector, light grey aluminium body, for in-line connection, first/end luminaire | 1408 | 59 | 80 |  | 100000/L80B10 | 3 | 6730 | 45.4 | 148.2379 | 80+ | 4000 | 359.394
| DM1129190 | Decor LP LED1x3250/1700 K190 T840 BMC LG3 LO1 1LIN L | non-dimmable, I, IP40, IK05, UGR≤16, direct/indirect, double parabolic reflector, light grey aluminium body, for in-line connection, first/end luminaire | 1408 | 59 | 80 |  | 100000/L80B10 | 3 | 4926 | 31.3 | 157.3802 | 80+ | 4000 | 417.659
| DM1129191 | Decor LP LED1x4000/2100 K191 T840 BMC LG3 LO2 1LIN L | non-dimmable, I, IP40, IK05, UGR≤16, direct/indirect, double parabolic reflector, light grey aluminium body, for in-line connection, first/end luminaire | 1408 | 59 | 80 |  | 100000/L80B10 | 3 | 6063 | 39.1 | 155.0639 | 80+ | 4000 | 417.659
| DM1129192 | Decor LP LED1x4750/2450 K192 T840 BMC LG3 LO3 1LIN L | non-dimmable, I, IP40, IK05, UGR≤16, direct/indirect, double parabolic reflector, light grey aluminium body, for in-line connection, first/end luminaire | 1408 | 59 | 80 |  | 100000/L80B10 | 3 | 7164 | 47.4 | 151.1392 | 80+ | 4000 | 424.496
| DM1129193 | Decor LP LED1x5500/2850 K193 T840 BMC LG3 LO4 1LIN L | non-dimmable, I, IP40, IK05, UGR≤16, direct/indirect, double parabolic reflector, light grey aluminium body, for in-line connection, first/end luminaire | 1408 | 59 | 80 |  | 100000/L80B10 | 3 | 8294 | 55.3 | 149.9819 | 80+ | 4000 | 424.496
| DM1129194 | Decor LP LED1x5200/2800 K194 T840 BMC LG3 LO1 1LIN L | non-dimmable, I, IP40, IK05, UGR≤16, direct/indirect, double parabolic reflector, light grey aluminium body, for in-line connection, first/end luminaire | 2248 | 59 | 80 |  | 100000/L80B10 | 3 | 7995 | 49.7 | 160.8652 | 80+ | 4000 | 639.496
| DM1129195 | Decor LP LED1x6400/3450 K195 T840 BMC LG3 LO2 1LIN L | non-dimmable, I, IP40, IK05, UGR≤16, direct/indirect, double parabolic reflector, light grey aluminium body, for in-line connection, first/end luminaire | 2248 | 59 | 80 |  | 100000/L80B10 | 3 | 9840 | 62.1 | 158.4541 | 80+ | 4000 | 639.496
| DM1129196 | Decor LP LED1x7600/4100 K196 T840 BMC LG3 LO3 1LIN L | non-dimmable, I, IP40, IK05, UGR≤16, direct/indirect, double parabolic reflector, light grey aluminium body, for in-line connection, first/end luminaire | 2248 | 59 | 80 |  | 100000/L80B10 | 3 | 11626 | 75.3 | 154.3958 | 80+ | 4000 | 639.496
| DM1129197 | Decor LP LED1x8800/4700 K197 T840 BMC LG3 LO4 1LIN L | non-dimmable, I, IP40, IK05, UGR≤16, direct/indirect, double parabolic reflector, light grey aluminium body, for in-line connection, first/end luminaire | 2248 | 59 | 80 |  | 100000/L80B10 | 3 | 13460 | 88.9 | 151.4061 | 80+ | 4000 | 650.805
| DM1129198 | Decor LP LED1x6500/3400 K198 T840 BMC LG3 LO1 1LIN L | non-dimmable, I, IP40, IK05, UGR≤16, direct/indirect, double parabolic reflector, light grey aluminium body, for in-line connection, first/end luminaire | 2248 | 59 | 80 |  | 100000/L80B10 | 3 | 9853 | 60.6 | 162.5908 | 80+ | 4000 | 769.786
| DM1129199 | Decor LP LED1x8000/4150 K199 T840 BMC LG3 LO2 1LIN L | non-dimmable, I, IP40, IK05, UGR≤16, direct/indirect, double parabolic reflector, light grey aluminium body, for in-line connection, first/end luminaire | 2248 | 59 | 80 |  | 100000/L80B10 | 3 | 12127 | 76.5 | 158.5229 | 80+ | 4000 | 769.786
| DM1129200 | Decor LP LED1x9500/4900 K200 T840 BMC LG3 LO3 1LIN L | non-dimmable, I, IP40, IK05, UGR≤16, direct/indirect, double parabolic reflector, light grey aluminium body, for in-line connection, first/end luminaire | 2248 | 59 | 80 |  | 100000/L80B10 | 3 | 14328 | 92.8 | 154.3966 | 80+ | 4000 | 781.138
| DM1129201 | Decor LP LED1x11000/5650 K201 T840 BMC LG3 LO4 1LIN L | non-dimmable, I, IP40, IK05, UGR≤16, direct/indirect, double parabolic reflector, light grey aluminium body, for in-line connection, first/end luminaire | 2248 | 59 | 80 |  | 100000/L80B10 | 3 | 16588 | 109.5 | 151.4886 | 80+ | 4000 | 781.138
| DM1129202 | Decor LP LED1x3050/1400 K186 T830 WMC LG3 LO1 1LIN LL | non-dimmable, I, IP40, IK05, UGR≤16, direct/indirect, double parabolic reflector, light grey aluminium body, for in-line connection | 1119 | 59 | 80 |  | 100000/L80B10 | 3 | 4227 | 25.4 | 166.4173 | 80+ | 3000 | 347.999
| DM1129203 | Decor LP LED1x3750/1750 K187 T830 WMC LG3 LO2 1LIN LL | non-dimmable, I, IP40, IK05, UGR≤16, direct/indirect, double parabolic reflector, light grey aluminium body, for in-line connection | 1119 | 59 | 80 |  | 100000/L80B10 | 3 | 4533 | 27.7 | 163.6462 | 80+ | 3000 | 347.999
| DM1129204 | Decor LP LED1x4400/2050 K188 T830 WMC LG3 LO3 1LIN LL | non-dimmable, I, IP40, IK05, UGR≤16, direct/indirect, double parabolic reflector, light grey aluminium body, for in-line connection | 1119 | 59 | 80 |  | 100000/L80B10 | 3 | 4827 | 29.7 | 162.5253 | 80+ | 3000 | 347.999
| DM1129205 | Decor LP LED1x5100/2350 K189 T830 WMC LG3 LO4 1LIN LL | non-dimmable, I, IP40, IK05, UGR≤16, direct/indirect, double parabolic reflector, light grey aluminium body, for in-line connection | 1119 | 59 | 80 |  | 100000/L80B10 | 3 | 5798 | 36.4 | 159.2857 | 80+ | 3000 | 355.051
| DM1129206 | Decor LP LED1x3800/1700 K190 T830 WMC LG3 LO1 1LIN LL | non-dimmable, I, IP40, IK05, UGR≤16, direct/indirect, double parabolic reflector, light grey aluminium body, for in-line connection | 1399 | 59 | 80 |  | 100000/L80B10 | 3 | 5164 | 31.9 | 161.8809 | 80+ | 3000 | 412.499
| DM1129207 | Decor LP LED1x4650/2100 K191 T830 WMC LG3 LO2 1LIN LL | non-dimmable, I, IP40, IK05, UGR≤16, direct/indirect, double parabolic reflector, light grey aluminium body, for in-line connection | 1399 | 59 | 80 |  | 100000/L80B10 | 3 | 5531 | 34.4 | 160.7849 | 80+ | 3000 | 412.499
| DM1129208 | Decor LP LED1x5500/2450 K192 T830 WMC LG3 LO3 1LIN LL | non-dimmable, I, IP40, IK05, UGR≤16, direct/indirect, double parabolic reflector, light grey aluminium body, for in-line connection | 1399 | 59 | 80 |  | 100000/L80B10 | 3 | 6535 | 41.7 | 156.7146 | 80+ | 3000 | 419.336
| DM1129209 | Decor LP LED1x6400/2850 K193 T830 WMC LG3 LO4 1LIN LL | non-dimmable, I, IP40, IK05, UGR≤16, direct/indirect, double parabolic reflector, light grey aluminium body, for in-line connection | 1399 | 59 | 80 |  | 100000/L80B10 | 3 | 8785 | 56 | 156.875 | 80+ | 3000 | 419.336
| DM1129210 | Decor LP LED1x6050/2800 K194 T830 WMC LG3 LO1 1LIN LL | non-dimmable, I, IP40, IK05, UGR≤16, direct/indirect, double parabolic reflector, light grey aluminium body, for in-line connection | 2239 | 59 | 80 |  | 100000/L80B10 | 3 | 8454 | 49.7 | 170.1006 | 80+ | 3000 | 634.25
| DM1129211 | Decor LP LED1x7450/3450 K195 T830 WMC LG3 LO2 1LIN LL | non-dimmable, I, IP40, IK05, UGR≤16, direct/indirect, double parabolic reflector, light grey aluminium body, for in-line connection | 2239 | 59 | 80 |  | 100000/L80B10 | 3 | 10406 | 62.1 | 167.5684 | 80+ | 3000 | 634.25
| DM1129212 | Decor LP LED1x8800/4100 K196 T830 WMC LG3 LO3 1LIN LL | non-dimmable, I, IP40, IK05, UGR≤16, direct/indirect, double parabolic reflector, light grey aluminium body, for in-line connection | 2239 | 59 | 80 |  | 100000/L80B10 | 3 | 12296 | 75.3 | 163.2935 | 80+ | 3000 | 634.25
| DM1129213 | Decor LP LED1x10200/4700 K197 T830 WMC LG3 LO4 1LIN LL | non-dimmable, I, IP40, IK05, UGR≤16, direct/indirect, double parabolic reflector, light grey aluminium body, for in-line connection | 2239 | 59 | 80 |  | 100000/L80B10 | 3 | 14237 | 88.9 | 160.1462 | 80+ | 3000 | 645.602
| DM1129214 | Decor LP LED1x7550/3400 K198 T830 WMC LG3 LO1 1LIN LL | non-dimmable, I, IP40, IK05, UGR≤16, direct/indirect, double parabolic reflector, light grey aluminium body, for in-line connection | 2799 | 59 | 80 |  | 100000/L80B10 | 3 | 10432 | 61.3 | 170.1794 | 80+ | 3000 | 765.443
| DM1129215 | Decor LP LED1x9300/4150 K199 T830 WMC LG3 LO2 1LIN LL | non-dimmable, I, IP40, IK05, UGR≤16, direct/indirect, double parabolic reflector, light grey aluminium body, for in-line connection | 2799 | 59 | 80 |  | 100000/L80B10 | 3 | 12842 | 77.5 | 165.7032 | 80+ | 3000 | 765.443
| DM1129216 | Decor LP LED1x11000/4900 K200 T830 WMC LG3 LO3 1LIN LL | non-dimmable, I, IP40, IK05, UGR≤16, direct/indirect, double parabolic reflector, light grey aluminium body, for in-line connection | 2799 | 59 | 80 |  | 100000/L80B10 | 3 | 15175 | 94 | 161.4362 | 80+ | 3000 | 776.795
| DM1129217 | Decor LP LED1x12750/5650 K201 T830 WMC LG3 LO4 1LIN LL | non-dimmable, I, IP40, IK05, UGR≤16, direct/indirect, double parabolic reflector, light grey aluminium body, for in-line connection | 2799 | 59 | 80 |  | 100000/L80B10 | 3 | 17570 | 110.8 | 158.574 | 80+ | 3000 | 776.795
| DM1129218 | Decor LP LED1x3050/1400 K186 T840 WMC LG3 LO1 1LIN LL | non-dimmable, I, IP40, IK05, UGR≤16, direct/indirect, double parabolic reflector, light grey aluminium body, for in-line connection | 1119 | 59 | 80 |  | 100000/L80B10 | 3 | 4414 | 25.4 | 173.7795 | 80+ | 4000 | 347.999
| DM1129219 | Decor LP LED1x3750/1750 K187 T840 WMC LG3 LO2 1LIN LL | non-dimmable, I, IP40, IK05, UGR≤16, direct/indirect, double parabolic reflector, light grey aluminium body, for in-line connection | 1119 | 59 | 80 |  | 100000/L80B10 | 3 | 5433 | 32.1 | 169.2523 | 80+ | 4000 | 347.999
| DM1129220 | Decor LP LED1x4400/2050 K188 T840 WMC LG3 LO3 1LIN LL | non-dimmable, I, IP40, IK05, UGR≤16, direct/indirect, double parabolic reflector, light grey aluminium body, for in-line connection | 1119 | 59 | 80 |  | 100000/L80B10 | 3 | 6421 | 38.5 | 166.7792 | 80+ | 4000 | 347.999
| DM1129221 | Decor LP LED1x5100/2350 K189 T840 WMC LG3 LO4 1LIN LL | non-dimmable, I, IP40, IK05, UGR≤16, direct/indirect, double parabolic reflector, light grey aluminium body, for in-line connection | 1119 | 59 | 80 |  | 100000/L80B10 | 3 | 7434 | 45.4 | 163.7445 | 80+ | 4000 | 355.051
| DM1129222 | Decor LP LED1x3800/1700 K190 T840 WMC LG3 LO1 1LIN LL | non-dimmable, I, IP40, IK05, UGR≤16, direct/indirect, double parabolic reflector, light grey aluminium body, for in-line connection | 1399 | 59 | 80 |  | 100000/L80B10 | 3 | 5447 | 31.3 | 174.0256 | 80+ | 4000 | 412.499
| DM1129223 | Decor LP LED1x4650/2100 K191 T840 WMC LG3 LO2 1LIN LL | non-dimmable, I, IP40, IK05, UGR≤16, direct/indirect, double parabolic reflector, light grey aluminium body, for in-line connection | 1399 | 59 | 80 |  | 100000/L80B10 | 3 | 6705 | 39.1 | 171.4834 | 80+ | 4000 | 412.499
| DM1129224 | Decor LP LED1x5500/2450 K192 T840 WMC LG3 LO3 1LIN LL | non-dimmable, I, IP40, IK05, UGR≤16, direct/indirect, double parabolic reflector, light grey aluminium body, for in-line connection | 1399 | 59 | 80 |  | 100000/L80B10 | 3 | 7924 | 47.4 | 167.173 | 80+ | 4000 | 419.336
| DM1129225 | Decor LP LED1x6400/2850 K193 T840 WMC LG3 LO4 1LIN LL | non-dimmable, I, IP40, IK05, UGR≤16, direct/indirect, double parabolic reflector, light grey aluminium body, for in-line connection | 1399 | 59 | 80 |  | 100000/L80B10 | 3 | 9174 | 55.3 | 165.8951 | 80+ | 4000 | 419.336
| DM1129226 | Decor LP LED1x6050/2800 K194 T840 WMC LG3 LO1 1LIN LL | non-dimmable, I, IP40, IK05, UGR≤16, direct/indirect, double parabolic reflector, light grey aluminium body, for in-line connection | 2239 | 59 | 80 |  | 100000/L80B10 | 3 | 8829 | 49.7 | 177.6459 | 80+ | 4000 | 634.25
| DM1129227 | Decor LP LED1x7450/3450 K195 T840 WMC LG3 LO2 1LIN LL | non-dimmable, I, IP40, IK05, UGR≤16, direct/indirect, double parabolic reflector, light grey aluminium body, for in-line connection | 2239 | 59 | 80 |  | 100000/L80B10 | 3 | 10867 | 62.1 | 174.9919 | 80+ | 4000 | 634.25
| DM1129228 | Decor LP LED1x8800/4100 K196 T840 WMC LG3 LO3 1LIN LL | non-dimmable, I, IP40, IK05, UGR≤16, direct/indirect, double parabolic reflector, light grey aluminium body, for in-line connection | 2239 | 59 | 80 |  | 100000/L80B10 | 3 | 12842 | 75.3 | 170.5445 | 80+ | 4000 | 634.25
| DM1129229 | Decor LP LED1x10200/4700 K197 T840 WMC LG3 LO4 1LIN LL | non-dimmable, I, IP40, IK05, UGR≤16, direct/indirect, double parabolic reflector, light grey aluminium body, for in-line connection | 2239 | 59 | 80 |  | 100000/L80B10 | 3 | 14868 | 88.9 | 167.2441 | 80+ | 4000 | 645.602
| DM1129230 | Decor LP LED1x7550/3400 K198 T840 WMC LG3 LO1 1LIN LL | non-dimmable, I, IP40, IK05, UGR≤16, direct/indirect, double parabolic reflector, light grey aluminium body, for in-line connection | 2799 | 59 | 80 |  | 100000/L80B10 | 3 | 10895 | 60.6 | 179.7855 | 80+ | 4000 | 765.443
| DM1129231 | Decor LP LED1x9300/4150 K199 T840 WMC LG3 LO2 1LIN LL | non-dimmable, I, IP40, IK05, UGR≤16, direct/indirect, double parabolic reflector, light grey aluminium body, for in-line connection | 2799 | 59 | 80 |  | 100000/L80B10 | 3 | 13411 | 76.5 | 175.3072 | 80+ | 4000 | 765.443
| DM1129232 | Decor LP LED1x11000/4900 K200 T840 WMC LG3 LO3 1LIN LL | non-dimmable, I, IP40, IK05, UGR≤16, direct/indirect, double parabolic reflector, light grey aluminium body, for in-line connection | 2799 | 59 | 80 |  | 100000/L80B10 | 3 | 15847 | 92.8 | 170.7651 | 80+ | 4000 | 776.795
| DM1129233 | Decor LP LED1x12750/5650 K201 T840 WMC LG3 LO4 1LIN LL | non-dimmable, I, IP40, IK05, UGR≤16, direct/indirect, double parabolic reflector, light grey aluminium body, for in-line connection | 2799 | 59 | 80 |  | 100000/L80B10 | 3 | 18348 | 109.5 | 167.5616 | 80+ | 4000 | 776.795
| DM1129234 | Decor LP LED1x2600/1400 K186 T830 BMC LG3 LO1 1LIN LL | non-dimmable, I, IP40, IK05, UGR≤16, direct/indirect, double parabolic reflector, light grey aluminium body, for in-line connection | 1119 | 59 | 80 |  | 100000/L80B10 | 3 | 3827 | 25.4 | 150.6693 | 80+ | 3000 | 347.999
| DM1129235 | Decor LP LED1x3200/1750 K187 T830 BMC LG3 LO2 1LIN LL | non-dimmable, I, IP40, IK05, UGR≤16, direct/indirect, double parabolic reflector, light grey aluminium body, for in-line connection | 1119 | 59 | 80 |  | 100000/L80B10 | 3 | 4133 | 27.7 | 149.2058 | 80+ | 3000 | 347.999
| DM1129236 | Decor LP LED1x3800/2050 K188 T830 BMC LG3 LO3 1LIN LL | non-dimmable, I, IP40, IK05, UGR≤16, direct/indirect, double parabolic reflector, light grey aluminium body, for in-line connection | 1119 | 59 | 80 |  | 100000/L80B10 | 3 | 4427 | 29.7 | 149.0572 | 80+ | 3000 | 347.999
| DM1129237 | Decor LP LED1x4400/2350 K189 T830 BMC LG3 LO4 1LIN LL | non-dimmable, I, IP40, IK05, UGR≤16, direct/indirect, double parabolic reflector, light grey aluminium body, for in-line connection | 1119 | 59 | 80 |  | 100000/L80B10 | 3 | 5306 | 36.4 | 145.7692 | 80+ | 3000 | 355.051
| DM1129238 | Decor LP LED1x3250/1700 K190 T830 BMC LG3 LO1 1LIN LL | non-dimmable, I, IP40, IK05, UGR≤16, direct/indirect, double parabolic reflector, light grey aluminium body, for in-line connection | 1399 | 59 | 80 |  | 100000/L80B10 | 3 | 4672 | 31.9 | 146.4577 | 80+ | 3000 | 412.499
| DM1129239 | Decor LP LED1x4000/2100 K191 T830 BMC LG3 LO2 1LIN LL | non-dimmable, I, IP40, IK05, UGR≤16, direct/indirect, double parabolic reflector, light grey aluminium body, for in-line connection | 1399 | 59 | 80 |  | 100000/L80B10 | 3 | 5039 | 34.4 | 146.4826 | 80+ | 3000 | 412.499
| DM1129240 | Decor LP LED1x4750/2450 K192 T830 BMC LG3 LO3 1LIN LL | non-dimmable, I, IP40, IK05, UGR≤16, direct/indirect, double parabolic reflector, light grey aluminium body, for in-line connection | 1399 | 59 | 80 |  | 100000/L80B10 | 3 | 5952 | 41.7 | 142.7338 | 80+ | 3000 | 419.336
| DM1129241 | Decor LP LED1x5500/2850 K193 T830 BMC LG3 LO4 1LIN LL | non-dimmable, I, IP40, IK05, UGR≤16, direct/indirect, double parabolic reflector, light grey aluminium body, for in-line connection | 1399 | 59 | 80 |  | 100000/L80B10 | 3 | 7941 | 56 | 141.8036 | 80+ | 3000 | 419.336
| DM1129242 | Decor LP LED1x5200/2800 K194 T830 BMC LG3 LO1 1LIN LL | non-dimmable, I, IP40, IK05, UGR≤16, direct/indirect, double parabolic reflector, light grey aluminium body, for in-line connection | 2239 | 59 | 80 |  | 100000/L80B10 | 3 | 7654 | 49.7 | 154.004 | 80+ | 3000 | 634.25
| DM1129243 | Decor LP LED1x6400/3450 K195 T830 BMC LG3 LO2 1LIN LL | non-dimmable, I, IP40, IK05, UGR≤16, direct/indirect, double parabolic reflector, light grey aluminium body, for in-line connection | 2239 | 59 | 80 |  | 100000/L80B10 | 3 | 9421 | 62.1 | 151.7069 | 80+ | 3000 | 634.25
| DM1129244 | Decor LP LED1x7600/4100 K196 T830 BMC LG3 LO3 1LIN LL | non-dimmable, I, IP40, IK05, UGR≤16, direct/indirect, double parabolic reflector, light grey aluminium body, for in-line connection | 2239 | 59 | 80 |  | 100000/L80B10 | 3 | 11131 | 75.3 | 147.822 | 80+ | 3000 | 634.25
| DM1129245 | Decor LP LED1x8800/4700 K197 T830 BMC LG3 LO4 1LIN LL | non-dimmable, I, IP40, IK05, UGR≤16, direct/indirect, double parabolic reflector, light grey aluminium body, for in-line connection | 2239 | 59 | 80 |  | 100000/L80B10 | 3 | 12887 | 88.9 | 144.9606 | 80+ | 3000 | 645.602
| DM1129246 | Decor LP LED1x6500/3400 K198 T830 BMC LG3 LO1 1LIN LL | non-dimmable, I, IP40, IK05, UGR≤16, direct/indirect, double parabolic reflector, light grey aluminium body, for in-line connection | 2799 | 59 | 80 |  | 100000/L80B10 | 3 | 9433 | 61.3 | 153.8825 | 80+ | 3000 | 765.443
| DM1129247 | Decor LP LED1x8000/4150 K199 T830 BMC LG3 LO2 1LIN LL | non-dimmable, I, IP40, IK05, UGR≤16, direct/indirect, double parabolic reflector, light grey aluminium body, for in-line connection | 2799 | 59 | 80 |  | 100000/L80B10 | 3 | 11611 | 77.5 | 149.8194 | 80+ | 3000 | 765.443
| DM1129248 | Decor LP LED1x9500/4900 K200 T830 BMC LG3 LO3 1LIN LL | non-dimmable, I, IP40, IK05, UGR≤16, direct/indirect, double parabolic reflector, light grey aluminium body, for in-line connection | 2799 | 59 | 80 |  | 100000/L80B10 | 3 | 13719 | 94 | 145.9468 | 80+ | 3000 | 776.795
| DM1129249 | Decor LP LED1x11000/5650 K201 T830 BMC LG3 LO4 1LIN LL | non-dimmable, I, IP40, IK05, UGR≤16, direct/indirect, double parabolic reflector, light grey aluminium body, for in-line connection | 2799 | 59 | 80 |  | 100000/L80B10 | 3 | 15883 | 110.8 | 143.3484 | 80+ | 3000 | 776.795
| DM1129250 | Decor LP LED1x2600/1400 K186 T840 BMC LG3 LO1 1LIN LL | non-dimmable, I, IP40, IK05, UGR≤16, direct/indirect, double parabolic reflector, light grey aluminium body, for in-line connection | 1119 | 59 | 80 |  | 100000/L80B10 | 3 | 3998 | 25.4 | 157.4016 | 80+ | 4000 | 347.999
| DM1129251 | Decor LP LED1x3200/1750 K187 T840 BMC LG3 LO2 1LIN LL | non-dimmable, I, IP40, IK05, UGR≤16, direct/indirect, double parabolic reflector, light grey aluminium body, for in-line connection | 1119 | 59 | 80 |  | 100000/L80B10 | 3 | 4920 | 32.1 | 153.271 | 80+ | 4000 | 347.999
| DM1129252 | Decor LP LED1x3800/2050 K188 T840 BMC LG3 LO3 1LIN LL | non-dimmable, I, IP40, IK05, UGR≤16, direct/indirect, double parabolic reflector, light grey aluminium body, for in-line connection | 1119 | 59 | 80 |  | 100000/L80B10 | 3 | 5814 | 38.5 | 151.013 | 80+ | 4000 | 347.999
| DM1129253 | Decor LP LED1x4400/2350 K189 T840 BMC LG3 LO4 1LIN LL | non-dimmable, I, IP40, IK05, UGR≤16, direct/indirect, double parabolic reflector, light grey aluminium body, for in-line connection | 1119 | 59 | 80 |  | 100000/L80B10 | 3 | 6730 | 45.4 | 148.2379 | 80+ | 4000 | 355.051
| DM1129254 | Decor LP LED1x3250/1700 K190 T840 BMC LG3 LO1 1LIN LL | non-dimmable, I, IP40, IK05, UGR≤16, direct/indirect, double parabolic reflector, light grey aluminium body, for in-line connection | 1399 | 59 | 80 |  | 100000/L80B10 | 3 | 4926 | 31.3 | 157.3802 | 80+ | 4000 | 412.499
| DM1129255 | Decor LP LED1x4000/2100 K191 T840 BMC LG3 LO2 1LIN LL | non-dimmable, I, IP40, IK05, UGR≤16, direct/indirect, double parabolic reflector, light grey aluminium body, for in-line connection | 1399 | 59 | 80 |  | 100000/L80B10 | 3 | 6063 | 39.1 | 155.0639 | 80+ | 4000 | 412.499
| DM1129256 | Decor LP LED1x4750/2450 K192 T840 BMC LG3 LO3 1LIN LL | non-dimmable, I, IP40, IK05, UGR≤16, direct/indirect, double parabolic reflector, light grey aluminium body, for in-line connection | 1399 | 59 | 80 |  | 100000/L80B10 | 3 | 7164 | 47.4 | 151.1392 | 80+ | 4000 | 419.336
| DM1129257 | Decor LP LED1x5500/2850 K193 T840 BMC LG3 LO4 1LIN LL | non-dimmable, I, IP40, IK05, UGR≤16, direct/indirect, double parabolic reflector, light grey aluminium body, for in-line connection | 1399 | 59 | 80 |  | 100000/L80B10 | 3 | 8294 | 55.3 | 149.9819 | 80+ | 4000 | 419.336
| DM1129258 | Decor LP LED1x5200/2800 K194 T840 BMC LG3 LO1 1LIN LL | non-dimmable, I, IP40, IK05, UGR≤16, direct/indirect, double parabolic reflector, light grey aluminium body, for in-line connection | 2239 | 59 | 80 |  | 100000/L80B10 | 3 | 7995 | 49.7 | 160.8652 | 80+ | 4000 | 634.25
| DM1129259 | Decor LP LED1x6400/3450 K195 T840 BMC LG3 LO2 1LIN LL | non-dimmable, I, IP40, IK05, UGR≤16, direct/indirect, double parabolic reflector, light grey aluminium body, for in-line connection | 2239 | 59 | 80 |  | 100000/L80B10 | 3 | 9840 | 62.1 | 158.4541 | 80+ | 4000 | 634.25
| DM1129260 | Decor LP LED1x7600/4100 K196 T840 BMC LG3 LO3 1LIN LL | non-dimmable, I, IP40, IK05, UGR≤16, direct/indirect, double parabolic reflector, light grey aluminium body, for in-line connection | 2239 | 59 | 80 |  | 100000/L80B10 | 3 | 11626 | 75.3 | 154.3958 | 80+ | 4000 | 634.25
| DM1129261 | Decor LP LED1x8800/4700 K197 T840 BMC LG3 LO4 1LIN LL | non-dimmable, I, IP40, IK05, UGR≤16, direct/indirect, double parabolic reflector, light grey aluminium body, for in-line connection | 2239 | 59 | 80 |  | 100000/L80B10 | 3 | 13460 | 88.9 | 151.4061 | 80+ | 4000 | 645.602
| DM1129262 | Decor LP LED1x6500/3400 K198 T840 BMC LG3 LO1 1LIN LL | non-dimmable, I, IP40, IK05, UGR≤16, direct/indirect, double parabolic reflector, light grey aluminium body, for in-line connection | 2799 | 59 | 80 |  | 100000/L80B10 | 3 | 9853 | 60.6 | 162.5908 | 80+ | 4000 | 765.443
| DM1129263 | Decor LP LED1x8000/4150 K199 T840 BMC LG3 LO2 1LIN LL | non-dimmable, I, IP40, IK05, UGR≤16, direct/indirect, double parabolic reflector, light grey aluminium body, for in-line connection | 2799 | 59 | 80 |  | 100000/L80B10 | 3 | 12127 | 76.5 | 158.5229 | 80+ | 4000 | 765.443
| DM1129264 | Decor LP LED1x9500/4900 K200 T840 BMC LG3 LO3 1LIN LL | non-dimmable, I, IP40, IK05, UGR≤16, direct/indirect, double parabolic reflector, light grey aluminium body, for in-line connection | 2799 | 59 | 80 |  | 100000/L80B10 | 3 | 14328 | 92.8 | 154.3966 | 80+ | 4000 | 776.795
| DM1129265 | Decor LP LED1x11000/5650 K201 T840 BMC LG3 LO4 1LIN LL | non-dimmable, I, IP40, IK05, UGR≤16, direct/indirect, double parabolic reflector, light grey aluminium body, for in-line connection | 2799 | 59 | 80 |  | 100000/L80B10 | 3 | 16588 | 109.5 | 151.4886 | 80+ | 4000 | 776.795
| DM1129266 | Decor LP LED1x3050/1400 K186 T830 WMC LG3 LO1 DALI | DALI-dimmable, I, IP40, IK05, UGR≤16, direct/indirect, double parabolic reflector, light grey aluminium body | 1136 | 59 | 80 |  | 100000/L80B10 | 3 | 4227 | 25.7 | 164.4747 | 80+ | 3000 | 394.052
| DM1129267 | Decor LP LED1x3750/1750 K187 T830 WMC LG3 LO2 DALI | DALI-dimmable, I, IP40, IK05, UGR≤16, direct/indirect, double parabolic reflector, light grey aluminium body | 1136 | 59 | 80 |  | 100000/L80B10 | 3 | 5203 | 32.1 | 162.0872 | 80+ | 3000 | 394.052
| DM1129268 | Decor LP LED1x4400/2050 K188 T830 WMC LG3 LO3 DALI | DALI-dimmable, I, IP40, IK05, UGR≤16, direct/indirect, double parabolic reflector, light grey aluminium body | 1136 | 59 | 80 |  | 100000/L80B10 | 3 | 6149 | 38.9 | 158.072 | 80+ | 3000 | 394.052
| DM1129269 | Decor LP LED1x5100/2350 K189 T830 WMC LG3 LO4 DALI | DALI-dimmable, I, IP40, IK05, UGR≤16, direct/indirect, double parabolic reflector, light grey aluminium body | 1136 | 59 | 80 |  | 100000/L80B10 | 3 | 7118 | 46.9 | 151.7697 | 80+ | 3000 | 407.253
| DM1129270 | Decor LP LED1x3800/1700 K190 T830 WMC LG3 LO1 DALI | DALI-dimmable, I, IP40, IK05, UGR≤16, direct/indirect, double parabolic reflector, light grey aluminium body | 1416 | 59 | 80 |  | 100000/L80B10 | 3 | 5216 | 31.7 | 164.5426 | 80+ | 3000 | 459.455
| DM1129271 | Decor LP LED1x4650/2100 K191 T830 WMC LG3 LO2 DALI | DALI-dimmable, I, IP40, IK05, UGR≤16, direct/indirect, double parabolic reflector, light grey aluminium body | 1416 | 59 | 80 |  | 100000/L80B10 | 3 | 6421 | 40 | 160.525 | 80+ | 3000 | 459.455
| DM1129272 | Decor LP LED1x5500/2450 K192 T830 WMC LG3 LO3 DALI | DALI-dimmable, I, IP40, IK05, UGR≤16, direct/indirect, double parabolic reflector, light grey aluminium body | 1416 | 59 | 80 |  | 100000/L80B10 | 3 | 7588 | 49.6 | 152.9839 | 80+ | 3000 | 488.996
| DM1129273 | Decor LP LED1x6400/2850 K193 T830 WMC LG3 LO4 DALI | DALI-dimmable, I, IP40, IK05, UGR≤16, direct/indirect, double parabolic reflector, light grey aluminium body | 1416 | 59 | 80 |  | 100000/L80B10 | 3 | 8785 | 57.2 | 153.5839 | 80+ | 3000 | 472.398
| DM1129274 | Decor LP LED1x6050/2800 K194 T830 WMC LG3 LO1 DALI | DALI-dimmable, I, IP40, IK05, UGR≤16, direct/indirect, double parabolic reflector, light grey aluminium body | 2256 | 59 | 80 |  | 100000/L80B10 | 3 | 8454 | 49.7 | 170.1006 | 80+ | 3000 | 676.003
| DM1129275 | Decor LP LED1x7450/3450 K195 T830 WMC LG3 LO2 DALI | DALI-dimmable, I, IP40, IK05, UGR≤16, direct/indirect, double parabolic reflector, light grey aluminium body | 2256 | 59 | 80 |  | 100000/L80B10 | 3 | 10406 | 62.1 | 167.5684 | 80+ | 3000 | 676.003
| DM1129276 | Decor LP LED1x8800/4100 K196 T830 WMC LG3 LO3 DALI | DALI-dimmable, I, IP40, IK05, UGR≤16, direct/indirect, double parabolic reflector, light grey aluminium body | 2256 | 59 | 80 |  | 100000/L80B10 | 3 | 12296 | 75.3 | 163.2935 | 80+ | 3000 | 676.003
| DM1129277 | Decor LP LED1x10200/4700 K197 T830 WMC LG3 LO4 DALI | DALI-dimmable, I, IP40, IK05, UGR≤16, direct/indirect, double parabolic reflector, light grey aluminium body | 2256 | 59 | 80 |  | 100000/L80B10 | 3 | 14237 | 88.9 | 160.1462 | 80+ | 3000 | 688.946
| DM1129278 | Decor LP LED1x7550/3400 K198 T830 WMC LG3 LO1 DALI | DALI-dimmable, I, IP40, IK05, UGR≤16, direct/indirect, double parabolic reflector, light grey aluminium body | 2816 | 59 | 80 |  | 100000/L80B10 | 3 | 10432 | 61.3 | 170.1794 | 80+ | 3000 | 807.196
| DM1129279 | Decor LP LED1x9300/4150 K199 T830 WMC LG3 LO2 DALI | DALI-dimmable, I, IP40, IK05, UGR≤16, direct/indirect, double parabolic reflector, light grey aluminium body | 2816 | 59 | 80 |  | 100000/L80B10 | 3 | 12842 | 77.5 | 165.7032 | 80+ | 3000 | 807.196
| DM1129280 | Decor LP LED1x11000/4900 K200 T830 WMC LG3 LO3 DALI | DALI-dimmable, I, IP40, IK05, UGR≤16, direct/indirect, double parabolic reflector, light grey aluminium body | 2816 | 59 | 80 |  | 100000/L80B10 | 3 | 15175 | 94.9 | 159.9052 | 80+ | 3000 | 820.354
| DM1129281 | Decor LP LED1x12750/5650 K201 T830 WMC LG3 LO4 DALI | DALI-dimmable, I, IP40, IK05, UGR≤16, direct/indirect, double parabolic reflector, light grey aluminium body | 2816 | 59 | 80 |  | 100000/L80B10 | 3 | 17570 | 109.7 | 160.1641 | 80+ | 3000 | 820.354
| DM1129282 | Decor LP LED1x3050/1400 K186 T840 WMC LG3 LO1 DALI | DALI-dimmable, I, IP40, IK05, UGR≤16, direct/indirect, double parabolic reflector, light grey aluminium body | 1136 | 59 | 80 |  | 100000/L80B10 | 3 | 4414 | 25.7 | 171.751 | 80+ | 4000 | 394.052
| DM1129283 | Decor LP LED1x3750/1750 K187 T840 WMC LG3 LO2 DALI | DALI-dimmable, I, IP40, IK05, UGR≤16, direct/indirect, double parabolic reflector, light grey aluminium body | 1136 | 59 | 80 |  | 100000/L80B10 | 3 | 5433 | 32.1 | 169.2523 | 80+ | 4000 | 394.052
| DM1129284 | Decor LP LED1x4400/2050 K188 T840 WMC LG3 LO3 DALI | DALI-dimmable, I, IP40, IK05, UGR≤16, direct/indirect, double parabolic reflector, light grey aluminium body | 1136 | 59 | 80 |  | 100000/L80B10 | 3 | 6421 | 38.9 | 165.0643 | 80+ | 4000 | 394.052
| DM1129285 | Decor LP LED1x5100/2350 K189 T840 WMC LG3 LO4 DALI | DALI-dimmable, I, IP40, IK05, UGR≤16, direct/indirect, double parabolic reflector, light grey aluminium body | 1136 | 59 | 80 |  | 100000/L80B10 | 3 | 7434 | 46.9 | 158.5075 | 80+ | 4000 | 407.253
| DM1129286 | Decor LP LED1x3800/1700 K190 T840 WMC LG3 LO1 DALI | DALI-dimmable, I, IP40, IK05, UGR≤16, direct/indirect, double parabolic reflector, light grey aluminium body | 1416 | 59 | 80 |  | 100000/L80B10 | 3 | 5447 | 31.7 | 171.8297 | 80+ | 4000 | 459.455
| DM1129287 | Decor LP LED1x4650/2100 K191 T840 WMC LG3 LO2 DALI | DALI-dimmable, I, IP40, IK05, UGR≤16, direct/indirect, double parabolic reflector, light grey aluminium body | 1416 | 59 | 80 |  | 100000/L80B10 | 3 | 6705 | 40 | 167.625 | 80+ | 4000 | 459.455
| DM1129288 | Decor LP LED1x5500/2450 K192 T840 WMC LG3 LO3 DALI | DALI-dimmable, I, IP40, IK05, UGR≤16, direct/indirect, double parabolic reflector, light grey aluminium body | 1416 | 59 | 80 |  | 100000/L80B10 | 3 | 7924 | 49.6 | 159.7581 | 80+ | 4000 | 488.996
| DM1129289 | Decor LP LED1x6400/2850 K193 T840 WMC LG3 LO4 DALI | DALI-dimmable, I, IP40, IK05, UGR≤16, direct/indirect, double parabolic reflector, light grey aluminium body | 1416 | 59 | 80 |  | 100000/L80B10 | 3 | 9174 | 57.2 | 160.3846 | 80+ | 4000 | 472.398
| DM1129290 | Decor LP LED1x6050/2800 K194 T840 WMC LG3 LO1 DALI | DALI-dimmable, I, IP40, IK05, UGR≤16, direct/indirect, double parabolic reflector, light grey aluminium body | 2256 | 59 | 80 |  | 100000/L80B10 | 3 | 8829 | 49.7 | 177.6459 | 80+ | 4000 | 676.003
| DM1129291 | Decor LP LED1x7450/3450 K195 T840 WMC LG3 LO2 DALI | DALI-dimmable, I, IP40, IK05, UGR≤16, direct/indirect, double parabolic reflector, light grey aluminium body | 2256 | 59 | 80 |  | 100000/L80B10 | 3 | 10867 | 62.1 | 174.9919 | 80+ | 4000 | 676.003
| DM1129292 | Decor LP LED1x8800/4100 K196 T840 WMC LG3 LO3 DALI | DALI-dimmable, I, IP40, IK05, UGR≤16, direct/indirect, double parabolic reflector, light grey aluminium body | 2256 | 59 | 80 |  | 100000/L80B10 | 3 | 12842 | 75.3 | 170.5445 | 80+ | 4000 | 676.003
| DM1129293 | Decor LP LED1x10200/4700 K197 T840 WMC LG3 LO4 DALI | DALI-dimmable, I, IP40, IK05, UGR≤16, direct/indirect, double parabolic reflector, light grey aluminium body | 2256 | 59 | 80 |  | 100000/L80B10 | 3 | 14868 | 88.9 | 167.2441 | 80+ | 4000 | 688.946
| DM1129294 | Decor LP LED1x7550/3400 K198 T840 WMC LG3 LO1 DALI | DALI-dimmable, I, IP40, IK05, UGR≤16, direct/indirect, double parabolic reflector, light grey aluminium body | 2816 | 59 | 80 |  | 100000/L80B10 | 3 | 10895 | 61.3 | 177.7325 | 80+ | 4000 | 807.196
| DM1129295 | Decor LP LED1x9300/4150 K199 T840 WMC LG3 LO2 DALI | DALI-dimmable, I, IP40, IK05, UGR≤16, direct/indirect, double parabolic reflector, light grey aluminium body | 2816 | 59 | 80 |  | 100000/L80B10 | 3 | 13411 | 77.5 | 173.0452 | 80+ | 4000 | 807.196
| DM1129296 | Decor LP LED1x11000/4900 K200 T840 WMC LG3 LO3 DALI | DALI-dimmable, I, IP40, IK05, UGR≤16, direct/indirect, double parabolic reflector, light grey aluminium body | 2816 | 59 | 80 |  | 100000/L80B10 | 3 | 15847 | 94.9 | 166.9863 | 80+ | 4000 | 820.354
| DM1129297 | Decor LP LED1x12750/5650 K201 T840 WMC LG3 LO4 DALI | DALI-dimmable, I, IP40, IK05, UGR≤16, direct/indirect, double parabolic reflector, light grey aluminium body | 2816 | 59 | 80 |  | 100000/L80B10 | 3 | 18348 | 109.7 | 167.2562 | 80+ | 4000 | 820.354
| DM1129298 | Decor LP LED1x2600/1400 K186 T830 BMC LG3 LO1 DALI | DALI-dimmable, I, IP40, IK05, UGR≤16, direct/indirect, double parabolic reflector, light grey aluminium body | 1136 | 59 | 80 |  | 100000/L80B10 | 3 | 3827 | 25.7 | 148.9105 | 80+ | 3000 | 394.052
| DM1129299 | Decor LP LED1x3200/1750 K187 T830 BMC LG3 LO2 DALI | DALI-dimmable, I, IP40, IK05, UGR≤16, direct/indirect, double parabolic reflector, light grey aluminium body | 1136 | 59 | 80 |  | 100000/L80B10 | 3 | 4711 | 32.1 | 146.7601 | 80+ | 3000 | 394.052
| DM1129300 | Decor LP LED1x3800/2050 K188 T830 BMC LG3 LO3 DALI | DALI-dimmable, I, IP40, IK05, UGR≤16, direct/indirect, double parabolic reflector, light grey aluminium body | 1136 | 59 | 80 |  | 100000/L80B10 | 3 | 5566 | 38.9 | 143.0848 | 80+ | 3000 | 394.052
| DM1129301 | Decor LP LED1x4400/2350 K189 T830 BMC LG3 LO4 DALI | DALI-dimmable, I, IP40, IK05, UGR≤16, direct/indirect, double parabolic reflector, light grey aluminium body | 1136 | 59 | 80 |  | 100000/L80B10 | 3 | 6443 | 46.9 | 137.3774 | 80+ | 3000 | 407.253
| DM1129302 | Decor LP LED1x3250/1700 K190 T830 BMC LG3 LO1 DALI | DALI-dimmable, I, IP40, IK05, UGR≤16, direct/indirect, double parabolic reflector, light grey aluminium body | 1416 | 59 | 80 |  | 100000/L80B10 | 3 | 4717 | 31.7 | 148.8013 | 80+ | 3000 | 459.455
| DM1129303 | Decor LP LED1x4000/2100 K191 T830 BMC LG3 LO2 DALI | DALI-dimmable, I, IP40, IK05, UGR≤16, direct/indirect, double parabolic reflector, light grey aluminium body | 1416 | 59 | 80 |  | 100000/L80B10 | 3 | 5805 | 40 | 145.125 | 80+ | 3000 | 459.455
| DM1129304 | Decor LP LED1x4750/2450 K192 T830 BMC LG3 LO3 DALI | DALI-dimmable, I, IP40, IK05, UGR≤16, direct/indirect, double parabolic reflector, light grey aluminium body | 1416 | 59 | 80 |  | 100000/L80B10 | 3 | 6859 | 49.6 | 138.2863 | 80+ | 3000 | 488.996
| DM1129305 | Decor LP LED1x5500/2850 K193 T830 BMC LG3 LO4 DALI | DALI-dimmable, I, IP40, IK05, UGR≤16, direct/indirect, double parabolic reflector, light grey aluminium body | 1416 | 59 | 80 |  | 100000/L80B10 | 3 | 7941 | 57.2 | 138.8287 | 80+ | 3000 | 472.398
| DM1129306 | Decor LP LED1x5200/2800 K194 T830 BMC LG3 LO1 DALI | DALI-dimmable, I, IP40, IK05, UGR≤16, direct/indirect, double parabolic reflector, light grey aluminium body | 2256 | 59 | 80 |  | 100000/L80B10 | 3 | 7654 | 49.7 | 154.004 | 80+ | 3000 | 676.003
| DM1129307 | Decor LP LED1x6400/3450 K195 T830 BMC LG3 LO2 DALI | DALI-dimmable, I, IP40, IK05, UGR≤16, direct/indirect, double parabolic reflector, light grey aluminium body | 2256 | 59 | 80 |  | 100000/L80B10 | 3 | 9421 | 62.1 | 151.7069 | 80+ | 3000 | 676.003
| DM1129308 | Decor LP LED1x7600/4100 K196 T830 BMC LG3 LO3 DALI | DALI-dimmable, I, IP40, IK05, UGR≤16, direct/indirect, double parabolic reflector, light grey aluminium body | 2256 | 59 | 80 |  | 100000/L80B10 | 3 | 11131 | 75.3 | 147.822 | 80+ | 3000 | 676.003
| DM1129309 | Decor LP LED1x8800/4700 K197 T830 BMC LG3 LO4 DALI | DALI-dimmable, I, IP40, IK05, UGR≤16, direct/indirect, double parabolic reflector, light grey aluminium body | 2256 | 59 | 80 |  | 100000/L80B10 | 3 | 12887 | 88.9 | 144.9606 | 80+ | 3000 | 688.946
| DM1129310 | Decor LP LED1x6500/3400 K198 T830 BMC LG3 LO1 DALI | DALI-dimmable, I, IP40, IK05, UGR≤16, direct/indirect, double parabolic reflector, light grey aluminium body | 2816 | 59 | 80 |  | 100000/L80B10 | 3 | 9433 | 61.3 | 153.8825 | 80+ | 3000 | 807.196
| DM1129311 | Decor LP LED1x8000/4150 K199 T830 BMC LG3 LO2 DALI | DALI-dimmable, I, IP40, IK05, UGR≤16, direct/indirect, double parabolic reflector, light grey aluminium body | 2816 | 59 | 80 |  | 100000/L80B10 | 3 | 11611 | 77.5 | 149.8194 | 80+ | 3000 | 807.196
| DM1129312 | Decor LP LED1x9500/4900 K200 T830 BMC LG3 LO3 DALI | DALI-dimmable, I, IP40, IK05, UGR≤16, direct/indirect, double parabolic reflector, light grey aluminium body | 2816 | 59 | 80 |  | 100000/L80B10 | 3 | 13719 | 94.9 | 144.5627 | 80+ | 3000 | 820.354
| DM1129313 | Decor LP LED1x11000/5650 K201 T830 BMC LG3 LO4 DALI | DALI-dimmable, I, IP40, IK05, UGR≤16, direct/indirect, double parabolic reflector, light grey aluminium body | 2816 | 59 | 80 |  | 100000/L80B10 | 3 | 15883 | 109.7 | 144.7858 | 80+ | 3000 | 820.354
| DM1129314 | Decor LP LED1x2600/1400 K186 T840 BMC LG3 LO1 DALI | DALI-dimmable, I, IP40, IK05, UGR≤16, direct/indirect, double parabolic reflector, light grey aluminium body | 1136 | 59 | 80 |  | 100000/L80B10 | 3 | 3998 | 25.7 | 155.5642 | 80+ | 4000 | 394.052
| DM1129315 | Decor LP LED1x3200/1750 K187 T840 BMC LG3 LO2 DALI | DALI-dimmable, I, IP40, IK05, UGR≤16, direct/indirect, double parabolic reflector, light grey aluminium body | 1136 | 59 | 80 |  | 100000/L80B10 | 3 | 4920 | 32.1 | 153.271 | 80+ | 4000 | 394.052
| DM1129316 | Decor LP LED1x3800/2050 K188 T840 BMC LG3 LO3 DALI | DALI-dimmable, I, IP40, IK05, UGR≤16, direct/indirect, double parabolic reflector, light grey aluminium body | 1136 | 59 | 80 |  | 100000/L80B10 | 3 | 5814 | 38.9 | 149.4602 | 80+ | 4000 | 394.052
| DM1129317 | Decor LP LED1x4400/2350 K189 T840 BMC LG3 LO4 DALI | DALI-dimmable, I, IP40, IK05, UGR≤16, direct/indirect, double parabolic reflector, light grey aluminium body | 1136 | 59 | 80 |  | 100000/L80B10 | 3 | 6730 | 46.9 | 143.4968 | 80+ | 4000 | 407.253
| DM1129318 | Decor LP LED1x3250/1700 K190 T840 BMC LG3 LO1 DALI | DALI-dimmable, I, IP40, IK05, UGR≤16, direct/indirect, double parabolic reflector, light grey aluminium body | 1416 | 59 | 80 |  | 100000/L80B10 | 3 | 4926 | 31.7 | 155.3943 | 80+ | 4000 | 459.455
| DM1129319 | Decor LP LED1x4000/2100 K191 T840 BMC LG3 LO2 DALI | DALI-dimmable, I, IP40, IK05, UGR≤16, direct/indirect, double parabolic reflector, light grey aluminium body | 1416 | 59 | 80 |  | 100000/L80B10 | 3 | 6063 | 40 | 151.575 | 80+ | 4000 | 459.455
| DM1129320 | Decor LP LED1x4750/2450 K192 T840 BMC LG3 LO3 DALI | DALI-dimmable, I, IP40, IK05, UGR≤16, direct/indirect, double parabolic reflector, light grey aluminium body | 1416 | 59 | 80 |  | 100000/L80B10 | 3 | 7164 | 49.6 | 144.4355 | 80+ | 4000 | 488.996
| DM1129321 | Decor LP LED1x5500/2850 K193 T840 BMC LG3 LO4 DALI | DALI-dimmable, I, IP40, IK05, UGR≤16, direct/indirect, double parabolic reflector, light grey aluminium body | 1416 | 59 | 80 |  | 100000/L80B10 | 3 | 8294 | 57.2 | 145 | 80+ | 4000 | 472.398
| DM1129322 | Decor LP LED1x5200/2800 K194 T840 BMC LG3 LO1 DALI | DALI-dimmable, I, IP40, IK05, UGR≤16, direct/indirect, double parabolic reflector, light grey aluminium body | 2256 | 59 | 80 |  | 100000/L80B10 | 3 | 7995 | 49.7 | 160.8652 | 80+ | 4000 | 676.003
| DM1129323 | Decor LP LED1x6400/3450 K195 T840 BMC LG3 LO2 DALI | DALI-dimmable, I, IP40, IK05, UGR≤16, direct/indirect, double parabolic reflector, light grey aluminium body | 2256 | 59 | 80 |  | 100000/L80B10 | 3 | 9840 | 62.1 | 158.4541 | 80+ | 4000 | 676.003
| DM1129324 | Decor LP LED1x7600/4100 K196 T840 BMC LG3 LO3 DALI | DALI-dimmable, I, IP40, IK05, UGR≤16, direct/indirect, double parabolic reflector, light grey aluminium body | 2256 | 59 | 80 |  | 100000/L80B10 | 3 | 11626 | 75.3 | 154.3958 | 80+ | 4000 | 676.003
| DM1129325 | Decor LP LED1x8800/4700 K197 T840 BMC LG3 LO4 DALI | DALI-dimmable, I, IP40, IK05, UGR≤16, direct/indirect, double parabolic reflector, light grey aluminium body | 2256 | 59 | 80 |  | 100000/L80B10 | 3 | 13460 | 88.9 | 151.4061 | 80+ | 4000 | 688.946
| DM1129326 | Decor LP LED1x6500/3400 K198 T840 BMC LG3 LO1 DALI | DALI-dimmable, I, IP40, IK05, UGR≤16, direct/indirect, double parabolic reflector, light grey aluminium body | 2816 | 59 | 80 |  | 100000/L80B10 | 3 | 9853 | 61.3 | 160.7341 | 80+ | 4000 | 807.196
| DM1129327 | Decor LP LED1x8000/4150 K199 T840 BMC LG3 LO2 DALI | DALI-dimmable, I, IP40, IK05, UGR≤16, direct/indirect, double parabolic reflector, light grey aluminium body | 2816 | 59 | 80 |  | 100000/L80B10 | 3 | 12127 | 77.5 | 156.4774 | 80+ | 4000 | 807.196
| DM1129328 | Decor LP LED1x9500/4900 K200 T840 BMC LG3 LO3 DALI | DALI-dimmable, I, IP40, IK05, UGR≤16, direct/indirect, double parabolic reflector, light grey aluminium body | 2816 | 59 | 80 |  | 100000/L80B10 | 3 | 14328 | 94.9 | 150.98 | 80+ | 4000 | 820.354
| DM1129329 | Decor LP LED1x11000/5650 K201 T840 BMC LG3 LO4 DALI | DALI-dimmable, I, IP40, IK05, UGR≤16, direct/indirect, double parabolic reflector, light grey aluminium body | 2816 | 59 | 80 |  | 100000/L80B10 | 3 | 16588 | 109.7 | 151.2124 | 80+ | 4000 | 820.354
| DM1129330 | Decor LP LED1x3050/1400 K186 T830 WMC LG3 LO1 DALI 1LIN L | DALI-dimmable, I, IP40, IK05, UGR≤16, direct/indirect, double parabolic reflector, light grey aluminium body, for in-line connection, first/end luminaire | 1128 | 59 | 80 |  | 100000/L80B10 | 3 | 4227 | 25.7 | 164.4747 | 80+ | 3000 | 410.693
| DM1129331 | Decor LP LED1x3750/1750 K187 T830 WMC LG3 LO2 DALI 1LIN L | DALI-dimmable, I, IP40, IK05, UGR≤16, direct/indirect, double parabolic reflector, light grey aluminium body, for in-line connection, first/end luminaire | 1128 | 59 | 80 |  | 100000/L80B10 | 3 | 5203 | 32.1 | 162.0872 | 80+ | 3000 | 410.693
| DM1129332 | Decor LP LED1x4400/2050 K188 T830 WMC LG3 LO3 DALI 1LIN L | DALI-dimmable, I, IP40, IK05, UGR≤16, direct/indirect, double parabolic reflector, light grey aluminium body, for in-line connection, first/end luminaire | 1128 | 59 | 80 |  | 100000/L80B10 | 3 | 6149 | 38.9 | 158.072 | 80+ | 3000 | 410.693
| DM1129333 | Decor LP LED1x5100/2350 K189 T830 WMC LG3 LO4 DALI 1LIN L | DALI-dimmable, I, IP40, IK05, UGR≤16, direct/indirect, double parabolic reflector, light grey aluminium body, for in-line connection, first/end luminaire | 1128 | 59 | 80 |  | 100000/L80B10 | 3 | 7118 | 46.9 | 151.7697 | 80+ | 3000 | 423.593
| DM1129334 | Decor LP LED1x3800/1700 K190 T830 WMC LG3 LO1 DALI 1LIN L | DALI-dimmable, I, IP40, IK05, UGR≤16, direct/indirect, double parabolic reflector, light grey aluminium body, for in-line connection, first/end luminaire | 1128 | 59 | 80 |  | 100000/L80B10 | 3 | 5216 | 31.7 | 164.5426 | 80+ | 3000 | 475.795
| DM1129335 | Decor LP LED1x4650/2100 K191 T830 WMC LG3 LO2 DALI 1LIN L | DALI-dimmable, I, IP40, IK05, UGR≤16, direct/indirect, double parabolic reflector, light grey aluminium body, for in-line connection, first/end luminaire | 1128 | 59 | 80 |  | 100000/L80B10 | 3 | 6421 | 40 | 160.525 | 80+ | 3000 | 475.795
| DM1129336 | Decor LP LED1x5500/2450 K192 T830 WMC LG3 LO3 DALI 1LIN L | DALI-dimmable, I, IP40, IK05, UGR≤16, direct/indirect, double parabolic reflector, light grey aluminium body, for in-line connection, first/end luminaire | 1128 | 59 | 80 |  | 100000/L80B10 | 3 | 7588 | 49.6 | 152.9839 | 80+ | 3000 | 505.551
| DM1129337 | Decor LP LED1x6400/2850 K193 T830 WMC LG3 LO4 DALI 1LIN L | DALI-dimmable, I, IP40, IK05, UGR≤16, direct/indirect, double parabolic reflector, light grey aluminium body, for in-line connection, first/end luminaire | 1128 | 59 | 80 |  | 100000/L80B10 | 3 | 8785 | 57.2 | 153.5839 | 80+ | 3000 | 488.996
| DM1129338 | Decor LP LED1x6050/2800 K194 T830 WMC LG3 LO1 DALI 1LIN L | DALI-dimmable, I, IP40, IK05, UGR≤16, direct/indirect, double parabolic reflector, light grey aluminium body, for in-line connection, first/end luminaire | 1128 | 59 | 80 |  | 100000/L80B10 | 3 | 8454 | 49.7 | 170.1006 | 80+ | 3000 | 697.589
| DM1129339 | Decor LP LED1x7450/3450 K195 T830 WMC LG3 LO2 DALI 1LIN L | DALI-dimmable, I, IP40, IK05, UGR≤16, direct/indirect, double parabolic reflector, light grey aluminium body, for in-line connection, first/end luminaire | 1128 | 59 | 80 |  | 100000/L80B10 | 3 | 10406 | 62.1 | 167.5684 | 80+ | 3000 | 697.589
| DM1129340 | Decor LP LED1x8800/4100 K196 T830 WMC LG3 LO3 DALI 1LIN L | DALI-dimmable, I, IP40, IK05, UGR≤16, direct/indirect, double parabolic reflector, light grey aluminium body, for in-line connection, first/end luminaire | 1128 | 59 | 80 |  | 100000/L80B10 | 3 | 12296 | 75.3 | 163.2935 | 80+ | 3000 | 697.589
| DM1129341 | Decor LP LED1x10200/4700 K197 T830 WMC LG3 LO4 DALI 1LIN L | DALI-dimmable, I, IP40, IK05, UGR≤16, direct/indirect, double parabolic reflector, light grey aluminium body, for in-line connection, first/end luminaire | 1128 | 59 | 80 |  | 100000/L80B10 | 3 | 14237 | 88.9 | 160.1462 | 80+ | 3000 | 710.747
| DM1129342 | Decor LP LED1x7550/3400 K198 T830 WMC LG3 LO1 DALI 1LIN L | DALI-dimmable, I, IP40, IK05, UGR≤16, direct/indirect, double parabolic reflector, light grey aluminium body, for in-line connection, first/end luminaire | 1408 | 59 | 80 |  | 100000/L80B10 | 3 | 10432 | 61.3 | 170.1794 | 80+ | 3000 | 828.051
| DM1129343 | Decor LP LED1x9300/4150 K199 T830 WMC LG3 LO2 DALI 1LIN L | DALI-dimmable, I, IP40, IK05, UGR≤16, direct/indirect, double parabolic reflector, light grey aluminium body, for in-line connection, first/end luminaire | 1408 | 59 | 80 |  | 100000/L80B10 | 3 | 12842 | 77.5 | 165.7032 | 80+ | 3000 | 828.051
| DM1129344 | Decor LP LED1x11000/4900 K200 T830 WMC LG3 LO3 DALI 1LIN L | DALI-dimmable, I, IP40, IK05, UGR≤16, direct/indirect, double parabolic reflector, light grey aluminium body, for in-line connection, first/end luminaire | 1408 | 59 | 80 |  | 100000/L80B10 | 3 | 15175 | 94.9 | 159.9052 | 80+ | 3000 | 841.252
| DM1129345 | Decor LP LED1x12750/5650 K201 T830 WMC LG3 LO4 DALI 1LIN L | DALI-dimmable, I, IP40, IK05, UGR≤16, direct/indirect, double parabolic reflector, light grey aluminium body, for in-line connection, first/end luminaire | 1408 | 59 | 80 |  | 100000/L80B10 | 3 | 17570 | 109.7 | 160.1641 | 80+ | 3000 | 841.252
| DM1129346 | Decor LP LED1x3050/1400 K186 T840 WMC LG3 LO1 DALI 1LIN L | DALI-dimmable, I, IP40, IK05, UGR≤16, direct/indirect, double parabolic reflector, light grey aluminium body, for in-line connection, first/end luminaire | 1408 | 59 | 80 |  | 100000/L80B10 | 3 | 4414 | 25.7 | 171.751 | 80+ | 4000 | 410.693
| DM1129347 | Decor LP LED1x3750/1750 K187 T840 WMC LG3 LO2 DALI 1LIN L | DALI-dimmable, I, IP40, IK05, UGR≤16, direct/indirect, double parabolic reflector, light grey aluminium body, for in-line connection, first/end luminaire | 1408 | 59 | 80 |  | 100000/L80B10 | 3 | 5433 | 32.1 | 169.2523 | 80+ | 4000 | 410.693
| DM1129348 | Decor LP LED1x4400/2050 K188 T840 WMC LG3 LO3 DALI 1LIN L | DALI-dimmable, I, IP40, IK05, UGR≤16, direct/indirect, double parabolic reflector, light grey aluminium body, for in-line connection, first/end luminaire | 1408 | 59 | 80 |  | 100000/L80B10 | 3 | 6421 | 38.9 | 165.0643 | 80+ | 4000 | 410.693
| DM1129349 | Decor LP LED1x5100/2350 K189 T840 WMC LG3 LO4 DALI 1LIN L | DALI-dimmable, I, IP40, IK05, UGR≤16, direct/indirect, double parabolic reflector, light grey aluminium body, for in-line connection, first/end luminaire | 1408 | 59 | 80 |  | 100000/L80B10 | 3 | 7434 | 46.9 | 158.5075 | 80+ | 4000 | 423.593
| DM1129350 | Decor LP LED1x3800/1700 K190 T840 WMC LG3 LO1 DALI 1LIN L | DALI-dimmable, I, IP40, IK05, UGR≤16, direct/indirect, double parabolic reflector, light grey aluminium body, for in-line connection, first/end luminaire | 1408 | 59 | 80 |  | 100000/L80B10 | 3 | 5447 | 31.7 | 171.8297 | 80+ | 4000 | 475.795
| DM1129351 | Decor LP LED1x4650/2100 K191 T840 WMC LG3 LO2 DALI 1LIN L | DALI-dimmable, I, IP40, IK05, UGR≤16, direct/indirect, double parabolic reflector, light grey aluminium body, for in-line connection, first/end luminaire | 1408 | 59 | 80 |  | 100000/L80B10 | 3 | 6705 | 40 | 167.625 | 80+ | 4000 | 475.795
| DM1129352 | Decor LP LED1x5500/2450 K192 T840 WMC LG3 LO3 DALI 1LIN L | DALI-dimmable, I, IP40, IK05, UGR≤16, direct/indirect, double parabolic reflector, light grey aluminium body, for in-line connection, first/end luminaire | 1408 | 59 | 80 |  | 100000/L80B10 | 3 | 7924 | 49.6 | 159.7581 | 80+ | 4000 | 505.551
| DM1129353 | Decor LP LED1x6400/2850 K193 T840 WMC LG3 LO4 DALI 1LIN L | DALI-dimmable, I, IP40, IK05, UGR≤16, direct/indirect, double parabolic reflector, light grey aluminium body, for in-line connection, first/end luminaire | 1408 | 59 | 80 |  | 100000/L80B10 | 3 | 9174 | 57.2 | 160.3846 | 80+ | 4000 | 488.996
| DM1129354 | Decor LP LED1x6050/2800 K194 T840 WMC LG3 LO1 DALI 1LIN L | DALI-dimmable, I, IP40, IK05, UGR≤16, direct/indirect, double parabolic reflector, light grey aluminium body, for in-line connection, first/end luminaire | 2248 | 59 | 80 |  | 100000/L80B10 | 3 | 8829 | 49.7 | 177.6459 | 80+ | 4000 | 697.589
| DM1129355 | Decor LP LED1x7450/3450 K195 T840 WMC LG3 LO2 DALI 1LIN L | DALI-dimmable, I, IP40, IK05, UGR≤16, direct/indirect, double parabolic reflector, light grey aluminium body, for in-line connection, first/end luminaire | 2248 | 59 | 80 |  | 100000/L80B10 | 3 | 10867 | 62.1 | 174.9919 | 80+ | 4000 | 697.589
| DM1129356 | Decor LP LED1x8800/4100 K196 T840 WMC LG3 LO3 DALI 1LIN L | DALI-dimmable, I, IP40, IK05, UGR≤16, direct/indirect, double parabolic reflector, light grey aluminium body, for in-line connection, first/end luminaire | 2248 | 59 | 80 |  | 100000/L80B10 | 3 | 12842 | 75.3 | 170.5445 | 80+ | 4000 | 697.589
| DM1129357 | Decor LP LED1x10200/4700 K197 T840 WMC LG3 LO4 DALI 1LIN L | DALI-dimmable, I, IP40, IK05, UGR≤16, direct/indirect, double parabolic reflector, light grey aluminium body, for in-line connection, first/end luminaire | 2248 | 59 | 80 |  | 100000/L80B10 | 3 | 14868 | 88.9 | 167.2441 | 80+ | 4000 | 710.747
| DM1129358 | Decor LP LED1x7550/3400 K198 T840 WMC LG3 LO1 DALI 1LIN L | DALI-dimmable, I, IP40, IK05, UGR≤16, direct/indirect, double parabolic reflector, light grey aluminium body, for in-line connection, first/end luminaire | 2248 | 59 | 80 |  | 100000/L80B10 | 3 | 10895 | 61.3 | 177.7325 | 80+ | 4000 | 828.051
| DM1129359 | Decor LP LED1x9300/4150 K199 T840 WMC LG3 LO2 DALI 1LIN L | DALI-dimmable, I, IP40, IK05, UGR≤16, direct/indirect, double parabolic reflector, light grey aluminium body, for in-line connection, first/end luminaire | 2248 | 59 | 80 |  | 100000/L80B10 | 3 | 13411 | 77.5 | 173.0452 | 80+ | 4000 | 828.051
| DM1129360 | Decor LP LED1x11000/4900 K200 T840 WMC LG3 LO3 DALI 1LIN L | DALI-dimmable, I, IP40, IK05, UGR≤16, direct/indirect, double parabolic reflector, light grey aluminium body, for in-line connection, first/end luminaire | 2248 | 59 | 80 |  | 100000/L80B10 | 3 | 15847 | 94.9 | 166.9863 | 80+ | 4000 | 841.252
| DM1129361 | Decor LP LED1x12750/5650 K201 T840 WMC LG3 LO4 DALI 1LIN L | DALI-dimmable, I, IP40, IK05, UGR≤16, direct/indirect, double parabolic reflector, light grey aluminium body, for in-line connection, first/end luminaire | 2248 | 59 | 80 |  | 100000/L80B10 | 3 | 18348 | 109.7 | 167.2562 | 80+ | 4000 | 841.252
| DM1129362 | Decor LP LED1x2600/1400 K186 T830 BMC LG3 LO1 DALI 1LIN L | DALI-dimmable, I, IP40, IK05, UGR≤16, direct/indirect, double parabolic reflector, light grey aluminium body, for in-line connection, first/end luminaire | 1128 | 59 | 80 |  | 100000/L80B10 | 3 | 3827 | 25.7 | 148.9105 | 80+ | 3000 | 410.693
| DM1129363 | Decor LP LED1x3200/1750 K187 T830 BMC LG3 LO2 DALI 1LIN L | DALI-dimmable, I, IP40, IK05, UGR≤16, direct/indirect, double parabolic reflector, light grey aluminium body, for in-line connection, first/end luminaire | 1128 | 59 | 80 |  | 100000/L80B10 | 3 | 4711 | 32.1 | 146.7601 | 80+ | 3000 | 410.693
| DM1129364 | Decor LP LED1x3800/2050 K188 T830 BMC LG3 LO3 DALI 1LIN L | DALI-dimmable, I, IP40, IK05, UGR≤16, direct/indirect, double parabolic reflector, light grey aluminium body, for in-line connection, first/end luminaire | 1128 | 59 | 80 |  | 100000/L80B10 | 3 | 5566 | 38.9 | 143.0848 | 80+ | 3000 | 410.693
| DM1129365 | Decor LP LED1x4400/2350 K189 T830 BMC LG3 LO4 DALI 1LIN L | DALI-dimmable, I, IP40, IK05, UGR≤16, direct/indirect, double parabolic reflector, light grey aluminium body, for in-line connection, first/end luminaire | 1128 | 59 | 80 |  | 100000/L80B10 | 3 | 6443 | 46.9 | 137.3774 | 80+ | 3000 | 423.593
| DM1129366 | Decor LP LED1x3250/1700 K190 T830 BMC LG3 LO1 DALI 1LIN L | DALI-dimmable, I, IP40, IK05, UGR≤16, direct/indirect, double parabolic reflector, light grey aluminium body, for in-line connection, first/end luminaire | 1128 | 59 | 80 |  | 100000/L80B10 | 3 | 4717 | 31.7 | 148.8013 | 80+ | 3000 | 475.795
| DM1129367 | Decor LP LED1x4000/2100 K191 T830 BMC LG3 LO2 DALI 1LIN L | DALI-dimmable, I, IP40, IK05, UGR≤16, direct/indirect, double parabolic reflector, light grey aluminium body, for in-line connection, first/end luminaire | 1128 | 59 | 80 |  | 100000/L80B10 | 3 | 5805 | 40 | 145.125 | 80+ | 3000 | 475.795
| DM1129368 | Decor LP LED1x4750/2450 K192 T830 BMC LG3 LO3 DALI 1LIN L | DALI-dimmable, I, IP40, IK05, UGR≤16, direct/indirect, double parabolic reflector, light grey aluminium body, for in-line connection, first/end luminaire | 1128 | 59 | 80 |  | 100000/L80B10 | 3 | 6859 | 49.6 | 138.2863 | 80+ | 3000 | 505.551
| DM1129369 | Decor LP LED1x5500/2850 K193 T830 BMC LG3 LO4 DALI 1LIN L | DALI-dimmable, I, IP40, IK05, UGR≤16, direct/indirect, double parabolic reflector, light grey aluminium body, for in-line connection, first/end luminaire | 1128 | 59 | 80 |  | 100000/L80B10 | 3 | 7941 | 57.2 | 138.8287 | 80+ | 3000 | 488.996
| DM1129370 | Decor LP LED1x5200/2800 K194 T830 BMC LG3 LO1 DALI 1LIN L | DALI-dimmable, I, IP40, IK05, UGR≤16, direct/indirect, double parabolic reflector, light grey aluminium body, for in-line connection, first/end luminaire | 1128 | 59 | 80 |  | 100000/L80B10 | 3 | 7654 | 49.7 | 154.004 | 80+ | 3000 | 697.589
| DM1129371 | Decor LP LED1x6400/3450 K195 T830 BMC LG3 LO2 DALI 1LIN L | DALI-dimmable, I, IP40, IK05, UGR≤16, direct/indirect, double parabolic reflector, light grey aluminium body, for in-line connection, first/end luminaire | 1128 | 59 | 80 |  | 100000/L80B10 | 3 | 9421 | 62.1 | 151.7069 | 80+ | 3000 | 697.589
| DM1129372 | Decor LP LED1x7600/4100 K196 T830 BMC LG3 LO3 DALI 1LIN L | DALI-dimmable, I, IP40, IK05, UGR≤16, direct/indirect, double parabolic reflector, light grey aluminium body, for in-line connection, first/end luminaire | 1128 | 59 | 80 |  | 100000/L80B10 | 3 | 11131 | 75.3 | 147.822 | 80+ | 3000 | 697.589
| DM1129373 | Decor LP LED1x8800/4700 K197 T830 BMC LG3 LO4 DALI 1LIN L | DALI-dimmable, I, IP40, IK05, UGR≤16, direct/indirect, double parabolic reflector, light grey aluminium body, for in-line connection, first/end luminaire | 1128 | 59 | 80 |  | 100000/L80B10 | 3 | 12887 | 88.9 | 144.9606 | 80+ | 3000 | 710.747
| DM1129374 | Decor LP LED1x6500/3400 K198 T830 BMC LG3 LO1 DALI 1LIN L | DALI-dimmable, I, IP40, IK05, UGR≤16, direct/indirect, double parabolic reflector, light grey aluminium body, for in-line connection, first/end luminaire | 1408 | 59 | 80 |  | 100000/L80B10 | 3 | 9433 | 61.3 | 153.8825 | 80+ | 3000 | 828.051
| DM1129375 | Decor LP LED1x8000/4150 K199 T830 BMC LG3 LO2 DALI 1LIN L | DALI-dimmable, I, IP40, IK05, UGR≤16, direct/indirect, double parabolic reflector, light grey aluminium body, for in-line connection, first/end luminaire | 1408 | 59 | 80 |  | 100000/L80B10 | 3 | 11611 | 77.5 | 149.8194 | 80+ | 3000 | 828.051
| DM1129376 | Decor LP LED1x9500/4900 K200 T830 BMC LG3 LO3 DALI 1LIN L | DALI-dimmable, I, IP40, IK05, UGR≤16, direct/indirect, double parabolic reflector, light grey aluminium body, for in-line connection, first/end luminaire | 1408 | 59 | 80 |  | 100000/L80B10 | 3 | 13719 | 94.9 | 144.5627 | 80+ | 3000 | 841.252
| DM1129377 | Decor LP LED1x11000/5650 K201 T830 BMC LG3 LO4 DALI 1LIN L | DALI-dimmable, I, IP40, IK05, UGR≤16, direct/indirect, double parabolic reflector, light grey aluminium body, for in-line connection, first/end luminaire | 1408 | 59 | 80 |  | 100000/L80B10 | 3 | 15883 | 109.7 | 144.7858 | 80+ | 3000 | 841.252
| DM1129378 | Decor LP LED1x2600/1400 K186 T840 BMC LG3 LO1 DALI 1LIN L | DALI-dimmable, I, IP40, IK05, UGR≤16, direct/indirect, double parabolic reflector, light grey aluminium body, for in-line connection, first/end luminaire | 1408 | 59 | 80 |  | 100000/L80B10 | 3 | 3998 | 25.7 | 155.5642 | 80+ | 4000 | 410.693
| DM1129379 | Decor LP LED1x3200/1750 K187 T840 BMC LG3 LO2 DALI 1LIN L | DALI-dimmable, I, IP40, IK05, UGR≤16, direct/indirect, double parabolic reflector, light grey aluminium body, for in-line connection, first/end luminaire | 1408 | 59 | 80 |  | 100000/L80B10 | 3 | 4920 | 32.1 | 153.271 | 80+ | 4000 | 410.693
| DM1129380 | Decor LP LED1x3800/2050 K188 T840 BMC LG3 LO3 DALI 1LIN L | DALI-dimmable, I, IP40, IK05, UGR≤16, direct/indirect, double parabolic reflector, light grey aluminium body, for in-line connection, first/end luminaire | 1408 | 59 | 80 |  | 100000/L80B10 | 3 | 5814 | 38.9 | 149.4602 | 80+ | 4000 | 410.693
| DM1129381 | Decor LP LED1x4400/2350 K189 T840 BMC LG3 LO4 DALI 1LIN L | DALI-dimmable, I, IP40, IK05, UGR≤16, direct/indirect, double parabolic reflector, light grey aluminium body, for in-line connection, first/end luminaire | 1408 | 59 | 80 |  | 100000/L80B10 | 3 | 6730 | 46.9 | 143.4968 | 80+ | 4000 | 423.593
| DM1129382 | Decor LP LED1x3250/1700 K190 T840 BMC LG3 LO1 DALI 1LIN L | DALI-dimmable, I, IP40, IK05, UGR≤16, direct/indirect, double parabolic reflector, light grey aluminium body, for in-line connection, first/end luminaire | 1408 | 59 | 80 |  | 100000/L80B10 | 3 | 4926 | 31.7 | 155.3943 | 80+ | 4000 | 475.795
| DM1129383 | Decor LP LED1x4000/2100 K191 T840 BMC LG3 LO2 DALI 1LIN L | DALI-dimmable, I, IP40, IK05, UGR≤16, direct/indirect, double parabolic reflector, light grey aluminium body, for in-line connection, first/end luminaire | 1408 | 59 | 80 |  | 100000/L80B10 | 3 | 6063 | 40 | 151.575 | 80+ | 4000 | 475.795
| DM1129384 | Decor LP LED1x4750/2450 K192 T840 BMC LG3 LO3 DALI 1LIN L | DALI-dimmable, I, IP40, IK05, UGR≤16, direct/indirect, double parabolic reflector, light grey aluminium body, for in-line connection, first/end luminaire | 1408 | 59 | 80 |  | 100000/L80B10 | 3 | 7164 | 49.6 | 144.4355 | 80+ | 4000 | 505.551
| DM1129385 | Decor LP LED1x5500/2850 K193 T840 BMC LG3 LO4 DALI 1LIN L | DALI-dimmable, I, IP40, IK05, UGR≤16, direct/indirect, double parabolic reflector, light grey aluminium body, for in-line connection, first/end luminaire | 1408 | 59 | 80 |  | 100000/L80B10 | 3 | 8294 | 57.2 | 145 | 80+ | 4000 | 488.996
| DM1129386 | Decor LP LED1x5200/2800 K194 T840 BMC LG3 LO1 DALI 1LIN L | DALI-dimmable, I, IP40, IK05, UGR≤16, direct/indirect, double parabolic reflector, light grey aluminium body, for in-line connection, first/end luminaire | 2248 | 59 | 80 |  | 100000/L80B10 | 3 | 7995 | 49.7 | 160.8652 | 80+ | 4000 | 697.589
| DM1129387 | Decor LP LED1x6400/3450 K195 T840 BMC LG3 LO2 DALI 1LIN L | DALI-dimmable, I, IP40, IK05, UGR≤16, direct/indirect, double parabolic reflector, light grey aluminium body, for in-line connection, first/end luminaire | 2248 | 59 | 80 |  | 100000/L80B10 | 3 | 9840 | 62.1 | 158.4541 | 80+ | 4000 | 697.589
| DM1129388 | Decor LP LED1x7600/4100 K196 T840 BMC LG3 LO3 DALI 1LIN L | DALI-dimmable, I, IP40, IK05, UGR≤16, direct/indirect, double parabolic reflector, light grey aluminium body, for in-line connection, first/end luminaire | 2248 | 59 | 80 |  | 100000/L80B10 | 3 | 11626 | 75.3 | 154.3958 | 80+ | 4000 | 697.589
| DM1129389 | Decor LP LED1x8800/4700 K197 T840 BMC LG3 LO4 DALI 1LIN L | DALI-dimmable, I, IP40, IK05, UGR≤16, direct/indirect, double parabolic reflector, light grey aluminium body, for in-line connection, first/end luminaire | 2248 | 59 | 80 |  | 100000/L80B10 | 3 | 13460 | 88.9 | 151.4061 | 80+ | 4000 | 710.747
| DM1129390 | Decor LP LED1x6500/3400 K198 T840 BMC LG3 LO1 DALI 1LIN L | DALI-dimmable, I, IP40, IK05, UGR≤16, direct/indirect, double parabolic reflector, light grey aluminium body, for in-line connection, first/end luminaire | 2248 | 59 | 80 |  | 100000/L80B10 | 3 | 9853 | 61.3 | 160.7341 | 80+ | 4000 | 828.051
| DM1129391 | Decor LP LED1x8000/4150 K199 T840 BMC LG3 LO2 DALI 1LIN L | DALI-dimmable, I, IP40, IK05, UGR≤16, direct/indirect, double parabolic reflector, light grey aluminium body, for in-line connection, first/end luminaire | 2248 | 59 | 80 |  | 100000/L80B10 | 3 | 12127 | 77.5 | 156.4774 | 80+ | 4000 | 828.051
| DM1129392 | Decor LP LED1x9500/4900 K200 T840 BMC LG3 LO3 DALI 1LIN L | DALI-dimmable, I, IP40, IK05, UGR≤16, direct/indirect, double parabolic reflector, light grey aluminium body, for in-line connection, first/end luminaire | 2248 | 59 | 80 |  | 100000/L80B10 | 3 | 14328 | 94.9 | 150.98 | 80+ | 4000 | 841.252
| DM1129393 | Decor LP LED1x11000/5650 K201 T840 BMC LG3 LO4 DALI 1LIN L | DALI-dimmable, I, IP40, IK05, UGR≤16, direct/indirect, double parabolic reflector, light grey aluminium body, for in-line connection, first/end luminaire | 2248 | 59 | 80 |  | 100000/L80B10 | 3 | 16588 | 109.7 | 151.2124 | 80+ | 4000 | 841.252
| DM1129394 | Decor LP LED1x3050/1400 K186 T830 WMC LG3 LO1 DALI 1LIN LL | DALI-dimmable, I, IP40, IK05, UGR≤16, direct/indirect, double parabolic reflector, light grey aluminium body, for in-line connection | 1119 | 59 | 80 |  | 100000/L80B10 | 3 | 4227 | 25.7 | 164.4747 | 80+ | 3000 | 406.35
| DM1129395 | Decor LP LED1x3750/1750 K187 T830 WMC LG3 LO2 DALI 1LIN LL | DALI-dimmable, I, IP40, IK05, UGR≤16, direct/indirect, double parabolic reflector, light grey aluminium body, for in-line connection | 1119 | 59 | 80 |  | 100000/L80B10 | 3 | 5203 | 32.1 | 162.0872 | 80+ | 3000 | 406.35
| DM1129396 | Decor LP LED1x4400/2050 K188 T830 WMC LG3 LO3 DALI 1LIN LL | DALI-dimmable, I, IP40, IK05, UGR≤16, direct/indirect, double parabolic reflector, light grey aluminium body, for in-line connection | 1119 | 59 | 80 |  | 100000/L80B10 | 3 | 6149 | 38.9 | 158.072 | 80+ | 3000 | 406.35
| DM1129397 | Decor LP LED1x5100/2350 K189 T830 WMC LG3 LO4 DALI 1LIN LL | DALI-dimmable, I, IP40, IK05, UGR≤16, direct/indirect, double parabolic reflector, light grey aluminium body, for in-line connection | 1119 | 59 | 80 |  | 100000/L80B10 | 3 | 7118 | 46.9 | 151.7697 | 80+ | 3000 | 419.336
| DM1129398 | Decor LP LED1x3800/1700 K190 T830 WMC LG3 LO1 DALI 1LIN LL | DALI-dimmable, I, IP40, IK05, UGR≤16, direct/indirect, double parabolic reflector, light grey aluminium body, for in-line connection | 1399 | 59 | 80 |  | 100000/L80B10 | 3 | 5216 | 31.7 | 164.5426 | 80+ | 3000 | 470.592
| DM1129399 | Decor LP LED1x4650/2100 K191 T830 WMC LG3 LO2 DALI 1LIN LL | DALI-dimmable, I, IP40, IK05, UGR≤16, direct/indirect, double parabolic reflector, light grey aluminium body, for in-line connection | 1399 | 59 | 80 |  | 100000/L80B10 | 3 | 6421 | 40 | 160.525 | 80+ | 3000 | 470.592
| DM1129400 | Decor LP LED1x5500/2450 K192 T830 WMC LG3 LO3 DALI 1LIN LL | DALI-dimmable, I, IP40, IK05, UGR≤16, direct/indirect, double parabolic reflector, light grey aluminium body, for in-line connection | 1399 | 59 | 80 |  | 100000/L80B10 | 3 | 7588 | 49.6 | 152.9839 | 80+ | 3000 | 500.305
| DM1129401 | Decor LP LED1x6400/2850 K193 T830 WMC LG3 LO4 DALI 1LIN LL | DALI-dimmable, I, IP40, IK05, UGR≤16, direct/indirect, double parabolic reflector, light grey aluminium body, for in-line connection | 1399 | 59 | 80 |  | 100000/L80B10 | 3 | 8785 | 57.2 | 153.5839 | 80+ | 3000 | 483.75
| DM1129402 | Decor LP LED1x6050/2800 K194 T830 WMC LG3 LO1 DALI 1LIN LL | DALI-dimmable, I, IP40, IK05, UGR≤16, direct/indirect, double parabolic reflector, light grey aluminium body, for in-line connection | 2239 | 59 | 80 |  | 100000/L80B10 | 3 | 8454 | 49.7 | 170.1006 | 80+ | 3000 | 692.343
| DM1129403 | Decor LP LED1x7450/3450 K195 T830 WMC LG3 LO2 DALI 1LIN LL | DALI-dimmable, I, IP40, IK05, UGR≤16, direct/indirect, double parabolic reflector, light grey aluminium body, for in-line connection | 2239 | 59 | 80 |  | 100000/L80B10 | 3 | 10406 | 62.1 | 167.5684 | 80+ | 3000 | 692.343
| DM1129404 | Decor LP LED1x8800/4100 K196 T830 WMC LG3 LO3 DALI 1LIN LL | DALI-dimmable, I, IP40, IK05, UGR≤16, direct/indirect, double parabolic reflector, light grey aluminium body, for in-line connection | 2239 | 59 | 80 |  | 100000/L80B10 | 3 | 12296 | 75.3 | 163.2935 | 80+ | 3000 | 692.343
| DM1129405 | Decor LP LED1x10200/4700 K197 T830 WMC LG3 LO4 DALI 1LIN LL | DALI-dimmable, I, IP40, IK05, UGR≤16, direct/indirect, double parabolic reflector, light grey aluminium body, for in-line connection | 2239 | 59 | 80 |  | 100000/L80B10 | 3 | 14237 | 88.9 | 160.1462 | 80+ | 3000 | 705.501
| DM1129406 | Decor LP LED1x7550/3400 K198 T830 WMC LG3 LO1 DALI 1LIN LL | DALI-dimmable, I, IP40, IK05, UGR≤16, direct/indirect, double parabolic reflector, light grey aluminium body, for in-line connection | 2799 | 59 | 80 |  | 100000/L80B10 | 3 | 10432 | 61.3 | 170.1794 | 80+ | 3000 | 823.751
| DM1129407 | Decor LP LED1x9300/4150 K199 T830 WMC LG3 LO2 DALI 1LIN LL | DALI-dimmable, I, IP40, IK05, UGR≤16, direct/indirect, double parabolic reflector, light grey aluminium body, for in-line connection | 2799 | 59 | 80 |  | 100000/L80B10 | 3 | 12842 | 77.5 | 165.7032 | 80+ | 3000 | 823.751
| DM1129408 | Decor LP LED1x11000/4900 K200 T830 WMC LG3 LO3 DALI 1LIN LL | DALI-dimmable, I, IP40, IK05, UGR≤16, direct/indirect, double parabolic reflector, light grey aluminium body, for in-line connection | 2799 | 59 | 80 |  | 100000/L80B10 | 3 | 15175 | 94.9 | 159.9052 | 80+ | 3000 | 836.694
| DM1129409 | Decor LP LED1x12750/5650 K201 T830 WMC LG3 LO4 DALI 1LIN LL | DALI-dimmable, I, IP40, IK05, UGR≤16, direct/indirect, double parabolic reflector, light grey aluminium body, for in-line connection | 2799 | 59 | 80 |  | 100000/L80B10 | 3 | 17570 | 109.7 | 160.1641 | 80+ | 3000 | 836.694
| DM1129410 | Decor LP LED1x3050/1400 K186 T840 WMC LG3 LO1 DALI 1LIN LL | DALI-dimmable, I, IP40, IK05, UGR≤16, direct/indirect, double parabolic reflector, light grey aluminium body, for in-line connection | 1119 | 59 | 80 |  | 100000/L80B10 | 3 | 4414 | 25.7 | 171.751 | 80+ | 4000 | 406.35
| DM1129411 | Decor LP LED1x3750/1750 K187 T840 WMC LG3 LO2 DALI 1LIN LL | DALI-dimmable, I, IP40, IK05, UGR≤16, direct/indirect, double parabolic reflector, light grey aluminium body, for in-line connection | 1119 | 59 | 80 |  | 100000/L80B10 | 3 | 5433 | 32.1 | 169.2523 | 80+ | 4000 | 406.35
| DM1129412 | Decor LP LED1x4400/2050 K188 T840 WMC LG3 LO3 DALI 1LIN LL | DALI-dimmable, I, IP40, IK05, UGR≤16, direct/indirect, double parabolic reflector, light grey aluminium body, for in-line connection | 1119 | 59 | 80 |  | 100000/L80B10 | 3 | 6421 | 38.9 | 165.0643 | 80+ | 4000 | 406.35
| DM1129413 | Decor LP LED1x5100/2350 K189 T840 WMC LG3 LO4 DALI 1LIN LL | DALI-dimmable, I, IP40, IK05, UGR≤16, direct/indirect, double parabolic reflector, light grey aluminium body, for in-line connection | 1119 | 59 | 80 |  | 100000/L80B10 | 3 | 7434 | 46.9 | 158.5075 | 80+ | 4000 | 419.336
| DM1129414 | Decor LP LED1x3800/1700 K190 T840 WMC LG3 LO1 DALI 1LIN LL | DALI-dimmable, I, IP40, IK05, UGR≤16, direct/indirect, double parabolic reflector, light grey aluminium body, for in-line connection | 1399 | 59 | 80 |  | 100000/L80B10 | 3 | 5447 | 31.7 | 171.8297 | 80+ | 4000 | 470.592
| DM1129415 | Decor LP LED1x4650/2100 K191 T840 WMC LG3 LO2 DALI 1LIN LL | DALI-dimmable, I, IP40, IK05, UGR≤16, direct/indirect, double parabolic reflector, light grey aluminium body, for in-line connection | 1399 | 59 | 80 |  | 100000/L80B10 | 3 | 6705 | 40 | 167.625 | 80+ | 4000 | 470.592
| DM1129416 | Decor LP LED1x5500/2450 K192 T840 WMC LG3 LO3 DALI 1LIN LL | DALI-dimmable, I, IP40, IK05, UGR≤16, direct/indirect, double parabolic reflector, light grey aluminium body, for in-line connection | 1399 | 59 | 80 |  | 100000/L80B10 | 3 | 7924 | 49.6 | 159.7581 | 80+ | 4000 | 500.305
| DM1129417 | Decor LP LED1x6400/2850 K193 T840 WMC LG3 LO4 DALI 1LIN LL | DALI-dimmable, I, IP40, IK05, UGR≤16, direct/indirect, double parabolic reflector, light grey aluminium body, for in-line connection | 1399 | 59 | 80 |  | 100000/L80B10 | 3 | 9174 | 57.2 | 160.3846 | 80+ | 4000 | 483.75
| DM1129418 | Decor LP LED1x6050/2800 K194 T840 WMC LG3 LO1 DALI 1LIN LL | DALI-dimmable, I, IP40, IK05, UGR≤16, direct/indirect, double parabolic reflector, light grey aluminium body, for in-line connection | 2239 | 59 | 80 |  | 100000/L80B10 | 3 | 8829 | 49.7 | 177.6459 | 80+ | 4000 | 692.343
| DM1129419 | Decor LP LED1x7450/3450 K195 T840 WMC LG3 LO2 DALI 1LIN LL | DALI-dimmable, I, IP40, IK05, UGR≤16, direct/indirect, double parabolic reflector, light grey aluminium body, for in-line connection | 2239 | 59 | 80 |  | 100000/L80B10 | 3 | 10867 | 62.1 | 174.9919 | 80+ | 4000 | 692.343
| DM1129420 | Decor LP LED1x8800/4100 K196 T840 WMC LG3 LO3 DALI 1LIN LL | DALI-dimmable, I, IP40, IK05, UGR≤16, direct/indirect, double parabolic reflector, light grey aluminium body, for in-line connection | 2239 | 59 | 80 |  | 100000/L80B10 | 3 | 12842 | 75.3 | 170.5445 | 80+ | 4000 | 692.343
| DM1129421 | Decor LP LED1x10200/4700 K197 T840 WMC LG3 LO4 DALI 1LIN LL | DALI-dimmable, I, IP40, IK05, UGR≤16, direct/indirect, double parabolic reflector, light grey aluminium body, for in-line connection | 2239 | 59 | 80 |  | 100000/L80B10 | 3 | 14868 | 88.9 | 167.2441 | 80+ | 4000 | 705.501
| DM1129422 | Decor LP LED1x7550/3400 K198 T840 WMC LG3 LO1 DALI 1LIN LL | DALI-dimmable, I, IP40, IK05, UGR≤16, direct/indirect, double parabolic reflector, light grey aluminium body, for in-line connection | 2799 | 59 | 80 |  | 100000/L80B10 | 3 | 10895 | 61.3 | 177.7325 | 80+ | 4000 | 823.751
| DM1129423 | Decor LP LED1x9300/4150 K199 T840 WMC LG3 LO2 DALI 1LIN LL | DALI-dimmable, I, IP40, IK05, UGR≤16, direct/indirect, double parabolic reflector, light grey aluminium body, for in-line connection | 2799 | 59 | 80 |  | 100000/L80B10 | 3 | 13411 | 77.5 | 173.0452 | 80+ | 4000 | 823.751
| DM1129424 | Decor LP LED1x11000/4900 K200 T840 WMC LG3 LO3 DALI 1LIN LL | DALI-dimmable, I, IP40, IK05, UGR≤16, direct/indirect, double parabolic reflector, light grey aluminium body, for in-line connection | 2799 | 59 | 80 |  | 100000/L80B10 | 3 | 15847 | 94.9 | 166.9863 | 80+ | 4000 | 836.694
| DM1129425 | Decor LP LED1x12750/5650 K201 T840 WMC LG3 LO4 DALI 1LIN LL | DALI-dimmable, I, IP40, IK05, UGR≤16, direct/indirect, double parabolic reflector, light grey aluminium body, for in-line connection | 2799 | 59 | 80 |  | 100000/L80B10 | 3 | 18348 | 109.7 | 167.2562 | 80+ | 4000 | 836.694
| DM1129426 | Decor LP LED1x2600/1400 K186 T830 BMC LG3 LO1 DALI 1LIN LL | DALI-dimmable, I, IP40, IK05, UGR≤16, direct/indirect, double parabolic reflector, light grey aluminium body, for in-line connection | 1119 | 59 | 80 |  | 100000/L80B10 | 3 | 3827 | 25.7 | 148.9105 | 80+ | 3000 | 406.35
| DM1129427 | Decor LP LED1x3200/1750 K187 T830 BMC LG3 LO2 DALI 1LIN LL | DALI-dimmable, I, IP40, IK05, UGR≤16, direct/indirect, double parabolic reflector, light grey aluminium body, for in-line connection | 1119 | 59 | 80 |  | 100000/L80B10 | 3 | 4711 | 32.1 | 146.7601 | 80+ | 3000 | 406.35
| DM1129428 | Decor LP LED1x3800/2050 K188 T830 BMC LG3 LO3 DALI 1LIN LL | DALI-dimmable, I, IP40, IK05, UGR≤16, direct/indirect, double parabolic reflector, light grey aluminium body, for in-line connection | 1119 | 59 | 80 |  | 100000/L80B10 | 3 | 5566 | 38.9 | 143.0848 | 80+ | 3000 | 406.35
| DM1129429 | Decor LP LED1x4400/2350 K189 T830 BMC LG3 LO4 DALI 1LIN LL | DALI-dimmable, I, IP40, IK05, UGR≤16, direct/indirect, double parabolic reflector, light grey aluminium body, for in-line connection | 1119 | 59 | 80 |  | 100000/L80B10 | 3 | 6443 | 46.9 | 137.3774 | 80+ | 3000 | 419.336
| DM1129430 | Decor LP LED1x3250/1700 K190 T830 BMC LG3 LO1 DALI 1LIN LL | DALI-dimmable, I, IP40, IK05, UGR≤16, direct/indirect, double parabolic reflector, light grey aluminium body, for in-line connection | 1399 | 59 | 80 |  | 100000/L80B10 | 3 | 4717 | 31.7 | 148.8013 | 80+ | 3000 | 470.592
| DM1129431 | Decor LP LED1x4000/2100 K191 T830 BMC LG3 LO2 DALI 1LIN LL | DALI-dimmable, I, IP40, IK05, UGR≤16, direct/indirect, double parabolic reflector, light grey aluminium body, for in-line connection | 1399 | 59 | 80 |  | 100000/L80B10 | 3 | 5805 | 40 | 145.125 | 80+ | 3000 | 470.592
| DM1129432 | Decor LP LED1x4750/2450 K192 T830 BMC LG3 LO3 DALI 1LIN LL | DALI-dimmable, I, IP40, IK05, UGR≤16, direct/indirect, double parabolic reflector, light grey aluminium body, for in-line connection | 1399 | 59 | 80 |  | 100000/L80B10 | 3 | 6859 | 49.6 | 138.2863 | 80+ | 3000 | 500.305
| DM1129433 | Decor LP LED1x5500/2850 K193 T830 BMC LG3 LO4 DALI 1LIN LL | DALI-dimmable, I, IP40, IK05, UGR≤16, direct/indirect, double parabolic reflector, light grey aluminium body, for in-line connection | 1399 | 59 | 80 |  | 100000/L80B10 | 3 | 7941 | 57.2 | 138.8287 | 80+ | 3000 | 483.75
| DM1129434 | Decor LP LED1x5200/2800 K194 T830 BMC LG3 LO1 DALI 1LIN LL | DALI-dimmable, I, IP40, IK05, UGR≤16, direct/indirect, double parabolic reflector, light grey aluminium body, for in-line connection | 2239 | 59 | 80 |  | 100000/L80B10 | 3 | 7654 | 49.7 | 154.004 | 80+ | 3000 | 692.343
| DM1129435 | Decor LP LED1x6400/3450 K195 T830 BMC LG3 LO2 DALI 1LIN LL | DALI-dimmable, I, IP40, IK05, UGR≤16, direct/indirect, double parabolic reflector, light grey aluminium body, for in-line connection | 2239 | 59 | 80 |  | 100000/L80B10 | 3 | 9421 | 62.1 | 151.7069 | 80+ | 3000 | 692.343
| DM1129436 | Decor LP LED1x7600/4100 K196 T830 BMC LG3 LO3 DALI 1LIN LL | DALI-dimmable, I, IP40, IK05, UGR≤16, direct/indirect, double parabolic reflector, light grey aluminium body, for in-line connection | 2239 | 59 | 80 |  | 100000/L80B10 | 3 | 11131 | 75.3 | 147.822 | 80+ | 3000 | 692.343
| DM1129437 | Decor LP LED1x8800/4700 K197 T830 BMC LG3 LO4 DALI 1LIN LL | DALI-dimmable, I, IP40, IK05, UGR≤16, direct/indirect, double parabolic reflector, light grey aluminium body, for in-line connection | 2239 | 59 | 80 |  | 100000/L80B10 | 3 | 12887 | 88.9 | 144.9606 | 80+ | 3000 | 705.501
| DM1129438 | Decor LP LED1x6500/3400 K198 T830 BMC LG3 LO1 DALI 1LIN LL | DALI-dimmable, I, IP40, IK05, UGR≤16, direct/indirect, double parabolic reflector, light grey aluminium body, for in-line connection | 2799 | 59 | 80 |  | 100000/L80B10 | 3 | 9433 | 61.3 | 153.8825 | 80+ | 3000 | 823.751
| DM1129439 | Decor LP LED1x8000/4150 K199 T830 BMC LG3 LO2 DALI 1LIN LL | DALI-dimmable, I, IP40, IK05, UGR≤16, direct/indirect, double parabolic reflector, light grey aluminium body, for in-line connection | 2799 | 59 | 80 |  | 100000/L80B10 | 3 | 11611 | 77.5 | 149.8194 | 80+ | 3000 | 823.751
| DM1129440 | Decor LP LED1x9500/4900 K200 T830 BMC LG3 LO3 DALI 1LIN LL | DALI-dimmable, I, IP40, IK05, UGR≤16, direct/indirect, double parabolic reflector, light grey aluminium body, for in-line connection | 2799 | 59 | 80 |  | 100000/L80B10 | 3 | 13719 | 94.9 | 144.5627 | 80+ | 3000 | 836.694
| DM1129441 | Decor LP LED1x11000/5650 K201 T830 BMC LG3 LO4 DALI 1LIN LL | DALI-dimmable, I, IP40, IK05, UGR≤16, direct/indirect, double parabolic reflector, light grey aluminium body, for in-line connection | 2799 | 59 | 80 |  | 100000/L80B10 | 3 | 15883 | 109.7 | 144.7858 | 80+ | 3000 | 836.694
| DM1129442 | Decor LP LED1x2600/1400 K186 T840 BMC LG3 LO1 DALI 1LIN LL | DALI-dimmable, I, IP40, IK05, UGR≤16, direct/indirect, double parabolic reflector, light grey aluminium body, for in-line connection | 1119 | 59 | 80 |  | 100000/L80B10 | 3 | 3998 | 25.7 | 155.5642 | 80+ | 4000 | 406.35
| DM1129443 | Decor LP LED1x3200/1750 K187 T840 BMC LG3 LO2 DALI 1LIN LL | DALI-dimmable, I, IP40, IK05, UGR≤16, direct/indirect, double parabolic reflector, light grey aluminium body, for in-line connection | 1119 | 59 | 80 |  | 100000/L80B10 | 3 | 4920 | 32.1 | 153.271 | 80+ | 4000 | 406.35
| DM1129444 | Decor LP LED1x3800/2050 K188 T840 BMC LG3 LO3 DALI 1LIN LL | DALI-dimmable, I, IP40, IK05, UGR≤16, direct/indirect, double parabolic reflector, light grey aluminium body, for in-line connection | 1119 | 59 | 80 |  | 100000/L80B10 | 3 | 5814 | 38.9 | 149.4602 | 80+ | 4000 | 406.35
| DM1129445 | Decor LP LED1x4400/2350 K189 T840 BMC LG3 LO4 DALI 1LIN LL | DALI-dimmable, I, IP40, IK05, UGR≤16, direct/indirect, double parabolic reflector, light grey aluminium body, for in-line connection | 1119 | 59 | 80 |  | 100000/L80B10 | 3 | 6730 | 46.9 | 143.4968 | 80+ | 4000 | 419.336
| DM1129446 | Decor LP LED1x3250/1700 K190 T840 BMC LG3 LO1 DALI 1LIN LL | DALI-dimmable, I, IP40, IK05, UGR≤16, direct/indirect, double parabolic reflector, light grey aluminium body, for in-line connection | 1399 | 59 | 80 |  | 100000/L80B10 | 3 | 4926 | 31.7 | 155.3943 | 80+ | 4000 | 470.592
| DM1129447 | Decor LP LED1x4000/2100 K191 T840 BMC LG3 LO2 DALI 1LIN LL | DALI-dimmable, I, IP40, IK05, UGR≤16, direct/indirect, double parabolic reflector, light grey aluminium body, for in-line connection | 1399 | 59 | 80 |  | 100000/L80B10 | 3 | 6063 | 40 | 151.575 | 80+ | 4000 | 470.592
| DM1129448 | Decor LP LED1x4750/2450 K192 T840 BMC LG3 LO3 DALI 1LIN LL | DALI-dimmable, I, IP40, IK05, UGR≤16, direct/indirect, double parabolic reflector, light grey aluminium body, for in-line connection | 1399 | 59 | 80 |  | 100000/L80B10 | 3 | 7164 | 49.6 | 144.4355 | 80+ | 4000 | 500.305
| DM1129449 | Decor LP LED1x5500/2850 K193 T840 BMC LG3 LO4 DALI 1LIN LL | DALI-dimmable, I, IP40, IK05, UGR≤16, direct/indirect, double parabolic reflector, light grey aluminium body, for in-line connection | 1399 | 59 | 80 |  | 100000/L80B10 | 3 | 8294 | 57.2 | 145 | 80+ | 4000 | 483.75
| DM1129450 | Decor LP LED1x5200/2800 K194 T840 BMC LG3 LO1 DALI 1LIN LL | DALI-dimmable, I, IP40, IK05, UGR≤16, direct/indirect, double parabolic reflector, light grey aluminium body, for in-line connection | 2239 | 59 | 80 |  | 100000/L80B10 | 3 | 7995 | 49.7 | 160.8652 | 80+ | 4000 | 692.343
| DM1129451 | Decor LP LED1x6400/3450 K195 T840 BMC LG3 LO2 DALI 1LIN LL | DALI-dimmable, I, IP40, IK05, UGR≤16, direct/indirect, double parabolic reflector, light grey aluminium body, for in-line connection | 2239 | 59 | 80 |  | 100000/L80B10 | 3 | 9840 | 62.1 | 158.4541 | 80+ | 4000 | 692.343
| DM1129452 | Decor LP LED1x7600/4100 K196 T840 BMC LG3 LO3 DALI 1LIN LL | DALI-dimmable, I, IP40, IK05, UGR≤16, direct/indirect, double parabolic reflector, light grey aluminium body, for in-line connection | 2239 | 59 | 80 |  | 100000/L80B10 | 3 | 11626 | 75.3 | 154.3958 | 80+ | 4000 | 692.343
| DM1129453 | Decor LP LED1x8800/4700 K197 T840 BMC LG3 LO4 DALI 1LIN LL | DALI-dimmable, I, IP40, IK05, UGR≤16, direct/indirect, double parabolic reflector, light grey aluminium body, for in-line connection | 2239 | 59 | 80 |  | 100000/L80B10 | 3 | 13460 | 88.9 | 151.4061 | 80+ | 4000 | 705.501
| DM1129454 | Decor LP LED1x6500/3400 K198 T840 BMC LG3 LO1 DALI 1LIN LL | DALI-dimmable, I, IP40, IK05, UGR≤16, direct/indirect, double parabolic reflector, light grey aluminium body, for in-line connection | 2799 | 59 | 80 |  | 100000/L80B10 | 3 | 9853 | 61.3 | 160.7341 | 80+ | 4000 | 823.751
| DM1129455 | Decor LP LED1x8000/4150 K199 T840 BMC LG3 LO2 DALI 1LIN LL | DALI-dimmable, I, IP40, IK05, UGR≤16, direct/indirect, double parabolic reflector, light grey aluminium body, for in-line connection | 2799 | 59 | 80 |  | 100000/L80B10 | 3 | 12127 | 77.5 | 156.4774 | 80+ | 4000 | 823.751
| DM1129456 | Decor LP LED1x9500/4900 K200 T840 BMC LG3 LO3 DALI 1LIN LL | DALI-dimmable, I, IP40, IK05, UGR≤16, direct/indirect, double parabolic reflector, light grey aluminium body, for in-line connection | 2799 | 59 | 80 |  | 100000/L80B10 | 3 | 14328 | 94.9 | 150.98 | 80+ | 4000 | 836.694
| DM1129457 | Decor LP LED1x11000/5650 K201 T840 BMC LG3 LO4 DALI 1LIN LL | DALI-dimmable, I, IP40, IK05, UGR≤16, direct/indirect, double parabolic reflector, light grey aluminium body, for in-line connection | 2799 | 59 | 80 |  | 100000/L80B10 | 3 | 16588 | 109.7 | 151.2124 | 80+ | 4000 | 836.694
Available options:
|  | T830 | Colour temperature 3000K, CRI 80+
|  | T840 | Colour temperature 4000K, CRI 80+
|  | WMC | White matt reflector with clear lens
|  | BMC | Black matt reflector with clear lens
|  | MGC (price/module) | Metallic mirror finish reflector with clear lens
|  | MMC (price/module) | Metallic matt reflector with clear lens | [11 empty] | 12.298
|  | WAC (price/module) | Metallic mirror finish asymmetrical reflector with white shade and clear lens | [11 empty] | 37.496
|  | BAC (price/module) | Metallic mirror finish asymmetrical reflector with black shade and clear lens | [11 empty] | 37.496
*note - module quantities per model: K170...K173 - 4;K174...K177 - 5;K178...K181 - 8; K182...K185 - 10
|  | DALI | Driver with DALI interface and switch-control dimming
*note - for DALI LIN option wires are 2x0.5mm2
|  | DALIsep | Driver with DALI interface and with possibility to control down and up light separately | [11 empty] | 154.843
*note - for DALI LIN option wires are 2x0.5mm2
|  | EAIRB-M | Master luminaire with integrated smart sensor and driver with wireless communication and grouping possibilities for lighting control | [11 empty] | 197.7687
*note - ingress protection IP20
*note - For option EAIRB luminaire housing is 65mm longer
*note - the EAIRB sensor are positioned in the end of the luminaire for lengths up to 1800mm, and in the middle of the luminaire for lengths over 1800mm
*note - EAIRB option is not applicable for model: K177
|  | EAIRB-S | Slave luminaire with integrated EAIR type driver for lighting control | [11 empty] | 84.9483
*note - max system size 1x EAIRB-M + 3x EAIRB-S
*note - max wire lenght from EAIRB-M to last EAIRB-S - 11 meters
|  | BLT | Integrated wireless control unit and driver for lighting control via mobile device (via Bluetooth) | [11 empty] | 321.5448
|  | KRBLT | Integrated wireless control unit and driver for lighting control via mobile device (KR system app), on/off | [11 empty] | 126.248
|  | KRBLT DALI | Integrated wireless control unit and driver for lighting control via mobile device (KR system app), DALI with integrated PS | [11 empty] | 236.07
|  | PULL | Pull switch device, on/off | [11 empty] | 24.338
|  | PULLDIM | [12 empty] | 125.818
*note - For PULL and PULLDIM option luminaire housing is 50mm longer and switch is positioned at the end of luminaire
|  | Lsep | Option that enables to control (on/off) Down and up lights separately | [11 empty] | 49.063
|  | MW | Integrated microwave (MW) motion sensor with on-off control | [11 empty] | 40
*note - for option MW luminaire housing is 72mm longer
*note - MW sensor is positioned in the end of the luminaire for lengths up to 1800mm, and in the middle of the luminaire for lengths over 1800mm
|  | PIR | Integrated PIR sensor with on-off control | [11 empty] | 103.544
|  | PIR DALI | Integrated PIR sensor with DALI control and power supply | [11 empty] | 244.283
|  | PIR BLT DALI2 | Integrated wireless PIR sensor with CASAMBI app control. Requires DALI power supply. | [11 empty] | 247.465
|  | PIR KRBLT DALI | Integrated wireless PIR sensor with KR system app control and DALI power supply. | [11 empty] | 302.849
*note - For PIR options luminaire housing is 72mm longer
*note - PIR sensor is positioned in the end of the luminaire for lengths up to 1800mm, and in the middle of the luminaire for lengths over 1800mm
|  | EM3 | Emergency version 3 hours | [11 empty] | 90
|  | EM3A | Emergency version equipped with an autonomous testing system, 3 hours | [11 empty] | 162.798
|  | EM3D | Emergency version 3 hours with DALI interface | [11 empty] | 268.578
*note - EM options applicable for models longer than 1000mm
|  | 1LIN | Through wiring single phase d=1.5 mm² with two push-in terminal blocks (for luminaire lengths up to 1700mm) | [11 empty] | 8.643
|  | 2LIN | Through wiring two phases d=1.5 mm² with two push-in terminal blocks (for luminaire lengths up to 1700mm) | [11 empty] | 10.234
|  | 3LIN | Through wiring three phases d=1.5 mm² with two push-in terminal blocks (for luminaire lengths up to 1700mm) | [11 empty] | 11.868
|  | 1LIN | Through wiring single phase d=1.5 mm² with two push-in terminal blocks(for luminaire lengths 1701-3000mm) | [11 empty] | 11.868
|  | 2LIN | Through wiring two phases d=1.5 mm² with two push-in terminal blocks (for luminaire lengths 1701-3000mm) | [11 empty] | 17.071
|  | 3LIN | Through wiring three phases d=1.5 mm² with two push-in terminal blocks (for luminaire lengths 1701-3000mm) | [11 empty] | 20.253
|  | CBF3-2.0m clear | Cable 3x0.75mm² for suspended luminaire up to 2.0 meters, transparent | [11 empty] | 17.286
|  | CBF3-3.0m clear | Cable 3x0.75mm² for suspended luminaire up to 3.0 meters, transparent | [11 empty] | 18.662
|  | CBF5-2.0m clear | Cable 5x0.75mm² for suspended luminaire up to 2.0 meters, transparent | [11 empty] | 21.629
|  | CBF5-3.0m clear | Cable 5x0.75mm² for suspended luminaire up to 3.0 meters, transparent | [11 empty] | 29.799
*note - for suspended luminaires it is recommended to use one of CBF option for easier mounting
|  | 2G | Strain relief for power supply cable, 2pcs | [11 empty] | 1.849
|  | L | for in-line connection end/first luminaire
|  | LL | for in-line connection intermediate luminaire
|  | RAL9003S | RAL 9003S colour
|  | RAL9005S | RAL 9005S colour
|  | RAL (price/m, QNT. >10) | RAL colour, standard list | [11 empty] | 32.981
|  | RAL (price/m, QNT. ≤10) | RAL colour, standard list | [11 empty] | 98.556
Available accessories:
| DM9002149 | Suspension MTG KIT SUSI | Suspension wire set "I" type, 1.5m adjustable, 1pcs | [11 empty] | 12.728
*note - 2pcs MTG SUSI KIT for length up to 2000mm, 3pcs MTG SUSI KIT for lengths 2000 - 3000mm
*note - SUS option is required
| DM9030457 | WALL MTG KIT - Decor L/LP LED RAL9006S (P) | Support bracket for luminaire installation onto wall. Decor L/LP LED, 1pcs | [11 empty] | 5.762
*note - 2pcs WALL MTG KIT - elements for length up to 2000mm, 3pcs for lengths 2000 - 3000mm required
| DM9002131 | CAP1 WHITE | Plastic cap for hiding cable inlet into ceilings, white | [11 empty] | 2.537
| DM9015089 | CAP1 CLEAR | Plastic cap for hiding cable inlet into ceilings, clear | [11 empty] | 2.537
| DM9015091 | CAP2 CLEAR | Plastic cap for hiding cable inlet into ceilings, clear | [11 empty] | 2.537
| DM9022161 | CAP4, light grey | Square decorative metal cap for hiding cable inlet into ceilings, light grey | 60 | 60 | 27 | [8 empty] | 15.265
| DM9024862 | CAP4, white | Square decorative metal cap for hiding cable inlet with suspension wire attachment point, push-in terminals 3x1x1.5mm2, white | 60 | 60 | 27 | [8 empty] | 15.265
| DM9025036 | CAP4, black | Square decorative metal cap for hiding cable inlet with suspension wire attachment point, push-in terminals 3x1x1.5mm2, black | 60 | 60 | 27 | [8 empty] | 15.265
| DM9033621 | CAP5, light grey | Square decorative metal cap for hiding cable inlet with suspension wire attachment point, push-in terminals 5x1x1.5mm2, light grey | 70 | 70 | 27 | [8 empty] | 21.156
| DM9033622 | CAP5, white | Square decorative metal cap for hiding cable inlet with suspension wire attachment point, push-in terminals 5x1x1.5mm2, white | 70 | 70 | 27 | [8 empty] | 21.156
| DM9033623 | CAP5, black | Square decorative metal cap for hiding cable inlet with suspension wire attachment point, push-in terminals 5x1x1.5mm2, black | 70 | 70 | 27 | [8 empty] | 21.156
| DM9003213 | CAP spiral cable 3x0.75 2.0m, white | Spiral cable 3x0.75mm² for suspended luminaire up to 2.0 meters, white | [11 empty] | 17.286
| DM9015093 | CAP cable 3x0.75 2.0m, white | Cable 3x0.75mm² for suspended luminaire up to 2.0 meters, white | [11 empty] | 7.568
| DM9015094 | CAP cable 3x0.75 2.0m, clear | Cable 3x0.75mm² for suspended luminaire up to 2.0 meters, transparent | [11 empty] | 15.91
| DM9016341 | CAP cable clip D6.3mm SET clear | Cable and suspension wire clip set, 4pcs. For cable diameter up to 6,3mm and wire diameter 1mm | [11 empty] | 2.752
| DM9028292 | Panel removal tool | A pair of Serpens S / Decor S panel removal tools for neat panel removal during installation | [11 empty] | 4.343
| DM9022195 | Remote Control HRC-11 | [12 empty] | 106.253
*note - remote control for PIR DALI
| DM1133293 | BLANK Decor LED (K & H series) L1000mm LL RAL9006S | Blank part kit for connecting luminaires in-line 1000mm long, 1pc | [11 empty] | 202.057
*note - indicate lenght, location and RAL colour before placing order
*note - BLANK through wiring option must meet luminaire options
| DM1129488 | DECOR LO LED1x3850/1800 K217 T830 L75 LG3 LO1 | non-dimmable, I, IP40, IK05, UGR≤16, 75° beam optic, direct/indirect, light grey aluminium body | 1148 | 59 | 80 |  | 100000/L80B10 | 3 | 5335 | 37.2 | 143.414 | 80+ | 3000 | 305.343
| DM1129489 | DECOR LO LED1x5350/2450 K218 T830 L75 LG3 LO2 | non-dimmable, I, IP40, IK05, UGR≤16, 75° beam optic, direct/indirect, light grey aluminium body | 1148 | 59 | 80 |  | 100000/L80B10 | 3 | 7418 | 53.3 | 139.1745 | 80+ | 3000 | 335.056
| DM1129490 | DECOR LO LED1x4800/2150 K219 T830 L75 LG3 LO1 | non-dimmable, I, IP40, IK05, UGR≤16, 75° beam optic, direct/indirect, light grey aluminium body | 1428 | 59 | 80 |  | 100000/L80B10 | 3 | 6584 | 44.7 | 147.2931 | 80+ | 3000 | 396.804
| DM1129491 | DECOR LO LED1x6650/2950 K220 T830 L75 LG3 LO2 | non-dimmable, I, IP40, IK05, UGR≤16, 75° beam optic, direct/indirect, light grey aluminium body | 1428 | 59 | 80 |  | 100000/L80B10 | 3 | 9156 | 64.7 | 141.5147 | 80+ | 3000 | 396.804
| DM1129492 | DECOR LO LED1x9550/4250 K221 T830 L75 LG3 LO1 | non-dimmable, I, IP40, IK05, UGR≤16, 75° beam optic, direct/indirect, light grey aluminium body | 2831 | 59 | 80 |  | 100000/L80B10 | 3 | 13168 | 87.4 | 150.6636 | 80+ | 3000 | 734.999
| DM1129493 | DECOR LO LED1x13300/5850 K222 T830 L75 LG3 LO2 | non-dimmable, I, IP40, IK05, UGR≤16, 75° beam optic, direct/indirect, light grey aluminium body | 2831 | 59 | 80 |  | 100000/L80B10 | 3 | 18313 | 126.7 | 144.5383 | 80+ | 3000 | 742.997
| DM1129494 | DECOR LO LED1x3850/1800 K217 T840 L75 LG3 LO1 | non-dimmable, I, IP40, IK05, UGR≤16, 75° beam optic, direct/indirect, light grey aluminium body | 1148 | 59 | 80 |  | 100000/L80B10 | 3 | 5571 | 37.6 | 148.1649 | 80+ | 4000 | 305.343
| DM1129495 | DECOR LO LED1x5350/2450 K218 T840 L75 LG3 LO2 | non-dimmable, I, IP40, IK05, UGR≤16, 75° beam optic, direct/indirect, light grey aluminium body | 1148 | 59 | 80 |  | 100000/L80B10 | 3 | 7746 | 53.3 | 145.3283 | 80+ | 4000 | 335.056
| DM1129496 | DECOR LO LED1x4800/2150 K219 T840 L75 LG3 LO1 | non-dimmable, I, IP40, IK05, UGR≤16, 75° beam optic, direct/indirect, light grey aluminium body | 1428 | 59 | 80 |  | 100000/L80B10 | 3 | 6875 | 44.7 | 153.8031 | 80+ | 4000 | 396.804
| DM1129497 | DECOR LO LED1x6650/2950 K220 T840 L75 LG3 LO2 | non-dimmable, I, IP40, IK05, UGR≤16, 75° beam optic, direct/indirect, light grey aluminium body | 1428 | 59 | 80 |  | 100000/L80B10 | 3 | 9562 | 64.7 | 147.7898 | 80+ | 4000 | 396.804
| DM1129498 | DECOR LO LED1x9550/4250 K221 T840 L75 LG3 LO1 | non-dimmable, I, IP40, IK05, UGR≤16, 75° beam optic, direct/indirect, light grey aluminium body | 2831 | 59 | 80 |  | 100000/L80B10 | 3 | 13751 | 87.4 | 157.3341 | 80+ | 4000 | 734.999
| DM1129499 | DECOR LO LED1x13300/5850 K222 T840 L75 LG3 LO2 | non-dimmable, I, IP40, IK05, UGR≤16, 75° beam optic, direct/indirect, light grey aluminium body | 2831 | 59 | 80 |  | 100000/L80B10 | 3 | 19124 | 126.7 | 150.9392 | 80+ | 4000 | 742.997
Available options:
|  | T830 | Colour temperature 3000K, CRI 80+
|  | T840 | Colour temperature 4000K, CRI 80+
|  | L30 | Optics with 30 beam angle
|  | L40x75 | Optics with 40x75 beam angle
|  | L75W | Optics with 75 beam angle, wide
|  | L75 | Optics with 75 beam angle
|  | L90W | Optics with 90 beam angle, wide
|  | L100 | Optics with 100° beam angle, diffused
|  | L2A25 | Optics with double asymmetric beam
|  | L1A18-L | Optics with asymmetric beam, light direction - left
|  | L1A18-R | Optics with asymmetric beam, light direction - right
|  | LO1...5 | Light output level 1 to 5
|  | DALI | Driver with DALI interface and switch-control dimming | [11 empty] | 55
*note - for DALI LIN option wires are 2x0.5mm2
|  | DALIsep | Driver with DALI interface and with possibility to control down and up light separately | [11 empty] | 154.843
*note - for DALI LIN option wires are 2x0.5mm2
|  | EAIRB-M | Master luminaire with integrated smart sensor and driver with wireless communication and grouping possibilities for lighting control | [11 empty] | 197.7687
*note - ingress protection IP20
*note - For option EAIRB-M luminaire housing is 40mm longer
*note - the EAIRB sensor is positioned in the end of the luminaire for lengths up to 1800mm, and in the middle of the luminaire for lengths over 1800mm
|  | EAIRB-S | Slave luminaire with integrated EAIR type driver for lighting control | [11 empty] | 84.9483
*note - max system size 1x EAIRB-M + 3x EAIRB-S
*note - max wire lenght from EAIRB-M to last EAIRB-S - 11 meters
|  | BLT | Integrated wireless control unit and driver for lighting control via mobile device (via Bluetooth) | [11 empty] | 321.5448
|  | KRBLT | Integrated wireless control unit and driver for lighting control via mobile device (KR system app), on/off | [11 empty] | 126.248
|  | KRBLT DALI | Integrated wireless control unit and driver for lighting control via mobile device (KR system app), DALI with integrated PS | [11 empty] | 236.07
|  | COR | Driver with Corridor function (never off) | [11 empty] | 76.6899
|  | COR1min | Driver with Corridor function 1min (switch off after 1 min.) | [11 empty] | 76.6899
|  | COR30min | Driver with Corridor function 30min (switch off after 30 min.) | [11 empty] | 76.6899
|  | PULL | Pull switch device, on/off | [11 empty] | 24.338
|  | PULLDIM | [12 empty] | 125.818
*note - For PULL and PULLDIM option luminaire housing is 50mm longer and switch is positioned at the end of luminaire
|  | MW | Integrated microwave (MW) motion sensor with on-off control | [11 empty] | 40
*note - for option MW luminaire housing is 72mm longer
|  | PIR | Integrated PIR sensor with on-off control | [11 empty] | 103.544
|  | PIR DALI | Integrated PIR sensor with DALI control and power supply | [11 empty] | 244.283
|  | PIR BLT DALI2 | Integrated wireless PIR sensor with CASAMBI app control. Requires DALI power supply. | [11 empty] | 247.465
|  | PIR KRBLT DALI | Integrated wireless PIR sensor with KR system app control and DALI power supply. | [11 empty] | 302.849
*note - For PIR options luminaire housing is 72mm longer
|  | EM3 | Emergency version 3 hours | [11 empty] | 90
|  | EM3A | Emergency version equipped with an autonomous testing system, 3 hours | [11 empty] | 162.798
|  | EM3D | Emergency version 3 hours with DALI interface | [11 empty] | 268.578
*note - EM options applicable for models longer than 1000mm
|  | 1LIN | Through wiring single phase d=1.5 mm² with two push-in terminal blocks (for luminaire lengths up to 1700mm) | [11 empty] | 8.643
|  | 2LIN | Through wiring two phases d=1.5 mm² with two push-in terminal blocks (for luminaire lengths up to 1700mm) | [11 empty] | 10.234
|  | 3LIN | Through wiring three phases d=1.5 mm² with two push-in terminal blocks (for luminaire lengths up to 1700mm) | [11 empty] | 11.868
|  | 1LIN | Through wiring single phase d=1.5 mm² with two push-in terminal blocks(for luminaire lengths 1701-3000mm) | [11 empty] | 11.868
|  | 2LIN | Through wiring two phases d=1.5 mm² with two push-in terminal blocks (for luminaire lengths 1701-3000mm) | [11 empty] | 17.071
|  | 3LIN | Through wiring three phases d=1.5 mm² with two push-in terminal blocks (for luminaire lengths 1701-3000mm) | [11 empty] | 20.253
|  | 2G | Strain relief for power supply cable, 2pcs | [11 empty] | 1.849
|  | CBF3-2.0m clear | Cable 3x0.75mm² for suspended luminaire up to 2.0 meters, transparent | [11 empty] | 17.286
|  | CBF3-3.0m clear | Cable 3x0.75mm² for suspended luminaire up to 3.0 meters, transparent | [11 empty] | 18.662
|  | CBF5-2.0m clear | Cable 5x0.75mm² for suspended luminaire up to 2.0 meters, transparent | [11 empty] | 21.629
|  | CBF5-3.0m clear | Cable 5x0.75mm² for suspended luminaire up to 3.0 meters, transparent | [11 empty] | 29.799
*note - for suspended luminaires it is recommended to use one of CBF option for easier mounting
|  | L | for in-line connection end/first luminaire | [11 empty] | 22.059
|  | LL | for in-line connection intermediate luminaire | [11 empty] | 22.059
|  | I-join L | Luminaire designed to in-line connection with join element - end/first luminaire (joint element not included) | [11 empty] | 37.969
|  | I-join LL | Luminaire designed to in-line connection with join element - intermediate luminaire (joint element not included) | [11 empty] | 37.969
|  | L I-join LL | Luminaire designed for in-line connection with join element and intermediate luminaire (joint element not included) | [11 empty] | 37.969
*note - for I-join L and I-join LL models joint kit not included, 1LIN option included (5TB option for lengths up to 800mm)
|  | SUS | Suspended version | [11 empty] | 5.289
|  | RAL9003S | RAL 9003S colour
|  | RAL9005S | RAL 9005S colour
|  | RAL (price/m, QNT. >10) | RAL colour, standard list | [11 empty] | 32.981
|  | RAL (price/m, QNT. ≤10) | RAL colour, standard list | [11 empty] | 98.556
Available accessories:
| DM9002149 | Suspension MTG KIT SUSI | Suspension wire set "I" type, 1.5m adjustable, 1pcs | [11 empty] | 12.728
*note - 2pcs MTG SUSI KIT for length up to 2000mm, 3pcs MTG SUSI KIT for lengths 2000 - 3000mm
*note - SUS option is required
| DM9022161 | CAP4, light grey | Square decorative metal cap for hiding cable inlet with suspension wire attachment point, push-in terminals 3x1x1.5mm2, light grey | 60 | 60 | 27 | [8 empty] | 15.265
| DM9024862 | CAP4, white | Square decorative metal cap for hiding cable inlet with suspension wire attachment point, push-in terminals 3x1x1.5mm2, white | 60 | 60 | 27 | [8 empty] | 15.265
| DM9025036 | CAP4, black | Square decorative metal cap for hiding cable inlet with suspension wire attachment point, push-in terminals 3x1x1.5mm2, black | 60 | 60 | 27 | [8 empty] | 15.265
| DM9033621 | CAP5, light grey | Square decorative metal cap for hiding cable inlet with suspension wire attachment point, push-in terminals 5x1x1.5mm2, light grey | 70 | 70 | 27 | [8 empty] | 21.156
| DM9033622 | CAP5, white | Square decorative metal cap for hiding cable inlet with suspension wire attachment point, push-in terminals 5x1x1.5mm2, white | 70 | 70 | 27 | [8 empty] | 21.156
| DM9033623 | CAP5, black | Square decorative metal cap for hiding cable inlet with suspension wire attachment point, push-in terminals 5x1x1.5mm2, black | 70 | 70 | 27 | [8 empty] | 21.156
| DM9015094 | CAP cable 3x0.75 2.0m, clear | Cable 3x0.75mm² for suspended luminaire up to 2.0 meters, transparent | [11 empty] | 15.91
| DM9016341 | CAP cable clip D6.3mm SET clear | Cable and suspension wire clip set, 4pcs. For cable diameter up to 6,3mm and wire diameter 1mm | [11 empty] | 2.752
| DM9030457 | WALL MTG KIT - Decor L/LP LED RAL9006S (P) | Support bracket for luminaire installation onto wall. Decor LED, 1pcs | [11 empty] | 5.977
*note - 2pcs WALL MTG KIT - elements for length up to 2000mm, 3pcs for lengths 2000 - 3000mm required
| DM9028292 | Panel removal tool | A pair of Serpens S / Decor S panel removal tools for neat panel removal during installation | [11 empty] | 4.343
| DM9022195 | Remote Control HRC-11 | [12 empty] | 106.253
*note - remote control for PIR DALI
| DM1133293 | BLANK Decor LED (K & H series) L1000mm LL RAL9006S | Blank part kit for connecting luminaires in-line 1000mm long, 1pc | [11 empty] | 202.057
*note - indicate lenght, location and RAL colour before placing order
*note - BLANK through wiring option must meet luminaire options
| DM1121558 | Quadro LED1x3250 J344 T840 OP LT80 | non-dimmable, I, IP40, IK05, opal polycarbonate diffuser, light grey aluminium body | 620 | 620 | 68 |  | 50000/L80B10 | 3 | 3214 | 24.8 | 130 | 80+ | 4000 | 796.317
| DM1121559 | Quadro LED1x4400 J345 T840 OP LT80 | non-dimmable, I, IP40, IK05, opal polycarbonate diffuser, light grey aluminium body | 620 | 620 | 68 |  | 50000/L80B10 | 3 | 4380 | 34.7 | 126 | 80+ | 4000 | 797.177
| DM1121560 | Quadro LED1x6050 J346 T840 OP LT80 | non-dimmable, I, IP40, IK05, opal polycarbonate diffuser, light grey aluminium body | 620 | 620 | 68 |  | 50000/L80B10 | 3 | 6021 | 50.9 | 118 | 80+ | 4000 | 807.196
| DM1100487 | Quadro LED1x4550 D906 T840 OP LT80 | non-dimmable, I, IP40, IK05, opal polycarbonate diffuser, light grey aluminium body | 900 | 900 | 68 |  | 50000/L80B10 | 3 | 4542 | 36.4 | 125 | 80+ | 4000 | 1063.691
| DM1100488 | Quadro LED1x6200 D907 T840 OP LT80 | non-dimmable, I, IP40, IK05, opal polycarbonate diffuser, light grey aluminium body | 900 | 900 | 68 |  | 50000/L80B10 | 3 | 6181 | 52.5 | 118 | 80+ | 4000 | 1063.691
| DM1100489 | Quadro LED1x8400 D908 T840 OP LT80 | non-dimmable, I, IP40, IK05, opal polycarbonate diffuser, light grey aluminium body | 900 | 900 | 68 |  | 50000/L80B10 | 3 | 8383 | 77.8 | 108 | 80+ | 4000 | 1073.71
| DM1100490 | Quadro LED1x6100 D909 T840 OP LT80 | non-dimmable, I, IP40, IK05, opal polycarbonate diffuser, light grey aluminium body | 1180 | 1180 | 68 |  | 50000/L80B10 | 3 | 6056 | 48.5 | 125 | 80+ | 4000 | 1589.194
| DM1100491 | Quadro LED1x8250 D910 T840 OP LT80 | non-dimmable, I, IP40, IK05, opal polycarbonate diffuser, light grey aluminium body | 1180 | 1180 | 68 |  | 50000/L80B10 | 3 | 8241 | 70 | 118 | 80+ | 4000 | 1589.194
| DM1100492 | Quadro LED1x11200 D911 T840 OP LT80 | non-dimmable, I, IP40, IK05, opal polycarbonate diffuser, light grey aluminium body | 1180 | 1180 | 68 |  | 50000/L80B10 | 3 | 11177 | 103.7 | 108 | 80+ | 4000 | 108.102
| DM1121564 | Quadro LED1x2850 J344 T840 DPRZ LT80 | non-dimmable, I, IP40, IK05, UGR≤19, matt microprismatic polycarbonate diffuser, light grey aluminium body | 620 | 620 | 68 |  | 50000/L80B10 | 3 | 2807 | 24.8 | 113 | 80+ | 4000 | 797.177
| DM1121565 | Quadro LED1x3850 J345 T840 DPRZ LT80 | non-dimmable, I, IP40, IK05, UGR≤19, matt microprismatic polycarbonate diffuser, light grey aluminium body | 620 | 620 | 68 |  | 50000/L80B10 | 3 | 3825 | 34.7 | 110 | 80+ | 4000 | 788.835
| DM1121566 | Quadro LED1x5300 J346 T840 DPRZ LT80 | non-dimmable, I, IP40, IK05, UGR≤19, matt microprismatic polycarbonate diffuser, light grey aluminium body | 620 | 620 | 68 |  | 50000/L80B10 | 3 | 5258 | 50.9 | 103 | 80+ | 4000 | 798.854
| DM1108406 | Quadro LED1x4550 D906 T840 DPRZ LT80 | non-dimmable, I, IP40, IK05, UGR≤19, matt microprismatic polycarbonate diffuser, light grey aluminium body | 900 | 900 | 68 |  | 50000/L80B10 | 3 | 3765 | 36.4 | 103 | 80+ | 4000 | 1032.817
| DM1108407 | Quadro LED1x6200 D907 T840 DPRZ LT80 | non-dimmable, I, IP40, IK05, UGR≤19, matt microprismatic polycarbonate diffuser, light grey aluminium body | 900 | 900 | 68 |  | 50000/L80B10 | 3 | 5124 | 52.5 | 98 | 80+ | 4000 | 1032.817
| DM1108408 | Quadro LED1x8400 D908 T840 DPRZ LT80 | non-dimmable, I, IP40, IK05, UGR≤19, matt microprismatic polycarbonate diffuser, light grey aluminium body | 900 | 900 | 68 |  | 50000/L80B10 | 3 | 6949 | 77.8 | 89 | 80+ | 4000 | 1043.696
| DM1108409 | Quadro LED1x6100 D909 T840 DPRZ LT80 | non-dimmable, I, IP40, IK05, UGR≤19, matt microprismatic polycarbonate diffuser, light grey aluminium body | 1180 | 1180 | 68 |  | 50000/L80B10 | 3 | 5020 | 48.5 | 104 | 80+ | 4000 | 1468.407
| DM1108410 | Quadro LED1x8250 D910 T840 DPRZ LT80 | non-dimmable, I, IP40, IK05, UGR≤19, matt microprismatic polycarbonate diffuser, light grey aluminium body | 1180 | 1180 | 68 |  | 50000/L80B10 | 3 | 6832 | 70 | 98 | 80+ | 4000 | 1468.407
| DM1108411 | Quadro LED1x11200 D911 T840 DPRZ LT80 | non-dimmable, I, IP40, IK05, UGR≤19, matt microprismatic polycarbonate diffuser, light grey aluminium body | 1180 | 1180 | 68 |  | 50000/L80B10 | 3 | 9265 | 103.7 | 89 | 80+ | 4000 | 1543.528
Available options:
|  | DALI (J344…J346) | Driver with DALI interface and switch-control dimming | [11 empty] | 55
|  | DALI (D906...D908) | Driver with DALI interface and switch-control dimming | [11 empty] | 55
|  | DALI (D909, D910) | Driver with DALI interface and switch-control dimming ( 2 DALI address) | [11 empty] | 109.908
|  | DALI (D911) | Driver with DALI interface and switch-control dimming ( 2 DALI address)
*note - DALI option in models D909, D D910, D911 uses 2 DALI addresses
|  | BLT | Integrated wireless control unit and driver for lighting control via mobile device (via Bluetooth) | [11 empty] | 321.5448
|  | KRBLT | Integrated wireless control unit and driver for lighting control via mobile device (KR system app), on/off | [11 empty] | 126.248
|  | KRBLT DALI | Integrated wireless control unit and driver for lighting control via mobile device (KR system app), DALI with integrated PS | [11 empty] | 236.07
|  | EM3 | Emergency version 3 hours | [11 empty] | 90
|  | EM3A | Emergency version equipped with an autonomous testing system, 3 hours | [11 empty] | 162.798
|  | EM3D | Emergency version 3 hours with DALI interface | [11 empty] | 268.578
|  | CBF3-2.0m clear | Cable 3x0.75mm² for suspended luminaire up to 2.0 meters, transparent | [11 empty] | 17.286
|  | RAL (price/m, QNT. >10) | RAL colour, standard list | [11 empty] | 35.432
|  | RAL (price/m, QNT. ≤10) | RAL colour, standard list | [11 empty] | 106.253
|  | T830 | Colour temperature 3000K, CRI 80+
|  | T840 | Colour temperature 4000K, CRI 80+
|  | SR | Luminaire for surface mounting | [11 empty] | 8.643
Available accessories:
| DM9002149 | Suspension MTG KIT SUSI | Suspension wire set "I" type, 1.5m adjustable, 1pcs | [11 empty] | 12.728
*note - 4pcs MTG SUSI KIT for 1 luminaire required
| DM9002131 | CAP1 WHITE | Plastic cap for hiding cable inlet into ceilings, white | [11 empty] | 2.537
| DM9015089 | CAP1 CLEAR | Plastic cap for hiding cable inlet into ceilings, clear | [11 empty] | 2.537
| DM9015091 | CAP2 CLEAR | Plastic cap for hiding cable inlet into ceilings, clear | [11 empty] | 2.537
| DM9022161 | CAP4, light grey | Square decorative metal cap for hiding cable inlet with suspension wire attachment point, push-in terminals 3x1x1.5mm2, light grey | 60 | 60 | 27 | [8 empty] | 15.265
| DM9024862 | CAP4, white | Square decorative metal cap for hiding cable inlet with suspension wire attachment point, push-in terminals 3x1x1.5mm2, white | 60 | 60 | 27 | [8 empty] | 15.265
| DM9025036 | CAP4, black | Square decorative metal cap for hiding cable inlet with suspension wire attachment point, push-in terminals 3x1x1.5mm2, black | 60 | 60 | 27 | [8 empty] | 15.265
| DM9033621 | CAP5, light grey | Square decorative metal cap for hiding cable inlet with suspension wire attachment point, push-in terminals 5x1x1.5mm2, light grey | 70 | 70 | 27 | [8 empty] | 21.156
| DM9033622 | CAP5, white | Square decorative metal cap for hiding cable inlet with suspension wire attachment point, push-in terminals 5x1x1.5mm2, white | 70 | 70 | 27 | [8 empty] | 21.156
| DM9033623 | CAP5, black | Square decorative metal cap for hiding cable inlet with suspension wire attachment point, push-in terminals 5x1x1.5mm2, black | 70 | 70 | 27 | [8 empty] | 21.156
| DM9016341 | CAP cable clip D6.3mm SET clear | Cable and suspension wire clip set, 4pcs. For cable diameter up to 6,3mm and wire diameter 1mm | [11 empty] | 2.752
| DM1122182 | Quadro LED1x3250/1000 K042 T840 OP LG3 | non-dimmable, I, IP40, IK05, direct/indirect, opal polycarbonate diffuser, light grey aluminium body | 620 | 620 | 75 |  | 50000/L80B10 | 3 | 4178 | 32.3 | 129 | 80+ | 4000 | 1049.587
| DM1122183 | Quadro LED1x4400/1350 K043 T840 OP LG3 | non-dimmable, I, IP40, IK05, direct/indirect, opal polycarbonate diffuser, light grey aluminium body | 620 | 620 | 75 |  | 50000/L80B10 | 3 | 5694 | 45.1 | 126 | 80+ | 4000 | 1049.587
| DM1122184 | Quadro LED1x6050/1850 K044 T840 OP LG3 | non-dimmable, I, IP40, IK05, direct/indirect, opal polycarbonate diffuser, light grey aluminium body | 620 | 620 | 75 |  | 50000/L80B10 | 3 | 7827 | 66.2 | 118 | 80+ | 4000 | 1049.587
| DM1122185 | Quadro LED1x4550/1400 K045 T840 OP LG3 | non-dimmable, I, IP40, IK05, direct/indirect, opal polycarbonate diffuser, light grey aluminium body | 900 | 900 | 75 |  | 50000/L80B10 | 3 | 5905 | 47.3 | 125 | 80+ | 4000 | 1357.639
| DM1122186 | Quadro LED1x6200/1900 K046 T840 OP LG3 | non-dimmable, I, IP40, IK05, direct/indirect, opal polycarbonate diffuser, light grey aluminium body | 900 | 900 | 75 |  | 50000/L80B10 | 3 | 8035 | 68.3 | 118 | 80+ | 4000 | 1357.639
| DM1122187 | Quadro LED1x8400/2550 K047 T840 OP LG3 | non-dimmable, I, IP40, IK05, direct/indirect, opal polycarbonate diffuser, light grey aluminium body | 900 | 900 | 75 |  | 50000/L80B10 | 3 | 10897 | 101.1 | 108 | 80+ | 4000 | 1357.639
| DM1122188 | Quadro LED1x6100/1850 K048 T840 OP LG3 | non-dimmable, I, IP40, IK05, direct/indirect, opal polycarbonate diffuser, light grey aluminium body | 1180 | 1180 | 75 |  | 50000/L80B10 | 3 | 7873 | 63.1 | 125 | 80+ | 4000 | 2024.053
| DM1122189 | Quadro LED1x8250/2500 K049 T840 OP LG3 | non-dimmable, I, IP40, IK05, direct/indirect, opal polycarbonate diffuser, light grey aluminium body | 1180 | 1180 | 75 |  | 50000/L80B10 | 3 | 10714 | 91 | 118 | 80+ | 4000 | 2024.053
| DM1122190 | Quadro LED1x11200/3400 K050 T840 OP LG3 | non-dimmable, I, IP40, IK05, direct/indirect, opal polycarbonate diffuser, light grey aluminium body | 1180 | 1180 | 75 |  | 50000/L80B10 | 3 | 14530 | 134.8 | 108 | 80+ | 4000 | 2024.053
| DM1121573 | Trio Y LED1x1250 J362 T840 OP LO1 875mm | non-dimmable, I, IP40, IK05, opal polycarbonate diffuser, light grey aluminium body | 875 | 58 | 68 |  | 50000/L80B10 | 3 | 1206 | 9.5 | 127 | 80+ | 4000 | 191.393
| DM1121574 | Trio Y LED1x1650 J363 T840 OP LO2 875mm | non-dimmable, I, IP40, IK05, opal polycarbonate diffuser, light grey aluminium body | 875 | 58 | 68 |  | 50000/L80B10 | 3 | 1642 | 14 | 117 | 80+ | 4000 | 200.466
| DM1121575 | Trio Y LED1x2300 J364 T840 OP LO3 875mm | non-dimmable, I, IP40, IK05, opal polycarbonate diffuser, light grey aluminium body | 875 | 58 | 68 |  | 50000/L80B10 | 3 | 2258 | 20.7 | 109 | 80+ | 4000 | 209.324
| DM1121576 | Trio Y LED1x1650 J365 T840 OP LO1 1155mm | non-dimmable, I, IP40, IK05, opal polycarbonate diffuser, light grey aluminium body | 1155 | 58 | 68 |  | 50000/L80B10 | 3 | 1607 | 12.6 | 128 | 80+ | 4000 | 227.255
| DM1121577 | Trio Y LED1x2200 J366 T840 OP LO2 1155mm | non-dimmable, I, IP40, IK05, opal polycarbonate diffuser, light grey aluminium body | 1155 | 58 | 68 |  | 50000/L80B10 | 3 | 2190 | 18.1 | 121 | 80+ | 4000 | 236.371
| DM1121578 | Trio Y LED1x3050 J367 T840 OP LO3 1155mm | non-dimmable, I, IP40, IK05, opal polycarbonate diffuser, light grey aluminium body | 1155 | 58 | 68 |  | 50000/L80B10 | 3 | 3010 | 26.4 | 114 | 80+ | 4000 | 245.186
| DM1121579 | Trio Y LED1x2050 J368 T840 OP LO1 1435mm | non-dimmable, I, IP40, IK05, opal polycarbonate diffuser, light grey aluminium body | 1435 | 58 | 68 |  | 50000/L80B10 | 3 | 2009 | 16.3 | 123 | 80+ | 4000 | 263.16
| DM1121580 | Trio Y LED1x2750 J369 T840 OP LO2 1435mm | non-dimmable, I, IP40, IK05, opal polycarbonate diffuser, light grey aluminium body | 1435 | 58 | 68 |  | 50000/L80B10 | 3 | 2737 | 22.7 | 121 | 80+ | 4000 | 272.233
| DM1121581 | Trio Y LED1x3800 J370 T840 OP LO3 1435mm | non-dimmable, I, IP40, IK05, opal polycarbonate diffuser, light grey aluminium body | 1435 | 58 | 68 |  | 50000/L80B10 | 3 | 3763 | 32.5 | 116 | 80+ | 4000 | 281.048
| DM1121582 | Trio Y LED1x2450 J371 T840 OP LO1 1715mm | non-dimmable, I, IP40, IK05, opal polycarbonate diffuser, light grey aluminium body | 1715 | 58 | 68 |  | 50000/L80B10 | 3 | 2410 | 19.1 | 126 | 80+ | 4000 | 299.194
| DM1121583 | Trio Y LED1x3300 J372 T840 OP LO2 1715mm | non-dimmable, I, IP40, IK05, opal polycarbonate diffuser, light grey aluminium body | 1715 | 58 | 68 |  | 50000/L80B10 | 3 | 3285 | 27 | 122 | 80+ | 4000 | 308.052
| DM1121584 | Trio Y LED1x4550 J373 T840 OP LO3 1715mm | non-dimmable, I, IP40, IK05, opal polycarbonate diffuser, light grey aluminium body | 1715 | 58 | 68 |  | 50000/L80B10 | 3 | 4516 | 38.6 | 117 | 80+ | 4000 | 317.125
| DM1121585 | Trio Y LED1x2850 J374 T840 OP LO1 1995mm | non-dimmable, I, IP40, IK05, opal polycarbonate diffuser, light grey aluminium body | 1995 | 58 | 68 |  | 50000/L80B10 | 3 | 2812 | 22.2 | 127 | 80+ | 4000 | 335.056
| DM1121586 | Trio Y LED1x3850 J375 T840 OP LO2 1995mm | non-dimmable, I, IP40, IK05, opal polycarbonate diffuser, light grey aluminium body | 1995 | 58 | 68 |  | 50000/L80B10 | 3 | 3832 | 31 | 124 | 80+ | 4000 | 343.914
| DM1121587 | Trio Y LED1x5300 J376 T840 OP LO3 1995mm | non-dimmable, I, IP40, IK05, opal polycarbonate diffuser, light grey aluminium body | 1995 | 58 | 68 |  | 50000/L80B10 | 3 | 5268 | 44.6 | 118 | 80+ | 4000 | 353.03
| DM1121588 | Trio Y LED1x3250 J377 T840 OP LO1 2275mm | non-dimmable, I, IP40, IK05, opal polycarbonate diffuser, light grey aluminium body | 2275 | 58 | 68 |  | 50000/L80B10 | 3 | 3214 | 25.1 | 128 | 80+ | 4000 | 370.961
| DM1121589 | Trio Y LED1x4400 J378 T840 OP LO2 2275mm | non-dimmable, I, IP40, IK05, opal polycarbonate diffuser, light grey aluminium body | 2275 | 58 | 68 |  | 50000/L80B10 | 3 | 4380 | 35.5 | 123 | 80+ | 4000 | 380.034
| DM1121590 | Trio Y LED1x6050 J379 T840 OP LO3 2275mm | non-dimmable, I, IP40, IK05, opal polycarbonate diffuser, light grey aluminium body | 2275 | 58 | 68 |  | 50000/L80B10 | 3 | 6021 | 50.9 | 118 | 80+ | 4000 | 388.892
| DM1121591 | Trio Y LED1x3650 J380 T840 OP LO1 2555mm | non-dimmable, I, IP40, IK05, opal polycarbonate diffuser, light grey aluminium body | 2555 | 58 | 68 |  | 50000/L80B10 | 3 | 3616 | 27.6 | 131 | 80+ | 4000 | 406.78
| DM1121592 | Trio Y LED1x4950 J381 T840 OP LO2 2555mm | non-dimmable, I, IP40, IK05, opal polycarbonate diffuser, light grey aluminium body | 2555 | 58 | 68 |  | 50000/L80B10 | 3 | 4927 | 39.9 | 123 | 80+ | 4000 | 415.853
| DM1121593 | Trio Y LED1x6800 J382 T840 OP LO3 2555mm | non-dimmable, I, IP40, IK05, opal polycarbonate diffuser, light grey aluminium body | 2555 | 58 | 68 |  | 50000/L80B10 | 3 | 6773 | 57.3 | 118 | 80+ | 4000 | 424.754
| DM1121594 | Trio Y LED1x4250 J383 T840 OP LO1 2975mm | non-dimmable, I, IP40, IK05, opal polycarbonate diffuser, light grey aluminium body | 2975 | 58 | 68 |  | 50000/L80B10 | 3 | 4219 | 31.9 | 132 | 80+ | 4000 | 442.642
| DM1121595 | Trio Y LED1x5750 J384 T840 OP LO2 2975mm | non-dimmable, I, IP40, IK05, opal polycarbonate diffuser, light grey aluminium body | 2975 | 58 | 68 |  | 50000/L80B10 | 3 | 5748 | 46 | 125 | 80+ | 4000 | 451.715
| DM1121596 | Trio Y LED1x7950 J385 T840 OP LO3 2975mm | non-dimmable, I, IP40, IK05, opal polycarbonate diffuser, light grey aluminium body | 2975 | 58 | 68 |  | 50000/L80B10 | 3 | 7902 | 66.1 | 120 | 80+ | 4000 | 460.831
*note - "Y" shape consist of three luminaires ordered sepparatelly. Trio Y joint kit is needed to join luminaires together.
Available options:
|  | T830 | Colour temperature 3000K, CRI 80+
|  | T840 | Colour temperature 4000K, CRI 80+
|  | OP | Opal diffuser with high light transmittance
|  | DPRZ LT80 | De-glaring micro-prismatic diffuser with matt light scattering layer
|  | DALI | Driver with DALI interface and switch-control dimming
|  | CBF3-2.0m clear | Cable 3x0.75mm² for suspended luminaire up to 2.0 meters, transparent | [11 empty] | 17.286
|  | CBF3-3.0m clear | Cable 3x0.75mm² for suspended luminaire up to 3.0 meters, transparent | [11 empty] | 19.995
|  | SUS | Suspended version
|  | RAL | RAL colour
Available accessories:
|  | Trio Y join kit | Join element for stabilizing three parts when suspended installation is used. | [11 empty] | 17.071
| DM9002149 | Suspension MTG KIT SUSI | Suspension wire set "I" type, 1.5m adjustable, 1pcs | [11 empty] | 12.728
*note - 2pcs MTG SUSI KIT for length up to 2000mm, 3pcs MTG SUSI KIT for lengths 2000 - 3000mm
*note - SUS option is required
| DM9022161 | CAP4, light grey | Square decorative metal cap for hiding cable inlet with suspension wire attachment point, push-in terminals 3x1x1.5mm2, light grey | 60 | 60 | 27 | [8 empty] | 15.265
| DM9024862 | CAP4, white | Square decorative metal cap for hiding cable inlet with suspension wire attachment point, push-in terminals 3x1x1.5mm2, white | 60 | 60 | 27 | [8 empty] | 15.265
| DM9025036 | CAP4, black | Square decorative metal cap for hiding cable inlet with suspension wire attachment point, push-in terminals 3x1x1.5mm2, black | 60 | 60 | 27 | [8 empty] | 15.265
| DM9033621 | CAP5, light grey | Square decorative metal cap for hiding cable inlet with suspension wire attachment point, push-in terminals 5x1x1.5mm2, light grey | 70 | 70 | 27 | [8 empty] | 21.156
| DM9033622 | CAP5, white | Square decorative metal cap for hiding cable inlet with suspension wire attachment point, push-in terminals 5x1x1.5mm2, white | 70 | 70 | 27 | [8 empty] | 21.156
| DM9033623 | CAP5, black | Square decorative metal cap for hiding cable inlet with suspension wire attachment point, push-in terminals 5x1x1.5mm2, black | 70 | 70 | 27 | [8 empty] | 21.156
| DM9015094 | CAP cable 3x0.75 2.0m, clear | Cable 3x0.75mm² for suspended luminaire up to 2.0 meters, transparent | [11 empty] | 15.91
| DM9016341 | CAP cable clip D6.3mm SET clear | Cable and suspension wire clip set, 4pcs. For cable diameter up to 6,3mm and wire diameter 1mm | [11 empty] | 2.752
| DM1121621 | Cross V LED1x5650 J410 T840 OP | non-dimmable, I, IP40, IK05, opal polycarbonate diffuser, light grey aluminium body | 1952 | 676 | 74 |  | 50000/L80B10 | 3 | 5625 | 43 | 131 | 80+ | 4000 | 1579.39
| DM1121622 | Cross V LED1x7700 J411 T840 OP | non-dimmable, I, IP40, IK05, opal polycarbonate diffuser, light grey aluminium body | 1952 | 676 | 74 |  | 50000/L80B10 | 3 | 7665 | 62.1 | 123 | 80+ | 4000 | 1573.069
| DM1121623 | Cross V LED1x10550 J412 T840 OP | non-dimmable, I, IP40, IK05, opal polycarbonate diffuser, light grey aluminium body | 1952 | 676 | 74 |  | 50000/L80B10 | 3 | 10535 | 88.2 | 119 | 80+ | 4000 | 1613.446
Available options:
|  | T830 | Colour temperature 3000K, CRI 80+
|  | T840 | Colour temperature 4000K, CRI 80+
|  | OP | Opal diffuser with high light transmittance
|  | DPRZ LT80 | De-glaring micro-prismatic diffuser with matt light scattering layer
|  | DALI | Driver with DALI interface and switch-control dimming
|  | CBF3-2.0m clear | Cable 3x0.75mm² for suspended luminaire up to 2.0 meters, transparent | [11 empty] | 17.286
|  | CBF3-3.0m clear | Cable 3x0.75mm² for suspended luminaire up to 3.0 meters, transparent | [11 empty] | 19.995
|  | CBF5-2.0m clear | Cable 5x0.75mm² for suspended luminaire up to 2.0 meters, transparent | [11 empty] | 21.629
|  | CBF5-3.0m clear | Cable 5x0.75mm² for suspended luminaire up to 3.0 meters, transparent | [11 empty] | 29.799
|  | RAL | RAL colour
Available accessories:
| DM9002149 | Suspension MTG KIT SUSI | Suspension wire set "I" type, 1.5m adjustable, 1pcs | [11 empty] | 12.728
*note - 4pcs MTG SUSI KIT for 1 luminaire required
| DM9022161 | CAP4, light grey | Square decorative metal cap for hiding cable inlet with suspension wire attachment point, push-in terminals 3x1x1.5mm2, light grey | 60 | 60 | 27 | [8 empty] | 15.265
| DM9024862 | CAP4, white | Square decorative metal cap for hiding cable inlet with suspension wire attachment point, push-in terminals 3x1x1.5mm2, white | 60 | 60 | 27 | [8 empty] | 15.265
| DM9025036 | CAP4, black | Square decorative metal cap for hiding cable inlet with suspension wire attachment point, push-in terminals 3x1x1.5mm2, black | 60 | 60 | 27 | [8 empty] | 15.265
| DM9033621 | CAP5, light grey | Square decorative metal cap for hiding cable inlet with suspension wire attachment point, push-in terminals 5x1x1.5mm2, light grey | 70 | 70 | 27 | [8 empty] | 21.156
| DM9033622 | CAP5, white | Square decorative metal cap for hiding cable inlet with suspension wire attachment point, push-in terminals 5x1x1.5mm2, white | 70 | 70 | 27 | [8 empty] | 21.156
| DM9033623 | CAP5, black | Square decorative metal cap for hiding cable inlet with suspension wire attachment point, push-in terminals 5x1x1.5mm2, black | 70 | 70 | 27 | [8 empty] | 21.156
| DM9015094 | CAP cable 3x0.75 2.0m, clear | Cable 3x0.75mm² for suspended luminaire up to 2.0 meters, transparent | [11 empty] | 15.91
| DM9016341 | CAP cable clip D6.3mm SET clear | Cable and suspension wire clip set, 4pcs. For cable diameter up to 6,3mm and wire diameter 1mm | [11 empty] | 2.752
Vrijstaande armaturen
| DM1122108 | Fornax F LED1x10500 J869 T840 L1A15 DIM PIR RAL9016 Schuko-2.8m | dimmable, PIR, I, IP20, UGR≤16, double parabolic reflector, white aluminium body | 1085 | 240 | 2050 |  | 50000/L80B20 | 6 | 10500 | 80 | 131.25 | 80 | 4000 | 1303.373
| DM1122109 | Fornax F LED1x10500 J869 T840 L1A15 DIM PIR RAL9006 Schuko-2.8m | dimmable, PIR, I, IP20, UGR≤16, double parabolic reflector, grey aluminium body | 1085 | 240 | 2050 |  | 50000/L80B20 | 6 | 10500 | 80 | 131.25 | 80 | 4000 | 1303.373
| DM1122110 | Fornax F LED1x10500 J869 T840 L1A15 DIM PIR RAL9005 Schuko-2.8m | dimmable, PIR, I, IP20, UGR≤16, double parabolic reflector, black aluminium body | 1085 | 240 | 2050 |  | 50000/L80B20 | 6 | 10500 | 80 | 131.25 | 80 | 4000 | 1303.373
| DM1122111 | Fornax T LED1x10500 J870 T840 L1A15 DIM PIR RAL9016 Schuko-2.8m | dimmable, PIR, I, IP20, UGR≤16, double parabolic reflector, white aluminium body | 1115 | 70 | 1380 |  | 50000/L80B20 | 6 | 10500 | 80 | 131.25 | 80 | 4000 | 1060.509
| DM1122112 | Fornax T LED1x10500 J870 T840 L1A15 DIM PIR RAL9006 Schuko-2.8m | dimmable, PIR, I, IP20, UGR≤16, double parabolic reflector, grey aluminium body | 1115 | 70 | 1380 |  | 50000/L80B20 | 6 | 10500 | 80 | 131.25 | 80 | 4000 | 1060.509
| DM1122113 | Fornax T LED1x10500 J870 T840 L1A15 DIM PIR RAL9005 Schuko-2.8m | dimmable, PIR, I, IP20, UGR≤16, double parabolic reflector, black aluminium body | 1115 | 70 | 1380 |  | 50000/L80B20 | 6 | 10500 | 80 | 131.25 | 80 | 4000 | 1060.509
| DM1122114 | Rod LED1x1400 J871 T830-57 TW RAL9016 Europlug-1.7m | tunable white, II, IP20, 120°, opal polycarbonate diffuser, white aluminium body | 182 | 182 | 1600 |  | 50000/L80B50 |  | 1400 | 15 | 93.3333 | 80 | 3000-5700 | 396.804
| DM1122115 | Rod LED1x1400 J871 T830-57 TW RAL9006 Europlug-1.7m | tunable white, II , IP20, 120°, opal polycarbonate diffuser, grey aluminium body | 182 | 182 | 1600 |  | 50000/L80B50 |  | 1400 | 15 | 93.3333 | 80 | 3000-5700 | 396.804
| DM1122116 | Rod LED1x1400 J871 T830-57 TW RAL9005 Europlug-1.7m | tunable white, II, IP20, 120°, opal polycarbonate diffuser, black aluminium body | 182 | 182 | 1600 |  | 50000/L80B50 |  | 1400 | 15 | 93.3333 | 80 | 3000-5700 | 396.804
Akoestische armaturen
| DM1115502 | Forma A LED1x2050 J146 T830 OP M... (felt color code) | non-dimmable, I, IP40, IK02, opal diffuser, white steel body | 600 | 600 | 80 |  | 50000/L80B10 | 3 | 1924 | 16.9 | 114 | 80+ | 3000 | 726.872
| DM1115503 | Forma A LED1x2750 J147 T830 OP M... (felt color code) | non-dimmable, I, IP40, IK02, opal diffuser, white steel body | 600 | 600 | 80 |  | 50000/L80B10 | 3 | 2621 | 23.6 | 111 | 80+ | 3000 | 710.317
| DM1115504 | Forma A LED1x3800 J148 T830 OP M... (felt color code) | non-dimmable, I, IP40, IK02, opal diffuser, white steel body | 600 | 600 | 80 |  | 50000/L80B10 | 3 | 3603 | 34.6 | 104 | 80+ | 3000 | 737.106
| DM1115505 | Forma A LED1x3300 J149 T830 OP M... (felt color code) | non-dimmable, I, IP40, IK02, opal diffuser, white steel body | 900 | 900 | 80 |  | 50000/L80B10 | 3 | 3148 | 26.4 | 119 | 80+ | 3000 | 1218.491
| DM1115506 | Forma A LED1x4500 J150 T830 OP M... (felt color code) | non-dimmable, I, IP40, IK02, opal diffuser, white steel body | 900 | 900 | 80 |  | 50000/L80B10 | 3 | 4289 | 37.7 | 114 | 80+ | 3000 | 1201.979
| DM1115507 | Forma A LED1x6200 J151 T830 OP M... (felt color code) | non-dimmable, I, IP40, IK02, opal diffuser, white steel body | 900 | 900 | 80 |  | 50000/L80B10 | 3 | 5896 | 54.9 | 107 | 80+ | 3000 | 1228.725
| DM1115508 | Forma A LED1x4400 J152 T830 OP M... (felt color code) | non-dimmable, I, IP40, IK02, opal diffuser, white steel body | 1200 | 1200 | 80 |  | 50000/L80B10 | 3 | 4197 | 34.8 | 121 | 80+ | 3000 | 1686.976
| DM1115509 | Forma A LED1x6000 J153 T830 OP M... (felt color code) | non-dimmable, I, IP40, IK02, opal diffuser, white steel body | 1200 | 1200 | 80 |  | 50000/L80B10 | 3 | 5719 | 49.8 | 115 | 80+ | 3000 | 1697.21
| DM1115510 | Forma A LED1x8250 J154 T830 OP M... (felt color code) | non-dimmable, I, IP40, IK02, opal diffuser, white steel body | 1200 | 1200 | 80 |  | 50000/L80B10 | 3 | 7861 | 72.4 | 109 | 80+ | 3000 | 1702.671
| DM1115511 | Forma A LED1x2050 J146 T840 OP M... (felt color code) | non-dimmable, I, IP40, IK02, opal diffuser, white steel body | 600 | 600 | 80 |  | 50000/L80B10 | 3 | 2014 | 16.9 | 119 | 80+ | 4000 | 726.872
| DM1115512 | Forma A LED1x2750 J147 T840 OP M... (felt color code) | non-dimmable, I, IP40, IK02, opal diffuser, white steel body | 600 | 600 | 80 |  | 50000/L80B10 | 3 | 2744 | 23.6 | 116 | 80+ | 4000 | 710.317
| DM1115513 | Forma A LED1x3800 J148 T840 OP M... (felt color code) | non-dimmable, I, IP40, IK02, opal diffuser, white steel body | 600 | 600 | 80 |  | 50000/L80B10 | 3 | 3772 | 34.6 | 109 | 80+ | 4000 | 737.106
| DM1115514 | Forma A LED1x3300 J149 T840 OP M... (felt color code) | non-dimmable, I, IP40, IK02, opal diffuser, white steel body | 900 | 900 | 80 |  | 50000/L80B10 | 3 | 3295 | 26.4 | 125 | 80+ | 4000 | 1218.491
| DM1115515 | Forma A LED1x4500 J150 T840 OP M... (felt color code) | non-dimmable, I, IP40, IK02, opal diffuser, white steel body | 900 | 900 | 80 |  | 50000/L80B10 | 3 | 4491 | 37.7 | 119 | 80+ | 4000 | 1201.979
| DM1115516 | Forma A LED1x6200 J151 T840 OP M... (felt color code) | non-dimmable, I, IP40, IK02, opal diffuser, white steel body | 900 | 900 | 80 |  | 50000/L80B10 | 3 | 6173 | 54.9 | 112 | 80+ | 4000 | 1228.725
| DM1115517 | Forma A LED1x4400 J152 T840 OP M... (felt color code) | non-dimmable, I, IP40, IK02, opal diffuser, white steel body | 1200 | 1200 | 80 |  | 50000/L80B10 | 3 | 4394 | 34.8 | 126 | 80+ | 4000 | 1686.976
| DM1115518 | Forma A LED1x6000 J153 T840 OP M... (felt color code) | non-dimmable, I, IP40, IK02, opal diffuser, white steel body | 1200 | 1200 | 80 |  | 50000/L80B10 | 3 | 5987 | 49.8 | 120 | 80+ | 4000 | 1697.21
| DM1115519 | Forma A LED1x8250 J154 T840 OP M... (felt color code) | non-dimmable, I, IP40, IK02, opal diffuser, white steel body | 1200 | 1200 | 80 |  | 50000/L80B10 | 3 | 8231 | 72.4 | 114 | 80+ | 4000 | 1702.671
Available options:
|  | T830 | Colour temperature 3000K, CRI 80+
|  | T840 | Colour temperature 4000K, CRI 80+
|  | DPRZ LT80 | De-glaring micro-prismatic diffuser, matt | [11 empty] | 40.893
|  | DALI | Driver with DALI interface and switch-control dimming | [11 empty] | 55
|  | BLT | Integrated wireless control unit and driver for lighting control via mobile device (via Bluetooth) | [11 empty] | 321.5448
|  | KRBLT | Integrated wireless control unit and driver for lighting control via mobile device (KR system app), on/off | [11 empty] | 126.248
|  | KRBLT DALI | Integrated wireless control unit and driver for lighting control via mobile device (KR system app), DALI with integrated PS | [11 empty] | 236.07
|  | COR | Driver with Corridor function (never off) | [11 empty] | 76.6899
|  | COR1min | Driver with Corridor function 1min (switch off after 1 min.) | [11 empty] | 76.6899
|  | COR30min | Driver with Corridor function 30min (switch off after 30 min.) | [11 empty] | 76.6899
|  | CBF3-2.0m clear | Cable 3x0.75mm² for suspended luminaire up to 2.0 meters, transparent | [11 empty] | 17.286
|  | CBF3-3.0m clear | Cable 3x0.75mm² for suspended luminaire up to 3.0 meters, transparent | [11 empty] | 18.662
|  | CBF5-2.0m clear | Cable 5x0.75mm² for suspended luminaire up to 2.0 meters, transparent | [11 empty] | 21.629
|  | CBF5-3.0m clear | Cable 5x0.75mm² for suspended luminaire up to 3.0 meters, transparent | [11 empty] | 29.799
|  | RAL (D600) (MOQ: 1-9pcs) | RAL colour (D600mm) | [11 empty] | 53.148
|  | RAL (D600) (MOQ: 10pcs) | RAL colour (D600mm) | [11 empty] | 17.716
|  | RAL (D900) (MOQ: 1-9pcs) | RAL colour (D900mm) | [11 empty] | 85.183
|  | RAL (D900) (MOQ: 10pcs) | RAL colour (D900mm) | [11 empty] | 28.896
|  | RAL (D1200) (MOQ: 1-9pcs) | RAL colour (D1200mm) | [11 empty] | 133.085
|  | RAL (D1200) (MOQ: 10pcs) | RAL colour (D1200mm) | [11 empty] | 44.763
|  | M... (felt color code) | With Fabric cover, height 100mm
Available accessories:
| DM9002149 | Suspension MTG KIT SUSI | Suspension wire set "I" type, 1.5m adjustable, 1pcs | [11 empty] | 12.728
*note - at least 3pcs MTG KIT SUSI for one fitting required. For exact quantity please refer to installation manual
| DM9024696 | 3-point Suspension MTG KIT with round cap, light grey | Suspension wire set with round cap 3x"I" type, 1.5m adjustable, light grey, 1pcs | [11 empty] | 79.249
| DM9024697 | 3-point Suspension MTG KIT with round cap, white | Suspension wire set LED round cap 3x"I" type, 1.5m adjustable, white, 1pcs | [11 empty] | 79.249
| DM9024698 | 3-point Suspension MTG KIT with round cap, black | Suspension wire set with round cap 3x"I" type, 1.5m adjustable, black, 1pcs | [11 empty] | 79.249
*note - for compatibility with exact product please refer to installation manual
| DM9022161 | CAP4, light grey | Square decorative metal cap for hiding cable inlet with suspension wire attachment point, push-in terminals 3x1x1.5mm2, light grey | 60 | 60 | 27 | [8 empty] | 15.265
| DM9024862 | CAP4, white | Square decorative metal cap for hiding cable inlet with suspension wire attachment point, push-in terminals 3x1x1.5mm2, white | 60 | 60 | 27 | [8 empty] | 15.265
| DM9025036 | CAP4, black | Square decorative metal cap for hiding cable inlet with suspension wire attachment point, push-in terminals 3x1x1.5mm2, black | 60 | 60 | 27 | [8 empty] | 15.265
| DM9033621 | CAP5, light grey | Square decorative metal cap for hiding cable inlet with suspension wire attachment point, push-in terminals 5x1x1.5mm2, light grey | 70 | 70 | 27 | [8 empty] | 21.156
| DM9033622 | CAP5, white | Square decorative metal cap for hiding cable inlet with suspension wire attachment point, push-in terminals 5x1x1.5mm2, white | 70 | 70 | 27 | [8 empty] | 21.156
| DM9033623 | CAP5, black | Square decorative metal cap for hiding cable inlet with suspension wire attachment point, push-in terminals 5x1x1.5mm2, black | 70 | 70 | 27 | [8 empty] | 21.156
| DM9015094 | CAP cable 3x0.75 2.0m, clear | Cable 3x0.75mm² for suspended luminaire up to 2.0 meters, transparent | [11 empty] | 15.91
| DM9016341 | CAP cable clip D6.3mm SET clear | Cable and suspension wire clip set, 4pcs. For cable diameter up to 6,3mm and wire diameter 1mm | [11 empty] | 2.752
| DM1115520 | Forma G LED1x2050 J155 T830 OP | non-dimmable, I, IP40, IK02, opal diffuser, white steel body | 600 | 600 | 80 |  | 50000/L80B10 | 3 | 1924 | 16.9 | 114 | 80+ | 3000 | 1028.732
| DM1115521 | Forma G LED1x2750 J156 T830 OP | non-dimmable, I, IP40, IK02, opal diffuser, white steel body | 600 | 600 | 80 |  | 50000/L80B10 | 3 | 2621 | 23.6 | 111 | 80+ | 3000 | 1028.732
| DM1115522 | Forma G LED1x3800 J157 T830 OP | non-dimmable, I, IP40, IK02, opal diffuser, white steel body | 600 | 600 | 80 |  | 50000/L80B10 | 3 | 3603 | 34.6 | 104 | 80+ | 3000 | 1038.966
| DM1115523 | Forma G LED1x3300 J158 T830 OP | non-dimmable, I, IP40, IK02, opal diffuser, white steel body | 900 | 900 | 80 |  | 50000/L80B10 | 3 | 3148 | 26.4 | 119 | 80+ | 3000 | 2012.013
| DM1115524 | Forma G LED1x4500 J159 T830 OP | non-dimmable, I, IP40, IK02, opal diffuser, white steel body | 900 | 900 | 80 |  | 50000/L80B10 | 3 | 4289 | 37.7 | 114 | 80+ | 3000 | 2012.013
| DM1115525 | Forma G LED1x6200 J160 T830 OP | non-dimmable, I, IP40, IK02, opal diffuser, white steel body | 900 | 900 | 80 |  | 50000/L80B10 | 3 | 5896 | 54.9 | 107 | 80+ | 3000 | 2022.247
| DM1115526 | Forma G LED1x4400 J161 T830 OP | non-dimmable, I, IP40, IK02, opal diffuser, white steel body | 1200 | 1200 | 80 |  | 50000/L80B10 | 3 | 4197 | 34.8 | 121 | 80+ | 3000 | 3556.229
| DM1115527 | Forma G LED1x6000 J162 T830 OP | non-dimmable, I, IP40, IK02, opal diffuser, white steel body | 1200 | 1200 | 80 |  | 50000/L80B10 | 3 | 5719 | 49.8 | 115 | 80+ | 3000 | 3566.42
| DM1115528 | Forma G LED1x8250 J706 T830 OP | non-dimmable, I, IP40, IK02, opal diffuser, white steel body | 1200 | 1200 | 80 |  | 50000/L80B10 | 3 | 7861 | 72.4 | 109 | 80+ | 3000 | 3572.139
| DM1115529 | Forma G LED1x2050 J155 T840 OP | non-dimmable, I, IP40, IK02, opal diffuser, white steel body | 600 | 600 | 80 |  | 50000/L80B10 | 3 | 2014 | 16.9 | 119 | 80+ | 4000 | 1028.732
| DM1115530 | Forma G LED1x2750 J156 T840 OP | non-dimmable, I, IP40, IK02, opal diffuser, white steel body | 600 | 600 | 80 |  | 50000/L80B10 | 3 | 2744 | 23.6 | 116 | 80+ | 4000 | 1028.732
| DM1115531 | Forma G LED1x3800 J157 T840 OP | non-dimmable, I, IP40, IK02, opal diffuser, white steel body | 600 | 600 | 80 |  | 50000/L80B10 | 3 | 3772 | 34.6 | 109 | 80+ | 4000 | 1038.966
| DM1115532 | Forma G LED1x3300 J158 T840 OP | non-dimmable, I, IP40, IK02, opal diffuser, white steel body | 900 | 900 | 80 |  | 50000/L80B10 | 3 | 3295 | 26.4 | 125 | 80+ | 4000 | 2012.013
| DM1115533 | Forma G LED1x4500 J159 T840 OP | non-dimmable, I, IP40, IK02, opal diffuser, white steel body | 900 | 900 | 80 |  | 50000/L80B10 | 3 | 4491 | 37.7 | 119 | 80+ | 4000 | 2012.013
| DM1115534 | Forma G LED1x6200 J160 T840 OP | non-dimmable, I, IP40, IK02, opal diffuser, white steel body | 900 | 900 | 80 |  | 50000/L80B10 | 3 | 6173 | 54.9 | 112 | 80+ | 4000 | 2022.247
| DM1115535 | Forma G LED1x4400 J161 T840 OP | non-dimmable, I, IP40, IK02, opal diffuser, white steel body | 1200 | 1200 | 80 |  | 50000/L80B10 | 3 | 4394 | 34.8 | 126 | 80+ | 4000 | 3556.229
| DM1115536 | Forma G LED1x6000 J162 T840 OP | non-dimmable, I, IP40, IK02, opal diffuser, white steel body | 1200 | 1200 | 80 |  | 50000/L80B10 | 3 | 5987 | 49.8 | 120 | 80+ | 4000 | 3566.42
| DM1115537 | Forma G LED1x8250 J706 T840 OP | non-dimmable, I, IP40, IK02, opal diffuser, white steel body | 1200 | 1200 | 80 |  | 50000/L80B10 | 3 | 8231 | 72.4 | 114 | 80+ | 4000 | 3572.139
Available options:
|  | T830 | Colour temperature 3000K, CRI 80+
|  | T840 | Colour temperature 4000K, CRI 80+
|  | DPRZ LT80 | De-glaring micro-prismatic diffuser, matt | [11 empty] | 40.893
|  | DALI | Driver with DALI interface and switch-control dimming | [11 empty] | 55
|  | BLT | Integrated wireless control unit and driver for lighting control via mobile device (via Bluetooth) | [11 empty] | 321.5448
|  | KRBLT | Integrated wireless control unit and driver for lighting control via mobile device (KR system app), on/off | [11 empty] | 126.248
|  | KRBLT DALI | Integrated wireless control unit and driver for lighting control via mobile device (KR system app), DALI with integrated PS | [11 empty] | 236.07
|  | COR | Driver with Corridor function (never off) | [11 empty] | 76.6899
|  | COR1min | Driver with Corridor function 1min (switch off after 1 min.) | [11 empty] | 76.6899
|  | COR30min | Driver with Corridor function 30min (switch off after 30 min.) | [11 empty] | 76.6899
|  | CBF3-2.0m clear | Cable 3x0.75mm² for suspended luminaire up to 2.0 meters, transparent | [11 empty] | 17.286
|  | CBF3-3.0m clear | Cable 3x0.75mm² for suspended luminaire up to 3.0 meters, transparent | [11 empty] | 18.662
|  | CBF5-2.0m clear | Cable 5x0.75mm² for suspended luminaire up to 2.0 meters, transparent | [11 empty] | 21.629
|  | CBF5-3.0m clear | Cable 5x0.75mm² for suspended luminaire up to 3.0 meters, transparent | [11 empty] | 29.799
|  | RAL (D600) (MOQ: 1-9pcs) | RAL colour (D600mm) | [11 empty] | 53.148
|  | RAL (D600) (MOQ: 10pcs) | RAL colour (D600mm) | [11 empty] | 17.716
|  | RAL (D900) (MOQ: 1-9pcs) | RAL colour (D900mm) | [11 empty] | 85.183
|  | RAL (D900) (MOQ: 10pcs) | RAL colour (D900mm) | [11 empty] | 28.896
|  | RAL (D1200) (MOQ: 1-9pcs) | RAL colour (D1200mm) | [11 empty] | 133.085
|  | RAL (D1200) (MOQ: 10pcs) | RAL colour (D1200mm) | [11 empty] | 44.763
Available accessories:
| DM9002149 | Suspension MTG KIT SUSI | Suspension wire set "I" type, 1.5m adjustable, 1pcs | [11 empty] | 12.728
*note - at least 3pcs MTG KIT SUSI for one fitting required. For exact quantity please refer to installation manual
| DM9024696 | 3-point Suspension MTG KIT with round cap, light grey | Suspension wire set with round cap 3x"I" type, 1.5m adjustable, light grey, 1pcs | [11 empty] | 79.249
| DM9024697 | 3-point Suspension MTG KIT with round cap, white | Suspension wire set LED round cap 3x"I" type, 1.5m adjustable, white, 1pcs | [11 empty] | 79.249
| DM9024698 | 3-point Suspension MTG KIT with round cap, black | Suspension wire set with round cap 3x"I" type, 1.5m adjustable, black, 1pcs | [11 empty] | 79.249
*note - for compatibility with exact product please refer to installation manual
| DM9022161 | CAP4, light grey | Square decorative metal cap for hiding cable inlet with suspension wire attachment point, push-in terminals 3x1x1.5mm2, light grey | 60 | 60 | 27 | [8 empty] | 15.265
| DM9024862 | CAP4, white | Square decorative metal cap for hiding cable inlet with suspension wire attachment point, push-in terminals 3x1x1.5mm2, white | 60 | 60 | 27 | [8 empty] | 15.265
| DM9025036 | CAP4, black | Square decorative metal cap for hiding cable inlet with suspension wire attachment point, push-in terminals 3x1x1.5mm2, black | 60 | 60 | 27 | [8 empty] | 15.265
| DM9033621 | CAP5, light grey | Square decorative metal cap for hiding cable inlet with suspension wire attachment point, push-in terminals 5x1x1.5mm2, light grey | 70 | 70 | 27 | [8 empty] | 21.156
| DM9033622 | CAP5, white | Square decorative metal cap for hiding cable inlet with suspension wire attachment point, push-in terminals 5x1x1.5mm2, white | 70 | 70 | 27 | [8 empty] | 21.156
| DM9033623 | CAP5, black | Square decorative metal cap for hiding cable inlet with suspension wire attachment point, push-in terminals 5x1x1.5mm2, black | 70 | 70 | 27 | [8 empty] | 21.156
| DM9015094 | CAP cable 3x0.75 2.0m, clear | Cable 3x0.75mm² for suspended luminaire up to 2.0 meters, transparent | [11 empty] | 15.91
| DM9016341 | CAP cable clip D6.3mm SET clear | Cable and suspension wire clip set, 4pcs. For cable diameter up to 6,3mm and wire diameter 1mm | [11 empty] | 2.752
| DM1115716 | Quadro A LED1x3250 J347 T840 OP M... (felt color code) | non-dimmable, I, IP40, IK05, opal diffuser, white aluminium body | 620 | 620 | 68 |  | 50000/L80B10 | 3 | 3214 | 24.8 | 130 | 80+ | 4000 | 1038.966
| DM1115717 | Quadro A LED1x4400 J348 T840 OP M... (felt color code) | non-dimmable, I, IP40, IK05, opal diffuser, white aluminium body | 620 | 620 | 68 |  | 50000/L80B10 | 3 | 4380 | 34.7 | 126 | 80+ | 4000 | 1029.635
| DM1115718 | Quadro A LED1x6050 J349 T840 OP M... (felt color code) | non-dimmable, I, IP40, IK05, opal diffuser, white aluminium body | 620 | 620 | 68 |  | 50000/L80B10 | 3 | 6021 | 50.9 | 118 | 80+ | 4000 | 1040.772
| DM1115719 | Quadro A LED1x4750 J350 T840 OP M... (felt color code) | non-dimmable, I, IP40, IK05, opal diffuser, white aluminium body | 900 | 900 | 68 |  | 50000/L80B10 | 3 | 4721 | 36.4 | 130 | 80+ | 4000 | 1529.725
| DM1115720 | Quadro A LED1x6450 J351 T840 OP M... (felt color code) | non-dimmable, I, IP40, IK05, opal diffuser, white aluminium body | 900 | 900 | 68 |  | 50000/L80B10 | 3 | 6425 | 52.5 | 122 | 80+ | 4000 | 1529.725
| DM1115721 | Quadro A LED1x8750 J352 T840 OP M... (felt color code) | non-dimmable, I, IP40, IK05, opal diffuser, white aluminium body | 900 | 900 | 68 |  | 50000/L80B10 | 3 | 8713 | 77.8 | 112 | 80+ | 4000 | 1540.819
| DM1115722 | Quadro A LED1x6300 J353 T840 OP M... (felt color code) | non-dimmable, I, IP40, IK05, opal diffuser, white aluminium body | 1180 | 1180 | 68 |  | 50000/L80B10 | 3 | 6295 | 48.5 | 130 | 80+ | 4000 | 2344.317
| DM1115723 | Quadro A LED1x8600 J354 T840 OP M... (felt color code) | non-dimmable, I, IP40, IK05, opal diffuser, white aluminium body | 1180 | 1180 | 68 |  | 50000/L80B10 | 3 | 8567 | 70 | 122 | 80+ | 4000 | 2344.317
| DM1115724 | Quadro A LED1x11650 J355 T840 OP M... (felt color code) | non-dimmable, I, IP40, IK05, opal diffuser, white aluminium body | 1180 | 1180 | 68 |  | 50000/L80B10 | 3 | 11618 | 103.7 | 112 | 80+ | 4000 | 2426.748
Available options:
|  | T830 | Colour temperature 3000K, CRI 80+
|  | T840 | Colour temperature 4000K, CRI 80+
|  | DPRZ LT80 | De-glaring micro-prismatic diffuser with matt light scattering layer | [11 empty] | 8.213
|  | DALI | Driver with DALI interface and switch-control dimming | [11 empty] | 55
|  | SR | Luminaire for surface mounting | [11 empty] | 8.643
|  | RAL | RAL colour
|  | M... (felt color code) | With Fabric cover, height 100mm
Available accessories:
| DM9002149 | Suspension MTG KIT SUSI | Suspension wire set "I" type, 1.5m adjustable, 1pcs | [11 empty] | 12.728
*note - 4pcs MTG SUSI KIT for 1 luminaire required
| DM9022161 | CAP4, light grey | Square decorative metal cap for hiding cable inlet with suspension wire attachment point, push-in terminals 3x1x1.5mm2, light grey | 60 | 60 | 27 | [8 empty] | 15.265
| DM9024862 | CAP4, white | Square decorative metal cap for hiding cable inlet with suspension wire attachment point, push-in terminals 3x1x1.5mm2, white | 60 | 60 | 27 | [8 empty] | 15.265
| DM9025036 | CAP4, black | Square decorative metal cap for hiding cable inlet with suspension wire attachment point, push-in terminals 3x1x1.5mm2, black | 60 | 60 | 27 | [8 empty] | 15.265
| DM9033621 | CAP5, light grey | Square decorative metal cap for hiding cable inlet with suspension wire attachment point, push-in terminals 5x1x1.5mm2, light grey | 70 | 70 | 27 | [8 empty] | 21.156
| DM9033622 | CAP5, white | Square decorative metal cap for hiding cable inlet with suspension wire attachment point, push-in terminals 5x1x1.5mm2, white | 70 | 70 | 27 | [8 empty] | 21.156
| DM9033623 | CAP5, black | Square decorative metal cap for hiding cable inlet with suspension wire attachment point, push-in terminals 5x1x1.5mm2, black | 70 | 70 | 27 | [8 empty] | 21.156
| DM9015094 | CAP cable 3x0.75 2.0m, clear | Cable 3x0.75mm² for suspended luminaire up to 2.0 meters, transparent | [11 empty] | 15.91
| DM9016341 | CAP cable clip D6.3mm SET clear | Cable and suspension wire clip set, 4pcs. For cable diameter up to 6,3mm and wire diameter 1mm | [11 empty] | 2.752
| DM1115725 | Quadro G LED1x3250 J466 T840 OP | non-dimmable, I, IP40, IK05, opal diffuser, white aluminium body | 620 | 620 | 68 |  | 50000/L80B10 | 3 | 3214 | 24.8 | 130 | 80+ | 4000 | 1543.528
| DM1115726 | Quadro G LED1x4400 J467 T840 OP | non-dimmable, I, IP40, IK05, opal diffuser, white aluminium body | 620 | 620 | 68 |  | 50000/L80B10 | 3 | 4380 | 34.7 | 126 | 80+ | 4000 | 1543.528
| DM1115727 | Quadro G LED1x6050 J468 T840 OP | non-dimmable, I, IP40, IK05, opal diffuser, white aluminium body | 620 | 620 | 68 |  | 50000/L80B10 | 3 | 6021 | 50.9 | 118 | 80+ | 4000 | 1545.334
| DM1115728 | Quadro G LED1x4750 J469 T840 OP | non-dimmable, I, IP40, IK05, opal diffuser, white aluminium body | 900 | 900 | 68 |  | 50000/L80B10 | 3 | 4721 | 36.4 | 130 | 80+ | 4000 | 2746.152
| DM1115729 | Quadro G LED1x6450 J470 T840 OP | non-dimmable, I, IP40, IK05, opal diffuser, white aluminium body | 900 | 900 | 68 |  | 50000/L80B10 | 3 | 6425 | 52.5 | 122 | 80+ | 4000 | 2746.152
| DM1115730 | Quadro G LED1x8750 J471 T840 OP | non-dimmable, I, IP40, IK05, opal diffuser, white aluminium body | 900 | 900 | 68 |  | 50000/L80B10 | 3 | 8713 | 77.8 | 112 | 80+ | 4000 | 2757.246
| DM1115731 | Quadro G LED1x6300 J472 T840 OP | non-dimmable, I, IP40, IK05, opal diffuser, white aluminium body | 1180 | 1180 | 68 |  | 50000/L80B10 | 3 | 6295 | 48.5 | 130 | 80+ | 4000 | 4556.108
| DM1115732 | Quadro G LED1x8600 J473 T840 OP | non-dimmable, I, IP40, IK05, opal diffuser, white aluminium body | 1180 | 1180 | 68 |  | 50000/L80B10 | 3 | 8567 | 70 | 122 | 80+ | 4000 | 4556.108
| DM1115733 | Quadro G LED1x11650 J474 T840 OP | non-dimmable, I, IP40, IK05, opal diffuser, white aluminium body | 1180 | 1180 | 68 |  | 50000/L80B10 | 3 | 11618 | 103.7 | 112 | 80+ | 4000 | 4639.442
Available options:
|  | T830 | Colour temperature 3000K, CRI 80+
|  | T840 | Colour temperature 4000K, CRI 80+
|  | DPRZ LT80 | De-glaring micro-prismatic diffuser with matt light scattering layer | [11 empty] | 8.213
|  | DALI | Driver with DALI interface and switch-control dimming | [11 empty] | 55
|  | SR | Luminaire for surface mounting | [11 empty] | 8.643
|  | RAL | RAL colour
Available accessories:
| DM9002149 | Suspension MTG KIT SUSI | Suspension wire set "I" type, 1.5m adjustable, 1pcs | [11 empty] | 12.728
*note - 4pcs MTG SUSI KIT for 1 luminaire required
| DM9022161 | CAP4, light grey | Square decorative metal cap for hiding cable inlet with suspension wire attachment point, push-in terminals 3x1x1.5mm2, light grey | 60 | 60 | 27 | [8 empty] | 15.265
| DM9024862 | CAP4, white | Square decorative metal cap for hiding cable inlet with suspension wire attachment point, push-in terminals 3x1x1.5mm2, white | 60 | 60 | 27 | [8 empty] | 15.265
| DM9025036 | CAP4, black | Square decorative metal cap for hiding cable inlet with suspension wire attachment point, push-in terminals 3x1x1.5mm2, black | 60 | 60 | 27 | [8 empty] | 15.265
| DM9033621 | CAP5, light grey | Square decorative metal cap for hiding cable inlet with suspension wire attachment point, push-in terminals 5x1x1.5mm2, light grey | 70 | 70 | 27 | [8 empty] | 21.156
| DM9033622 | CAP5, white | Square decorative metal cap for hiding cable inlet with suspension wire attachment point, push-in terminals 5x1x1.5mm2, white | 70 | 70 | 27 | [8 empty] | 21.156
| DM9033623 | CAP5, black | Square decorative metal cap for hiding cable inlet with suspension wire attachment point, push-in terminals 5x1x1.5mm2, black | 70 | 70 | 27 | [8 empty] | 21.156
| DM9015094 | CAP cable 3x0.75 2.0m, clear | Cable 3x0.75mm² for suspended luminaire up to 2.0 meters, transparent | [11 empty] | 15.91
| DM9016341 | CAP cable clip D6.3mm SET clear | Cable and suspension wire clip set, 4pcs. For cable diameter up to 6,3mm and wire diameter 1mm | [11 empty] | 2.752
| DM1121642 | Cloud LED1x1650 J682 T840 T12 | non-dimmable, I, IP40, IK02, white steel body | 300 | 300 | 150 |  | 50000/L80B10 | 3 | 1638 | 16.2 | 101 | 80+ | 4000 | 269.481
| DM1121643 | Cloud LED1x1450 J683 T840 T12 | non-dimmable, I, IP40, IK02, white steel body | 300 | 300 | 250 |  | 50000/L80B10 | 3 | 1411 | 16.2 | 87 | 80+ | 4000 | 305.343
| DM1121644 | Cloud LED1x1600 J684 T840 T12 | non-dimmable, I, IP40, IK02, white steel body | 300 | 300 | 400 |  | 50000/L80B10 | 3 | 1593 | 23.2 | 69 | 80+ | 4000 | 359.394
| DM1121645 | Cloud LED1x3350 J685 T840 T12 | non-dimmable, I, IP40, IK02, white steel body | 450 | 450 | 150 |  | 50000/L80B10 | 3 | 3311 | 32.4 | 102 | 80+ | 4000 | 395.213
| DM1121646 | Cloud LED1x2900 J686 T840 T12 | non-dimmable, I, IP40, IK02, white steel body | 450 | 450 | 250 |  | 50000/L80B10 | 3 | 2853 | 32.4 | 88 | 80+ | 4000 | 449.049
| DM1121647 | Cloud LED1x2750 J687 T840 T12 | non-dimmable, I, IP40, IK02, white steel body | 450 | 450 | 400 |  | 50000/L80B10 | 3 | 2708 | 38.2 | 71 | 80+ | 4000 | 520.988
| DM1121648 | Cloud LED1x4950 J688 T840 T12 | non-dimmable, I, IP40, IK02, white steel body | 600 | 600 | 150 |  | 50000/L80B10 | 3 | 4913 | 46.5 | 106 | 80+ | 4000 | 574.781
| DM1121649 | Cloud LED1x4250 J689 T840 T12 | non-dimmable, I, IP40, IK02, white steel body | 600 | 600 | 250 |  | 50000/L80B10 | 3 | 4233 | 46.5 | 91 | 80+ | 4000 | 628.574
| DM1121650 | Cloud LED1x4800 J698 T840 T12 | non-dimmable, I, IP40, IK02, white steel body | 600 | 600 | 400 |  | 50000/L80B10 | 3 | 4779 | 65.9 | 73 | 80+ | 4000 | 718.444
|  | Cloud LED1x6850 J844 T840 T12 | non-dimmable, I, IP40, IK02, white steel body | 800 | 800 | 150 |  | 50000/L80B10 | 3 | 6807 | 62.5 | 109 | 80+ | 4000 | 790.211
|  | Cloud LED1x5900 J845 T840 T12 | non-dimmable, I, IP40, IK02, white steel body | 800 | 800 | 250 |  | 50000/L80B10 | 3 | 5865 | 62.5 | 94 | 80+ | 4000 | 870.965
|  | Cloud LED1x6500 J846 T840 T12 | non-dimmable, I, IP40, IK02, white steel body | 800 | 800 | 400 |  | 50000/L80B10 | 3 | 6452 | 85.4 | 76 | 80+ | 4000 | 996.783
| DM1121651 | Cloud LED1x8750 J699 T840 T12 | non-dimmable, I, IP40, IK02, white steel body | 1000 | 1000 | 150 |  | 50000/L80B10 | 3 | 8701 | 78.1 | 111 | 80+ | 4000 | 1014.671
| DM1121652 | Cloud LED1x7500 J700 T840 T12 | non-dimmable, I, IP40, IK02, white steel body | 1000 | 1000 | 250 |  | 50000/L80B10 | 3 | 7496 | 78.1 | 96 | 80+ | 4000 | 1122.257
| DM1121653 | Cloud LED1x8150 J701 T840 T12 | non-dimmable, I, IP40, IK02, white steel body | 1000 | 1000 | 400 |  | 50000/L80B10 | 3 | 8125 | 104.5 | 78 | 80+ | 4000 | 1275.036
Available options:
|  | T830 | Colour temperature 3000K, CRI 80+
|  | T840 | Colour temperature 4000K, CRI 80+
|  | DALI | Driver with DALI interface | [11 empty] | 55
|  | EAIRB-S | Slave luminaire with integrated EAIR type driver for lighting control | [11 empty] | 94.6053
*note - max wire length from EAIRB-M to last EAIRB-S - 11 meters
|  | BLT | Integrated wireless control unit and driver for lighting control via mobile device (via Bluetooth) | [11 empty] | 321.5448
|  | MW | Integrated microwave (MW) motion sensor with on-off control | [11 empty] | 40
|  | CBF2-2.0m clear | Cable 2x0.75mm² for suspended luminaire up to 2.0 meters, transparent | [11 empty] | 8.643
|  | CBF2-3.0m clear | Cable 2x0.75mm² for suspended luminaire up to 3.0 meters, transparent | [11 empty] | 12.728
|  | CBF3-2.0m clear | Cable 3x0.75mm² for suspended luminaire up to 2.0 meters, transparent | [11 empty] | 17.286
|  | CBF5-2.0m clear | Cable 5x0.75mm² for suspended luminaire up to 2.0 meters, transparent | [11 empty] | 21.629
T...(fabric colour code). Most popular fabrics: T01, T02, T03, T07, T08, T10, T13, T17, T20, T22, T31, T32, T33, T35
Available accessories:
| DM9002149 | Suspension MTG KIT SUSI | Suspension wire set "I" type, 1.5m adjustable, 1pcs | [11 empty] | 12.728
*note - 3pcs MTG KIT SUSI for one fitting required
| DM9022161 | CAP4, light grey | Square decorative metal cap for hiding cable inlet with suspension wire attachment point, push-in terminals 3x1x1.5mm2, light grey | 60 | 60 | 27 | [8 empty] | 15.265
| DM9024862 | CAP4, white | Square decorative metal cap for hiding cable inlet with suspension wire attachment point, push-in terminals 3x1x1.5mm2, white | 60 | 60 | 27 | [8 empty] | 15.265
| DM9025036 | CAP4, black | Square decorative metal cap for hiding cable inlet with suspension wire attachment point, push-in terminals 3x1x1.5mm2, black | 60 | 60 | 27 | [8 empty] | 15.265
| DM9033621 | CAP5, light grey | Square decorative metal cap for hiding cable inlet with suspension wire attachment point, push-in terminals 5x1x1.5mm2, light grey | 70 | 70 | 27 | [8 empty] | 21.156
| DM9033622 | CAP5, white | Square decorative metal cap for hiding cable inlet with suspension wire attachment point, push-in terminals 5x1x1.5mm2, white | 70 | 70 | 27 | [8 empty] | 21.156
| DM9033623 | CAP5, black | Square decorative metal cap for hiding cable inlet with suspension wire attachment point, push-in terminals 5x1x1.5mm2, black | 70 | 70 | 27 | [8 empty] | 21.156
| DM9015094 | CAP cable 3x0.75 2.0m, clear | Cable 3x0.75mm² for suspended luminaire up to 2.0 meters, transparent | [11 empty] | 15.91
| DM9016341 | CAP cable clip D6.3mm SET clear | Cable and suspension wire clip set, 4pcs. For cable diameter up to 6,3mm and wire diameter 1mm | [11 empty] | 2.752
| DM9024696 | 3-point Suspension MTG KIT with round cap, light grey | Suspension wire set with round cap 3x"I" type, 1.5m adjustable, light grey, 1pcs | [11 empty] | 79.249
| DM9024697 | 3-point Suspension MTG KIT with round cap, white | Suspension wire set LED round cap 3x"I" type, 1.5m adjustable, white, 1pcs | [11 empty] | 79.249
| DM9024698 | 3-point Suspension MTG KIT with round cap, black | Suspension wire set with round cap 3x"I" type, 1.5m adjustable, black, 1pcs | [11 empty] | 79.249
|  | Cloud O LED1x4800 J876 T840 OP LT80 | non-dimmable, I, IP40, IK02, white steel body | 1000 | 1000 | 250 |  | 50000/L80B10 | 3 | 4790 | 51 | 94 | 80+ | 4000 | 1257.105
| DM1121624 | Haud LED1x1650/1050 J413 T840 OP LT80 M... (felt color code) | non-dimmable, I, IP40, IK05, opal diffuser, aluminium body | 1159 | 50 | 99 |  | 50000/L80B10 | 3 | 2644 | 21 | 126 | 80+ | 4000 | 460.831
| DM1121625 | Haud LED1x2200/1450 J414 T840 OP LT80 M... (felt color code) | non-dimmable, I, IP40, IK05, opal diffuser, aluminium body | 1159 | 50 | 99 |  | 50000/L80B10 | 3 | 3604 | 29.4 | 123 | 80+ | 4000 | 451.715
| DM1121626 | Haud LED1x3050/1950 J415 T840 OP LT80 M... (felt color code) | non-dimmable, I, IP40, IK05, opal diffuser, aluminium body | 1159 | 50 | 99 |  | 50000/L80B10 | 3 | 4953 | 43.1 | 115 | 80+ | 4000 | 462.422
| DM1121627 | Haud LED1x2050/1400 J416 T840 OP LT80 M... (felt color code) | non-dimmable, I, IP40, IK05, opal diffuser, aluminium body | 1439 | 50 | 99 |  | 50000/L80B10 | 3 | 3392 | 26.4 | 128 | 80+ | 4000 | 535.264
| DM1121628 | Haud LED1x2750/1900 J417 T840 OP LT80 M... (felt color code) | non-dimmable, I, IP40, IK05, opal diffuser, aluminium body | 1439 | 50 | 99 |  | 50000/L80B10 | 3 | 4622 | 37.8 | 122 | 80+ | 4000 | 545.928
| DM1121629 | Haud LED1x3800/2600 J418 T840 OP LT80 M... (felt color code) | non-dimmable, I, IP40, IK05, opal diffuser, aluminium body | 1439 | 50 | 99 |  | 50000/L80B10 | 3 | 6354 | 54.9 | 116 | 80+ | 4000 | 586.391
Available options:
|  | T830 | Colour temperature 3000K, CRI 80+
|  | T840 | Colour temperature 4000K, CRI 80+
|  | OP LT80 | Opal diffuser with high light transmittance
|  | DPRZ LT80 | De-glaring micro-prismatic diffuser with matt light scattering layer
|  | DALI | Driver with DALI interface and switch-control dimming | [11 empty] | 107.887
|  | DALIsep | Driver with DALI interface and with possibility to control down and up light separately | [11 empty] | 170.71
|  | PULL | Pull switch device, on/off | [11 empty] | 14.534
|  | PULLDIM | Pull switch device and driver with switch-control dimming | [11 empty] | 116.96
*note - For PULL and PULLDIM options luminaire housing is 50mm longer and switch is positioned at the end of luminaire
|  | Lsep | Option that enables to control (on/off) down and up lights separately | [11 empty] | 54.051
|  | RAL | RAL colour
|  | M... (felt color code) | With Fabric cover, height 100mm
Available accessories:
| DM9002149 | Suspension MTG KIT SUSI | Suspension wire set "I" type, 1.5m adjustable, 1pcs | [11 empty] | 12.728
*note - at least 2pcs MTG KIT SUSI for one fitting required. For exact quantity please refer to installation manual
| DM9022161 | CAP4, light grey | Square decorative metal cap for hiding cable inlet with suspension wire attachment point, push-in terminals 3x1x1.5mm2, light grey | 60 | 60 | 27 | [8 empty] | 15.265
| DM9024862 | CAP4, white | Square decorative metal cap for hiding cable inlet with suspension wire attachment point, push-in terminals 3x1x1.5mm2, white | 60 | 60 | 27 | [8 empty] | 15.265
| DM9025036 | CAP4, black | Square decorative metal cap for hiding cable inlet with suspension wire attachment point, push-in terminals 3x1x1.5mm2, black | 60 | 60 | 27 | [8 empty] | 15.265
| DM9033621 | CAP5, light grey | Square decorative metal cap for hiding cable inlet with suspension wire attachment point, push-in terminals 5x1x1.5mm2, light grey | 70 | 70 | 27 | [8 empty] | 21.156
| DM9033622 | CAP5, white | Square decorative metal cap for hiding cable inlet with suspension wire attachment point, push-in terminals 5x1x1.5mm2, white | 70 | 70 | 27 | [8 empty] | 21.156
| DM9033623 | CAP5, black | Square decorative metal cap for hiding cable inlet with suspension wire attachment point, push-in terminals 5x1x1.5mm2, black | 70 | 70 | 27 | [8 empty] | 21.156
| DM9016341 | CAP cable clip D6.3mm SET clear | Cable and suspension wire clip set, 4pcs. For cable diameter up to 6,3mm and wire diameter 1mm | [11 empty] | 2.752
| DM1131811 | Echo C J896 MN05 | round, acoustic, l.grey felt body | 300 | 300 | 12 | [8 empty] | 100.62
| DM1131812 | Echo C J897 MN05 | round, acoustic, l.grey felt body | 600 | 600 | 12 | [8 empty] | 228.373
| DM1131813 | Echo C J898 MN05 | round, acoustic, l.grey felt body | 900 | 900 | 12 | [8 empty] | 465.604
| DM1131814 | Echo C J899 MN05 | round, acoustic, l.grey felt body | 1200 | 1200 | 12 | [8 empty] | 766.819
| DM1131815 | Echo C J896 MC20 | round, acoustic, green felt body | 300 | 300 | 12 | [8 empty] | 127.839
| DM1131816 | Echo C J897 MC20 | round, acoustic, green felt body | 600 | 600 | 12 | [8 empty] | 319.619
| DM1131817 | Echo C J898 MC20 | round, acoustic, green felt body | 900 | 900 | 12 | [8 empty] | 684.603
| DM1131818 | Echo C J899 MC20 | round, acoustic, green felt body | 1200 | 1200 | 12 | [8 empty] | 1159.28
*note - suspension kit included
| DM1131819 | Echo Q J900 MN05 | square, acoustic, l.grey felt body | 1200 | 600 | 12 | [8 empty] | 520.515
| DM1131820 | Echo Q J901 MN05 | square, acoustic, l.grey felt body | 2400 | 600 | 12 | [8 empty] | 1058.961
| DM1131821 | Echo Q J902 MN05 | square, acoustic, l.grey felt body | 1200 | 1200 | 12 | [8 empty] | 903.688
| DM1131822 | Echo Q J903 MN05 | square, acoustic, l.grey felt body | 2400 | 1200 | 12 | [8 empty] | 1834.767
| DM1131823 | Echo Q J900 MC20 | square, acoustic, green felt body | 1200 | 600 | 12 | [8 empty] | 712.123
| DM1131824 | Echo Q J901 MC20 | square, acoustic, green felt body | 2400 | 600 | 12 | [8 empty] | 1451.422
| DM1131825 | Echo Q J902 MC20 | square, acoustic, green felt body | 1200 | 1200 | 12 | [8 empty] | 1296.106
| DM1131826 | Echo Q J903 MC20 | square, acoustic, green felt body | 2400 | 1200 | 12 | [8 empty] | 2619.689
*note - suspension kit included
| DM1131827 | Echo C LED1x2050 J890 T840 OP MN05 | non-dimmable, I, IP40, IK02, opal diffuser, l.grey felt body | 900 | 900 | 80 |  |  |  | 2014 | 16.9 | 119 | 80+ | 4000 | 1195.787
| DM1131828 | Echo C LED1x2750 J891 T840 OP MN05 | non-dimmable, I, IP40, IK02, opal diffuser, l.grey felt body | 900 | 900 | 80 |  |  |  | 2744 | 23.6 | 116 | 80+ | 4000 | 1195.787
| DM1131829 | Echo C LED1x3800 J892 T840 OP MN05 | non-dimmable, I, IP40, IK02, opal diffuser, l.grey felt body | 900 | 900 | 80 |  |  |  | 3772 | 34.6 | 109 | 80+ | 4000 | 1195.787
| DM1131830 | Echo C LED1x3300 J893 T840 OP MN05 | non-dimmable, I, IP40, IK02, opal diffuser, l.grey felt body | 1200 | 1200 | 80 |  |  |  | 3295 | 26.4 | 125 | 80+ | 4000 | 1798.26
| DM1131831 | Echo C LED1x4500 J894 T840 OP MN05 | non-dimmable, I, IP40, IK02, opal diffuser, l.grey felt body | 1200 | 1200 | 80 |  |  |  | 4491 | 37.7 | 119 | 80+ | 4000 | 1798.26
| DM1131832 | Echo C LED1x6200 J895 T840 OP MN05 | non-dimmable, I, IP40, IK02, opal diffuser, l.grey felt body | 1200 | 1200 | 80 |  |  |  | 6173 | 54.9 | 112 | 80+ | 4000 | 1798.26
| DM1131833 | Echo C LED1x2050 J890 T840 OP MC20 | non-dimmable, I, IP40, IK02, opal diffuser, green felt body | 900 | 900 | 80 |  |  |  | 2014 | 16.9 | 119 | 80+ | 4000 | 1423.945
| DM1131834 | Echo C LED1x2750 J891 T840 OP MC20 | non-dimmable, I, IP40, IK02, opal diffuser, green felt body | 900 | 900 | 80 |  |  |  | 2744 | 23.6 | 116 | 80+ | 4000 | 1423.945
| DM1131835 | Echo C LED1x3800 J892 T840 OP MC20 | non-dimmable, I, IP40, IK02, opal diffuser, green felt body | 900 | 900 | 80 |  |  |  | 3772 | 34.6 | 109 | 80+ | 4000 | 1423.945
| DM1131836 | Echo C LED1x3300 J893 T840 OP MC20 | non-dimmable, I, IP40, IK02, opal diffuser, green felt body | 1200 | 1200 | 80 |  |  |  | 3295 | 26.4 | 125 | 80+ | 4000 | 2190.678
| DM1131837 | Echo C LED1x4500 J894 T840 OP MC20 | non-dimmable, I, IP40, IK02, opal diffuser, green felt body | 1200 | 1200 | 80 |  |  |  | 4491 | 37.7 | 119 | 80+ | 4000 | 2190.678
| DM1131838 | Echo C LED1x6200 J895 T840 OP MC20 | non-dimmable, I, IP40, IK02, opal diffuser, green felt body | 1200 | 1200 | 80 |  |  |  | 6173 | 54.9 | 112 | 80+ | 4000 | 2190.678
*note - suspension kit included
| DM1130079 | Echo Q LED1x1050 J911 T840 OP MN05 | non-dimmable, I, IP40, IK05, opal polycarbonate diffuser, black felt body | 1200 | 600 | 68 |  |  |  | 1007 | 10 | 101 | 80+ | 4000 | 666.457
| DM1130080 | Echo Q LED1x1400 J912 T840 OP MN05 | non-dimmable, I, IP40, IK05, opal polycarbonate diffuser, black felt body | 1200 | 600 | 68 |  |  |  | 1372 | 14 | 98 | 80+ | 4000 | 666.457
| DM1130081 | Echo Q LED1x1900 J913 T840 OP MN05 | non-dimmable, I, IP40, IK05, opal polycarbonate diffuser, black felt body | 1200 | 600 | 68 |  |  |  | 1886 | 20.2 | 93 | 80+ | 4000 | 666.457
| DM1130082 | Echo Q LED1x2350 J914 T840 OP MN05 | non-dimmable, I, IP40, IK05, opal polycarbonate diffuser, black felt body | 2400 | 600 | 68 |  |  |  | 2350 | 22.2 | 106 | 80+ | 4000 | 1259.814
| DM1130083 | Echo Q LED1x3250 J915 T840 OP MN05 | non-dimmable, I, IP40, IK05, opal polycarbonate diffuser, black felt body | 2400 | 600 | 68 |  |  |  | 3202 | 31.4 | 102 | 80+ | 4000 | 1259.814
| DM1130084 | Echo Q LED1x4450 J916 T840 OP MN05 | non-dimmable, I, IP40, IK05, opal polycarbonate diffuser, black felt body | 2400 | 600 | 68 |  |  |  | 4401 | 44.6 | 99 | 80+ | 4000 | 1277.96
| DM1130085 | Echo Q LED1x1050 J917 T840 OP MN05 | non-dimmable, I, IP40, IK05, opal polycarbonate diffuser, black felt body | 1200 | 1200 | 68 |  |  |  | 1007 | 10 | 101 | 80+ | 4000 | 1040.772
| DM1130086 | Echo Q LED1x1400 J918 T840 OP MN05 | non-dimmable, I, IP40, IK05, opal polycarbonate diffuser, black felt body | 1200 | 1200 | 68 |  |  |  | 1372 | 14 | 98 | 80+ | 4000 | 1040.772
| DM1130087 | Echo Q LED1x1900 J919 T840 OP MN05 | non-dimmable, I, IP40, IK05, opal polycarbonate diffuser, black felt body | 1200 | 1200 | 68 |  |  |  | 1886 | 20.2 | 93 | 80+ | 4000 | 1040.772
| DM1130088 | Echo Q LED1x2350 J920 T840 OP MN05 | non-dimmable, I, IP40, IK05, opal polycarbonate diffuser, black felt body | 2400 | 1200 | 68 |  |  |  | 2350 | 22.2 | 106 | 80+ | 4000 | 1990.04
| DM1130089 | Echo Q LED1x3250 J921 T840 OP MN05 | non-dimmable, I, IP40, IK05, opal polycarbonate diffuser, black felt body | 2400 | 1200 | 68 |  |  |  | 3202 | 31.4 | 102 | 80+ | 4000 | 1990.04
| DM1130090 | Echo Q LED1x4450 J922 T840 OP MN05 | non-dimmable, I, IP40, IK05, opal polycarbonate diffuser, black felt body | 2400 | 1200 | 68 |  |  |  | 4401 | 44.6 | 99 | 80+ | 4000 | 2017.302
| DM1130091 | Echo Q LED2x1050 J923 T840 OP MN05 | non-dimmable, I, IP40, IK05, opal polycarbonate diffuser, black felt body | 1200 | 1200 | 68 |  |  |  | 2014 | 20 | 101 | 80+ | 4000 | 1296.106
| DM1130092 | Echo Q LED2x1400 J924 T840 OP MN05 | non-dimmable, I, IP40, IK05, opal polycarbonate diffuser, black felt body | 1200 | 1200 | 68 |  |  |  | 2769 | 27.9 | 99 | 80+ | 4000 | 1296.106
| DM1130093 | Echo Q LED2x1900 J925 T840 OP MN05 | non-dimmable, I, IP40, IK05, opal polycarbonate diffuser, black felt body | 1200 | 1200 | 68 |  |  |  | 3841 | 40.6 | 95 | 80+ | 4000 | 1296.106
| DM1130094 | Echo Q LED2x2350 J926 T840 OP MN05 | non-dimmable, I, IP40, IK05, opal polycarbonate diffuser, black felt body | 2400 | 1200 | 68 |  |  |  | 4699 | 44.5 | 106 | 80+ | 4000 | 2482.82
| DM1130095 | Echo Q LED2x3250 J927 T840 OP MN05 | non-dimmable, I, IP40, IK05, opal polycarbonate diffuser, black felt body | 2400 | 1200 | 68 |  |  |  | 6461 | 62.9 | 103 | 80+ | 4000 | 2482.82
| DM1130096 | Echo Q LED2x4450 J928 T840 OP MN05 | non-dimmable, I, IP40, IK05, opal polycarbonate diffuser, black felt body | 2400 | 1200 | 68 |  |  |  | 8962 | 89.4 | 100 | 80+ | 4000 | 2519.37
| DM1130095 | Echo Q LED1x1050 J911 T840 OP MC20 | non-dimmable, I, IP40, IK05, opal polycarbonate diffuser, black felt body | 1200 | 600 | 68 |  |  |  | 1007 | 10 | 101 | 80+ | 4000 | 858.065
| DM1130096 | Echo Q LED1x1400 J912 T840 OP MC20 | non-dimmable, I, IP40, IK05, opal polycarbonate diffuser, black felt body | 1200 | 600 | 68 |  |  |  | 1372 | 14 | 98 | 80+ | 4000 | 858.065
| DM1130097 | Echo Q LED1x1900 J913 T840 OP MC20 | non-dimmable, I, IP40, IK05, opal polycarbonate diffuser, black felt body | 1200 | 600 | 68 |  |  |  | 1886 | 20.2 | 93 | 80+ | 4000 | 858.065
| DM1130098 | Echo Q LED1x2350 J914 T840 OP MC20 | non-dimmable, I, IP40, IK05, opal polycarbonate diffuser, black felt body | 2400 | 600 | 68 |  |  |  | 2350 | 22.2 | 106 | 80+ | 4000 | 1652.318
| DM1130099 | Echo Q LED1x3250 J915 T840 OP MC20 | non-dimmable, I, IP40, IK05, opal polycarbonate diffuser, black felt body | 2400 | 600 | 68 |  |  |  | 3202 | 31.4 | 102 | 80+ | 4000 | 1652.318
| DM1130100 | Echo Q LED1x4450 J916 T840 OP MC20 | non-dimmable, I, IP40, IK05, opal polycarbonate diffuser, black felt body | 2400 | 600 | 68 |  |  |  | 4401 | 44.6 | 99 | 80+ | 4000 | 1670.464
| DM1130101 | Echo Q LED1x1050 J917 T840 OP MC20 | non-dimmable, I, IP40, IK05, opal polycarbonate diffuser, black felt body | 1200 | 1200 | 68 |  |  |  | 1007 | 10 | 101 | 80+ | 4000 | 1433.233
| DM1130102 | Echo Q LED1x1400 J918 T840 OP MC20 | non-dimmable, I, IP40, IK05, opal polycarbonate diffuser, black felt body | 1200 | 1200 | 68 |  |  |  | 1372 | 14 | 98 | 80+ | 4000 | 1433.233
| DM1130103 | Echo Q LED1x1900 J919 T840 OP MC20 | non-dimmable, I, IP40, IK05, opal polycarbonate diffuser, black felt body | 1200 | 1200 | 68 |  |  |  | 1886 | 20.2 | 93 | 80+ | 4000 | 1433.233
| DM1130104 | Echo Q LED1x2350 J920 T840 OP MC20 | non-dimmable, I, IP40, IK05, opal polycarbonate diffuser, black felt body | 2400 | 1200 | 68 |  |  |  | 2350 | 22.2 | 106 | 80+ | 4000 | 2774.962
| DM1130105 | Echo Q LED1x3250 J921 T840 OP MC20 | non-dimmable, I, IP40, IK05, opal polycarbonate diffuser, black felt body | 2400 | 1200 | 68 |  |  |  | 3202 | 31.4 | 102 | 80+ | 4000 | 2774.962
| DM1130106 | Echo Q LED1x4450 J922 T840 OP MC20 | non-dimmable, I, IP40, IK05, opal polycarbonate diffuser, black felt body | 2400 | 1200 | 68 |  |  |  | 4401 | 44.6 | 99 | 80+ | 4000 | 2793.108
| DM1130107 | Echo Q LED2x1050 J923 T840 OP MC20 | non-dimmable, I, IP40, IK05, opal polycarbonate diffuser, black felt body | 1200 | 1200 | 68 |  |  |  | 2014 | 20 | 101 | 80+ | 4000 | 1688.782
| DM1130108 | Echo Q LED2x1400 J924 T840 OP MC20 | non-dimmable, I, IP40, IK05, opal polycarbonate diffuser, black felt body | 1200 | 1200 | 68 |  |  |  | 2769 | 27.9 | 99 | 80+ | 4000 | 1688.782
| DM1130109 | Echo Q LED2x1900 J925 T840 OP MC20 | non-dimmable, I, IP40, IK05, opal polycarbonate diffuser, black felt body | 1200 | 1200 | 68 |  |  |  | 3841 | 40.6 | 95 | 80+ | 4000 | 1688.782
| DM1130110 | Echo Q LED2x2350 J926 T840 OP MC20 | non-dimmable, I, IP40, IK05, opal polycarbonate diffuser, black felt body | 2400 | 1200 | 68 |  |  |  | 4699 | 44.5 | 106 | 80+ | 4000 | 3258.669
| DM1130111 | Echo Q LED2x3250 J927 T840 OP MC20 | non-dimmable, I, IP40, IK05, opal polycarbonate diffuser, black felt body | 2400 | 1200 | 68 |  |  |  | 6461 | 62.9 | 103 | 80+ | 4000 | 3258.669
| DM1130112 | Echo Q LED2x4450 J928 T840 OP MC20 | non-dimmable, I, IP40, IK05, opal polycarbonate diffuser, black felt body | 2400 | 1200 | 68 |  |  |  | 8962 | 89.4 | 100 | 80+ | 4000 | 3304.292
*note - suspension kit included
| DM1131839 | Space R J904 MN05 | 3D, acoustic, l.grey felt body | 1200 | 1200 | 245 | [8 empty] | 1951.426
| DM1131840 | Space R J905 MN05 | 3D, acoustic, l.grey felt body | 1800 | 1800 | 260 | [8 empty] | 3469.068
| DM1131841 | Space R J904 MC20 | 3D, acoustic, green felt body | 1200 | 1200 | 245 | [8 empty] | 2629.45
| DM1131842 | Space R J905 MC20 | 3D, acoustic, green felt body | 1800 | 1800 | 260 | [8 empty] | 4480.987
*note - suspension kit included
| DM1131843 | Space C J906 MN05 | 3D, acoustic, l.grey felt body | 1200 | 1200 | 240 | [8 empty] | 2430.618
| DM1131844 | Space C J907 MN05 | 3D, acoustic, l.grey felt body | 1800 | 1800 | 330 | [8 empty] | 3938.972
| DM1131845 | Space C J906 MC20 | 3D, acoustic, green felt body | 1200 | 1200 | 240 | [8 empty] | 3306.571
| DM1131846 | Space C J907 MC20 | 3D, acoustic, green felt body | 1800 | 1800 | 330 | [8 empty] | 5538.314
*note - suspension kit included
| DM1131847 | Space O J908 MN05 | 3D, acoustic, l.grey felt body | 1200 | 1200 | 120 | [8 empty] | 2023.838
| DM1131848 | Space O J909 MN05 | 3D, acoustic, l.grey felt body | 1800 | 1800 | 175 | [8 empty] | 3261.851
| DM1131849 | Space O J910 MN05 | 3D, acoustic, l.grey felt body | 2400 | 1200 | 240 | [8 empty] | 3740.097
| DM1131850 | Space O J908 MC20 | 3D, acoustic, green felt body | 1200 | 1200 | 120 | [8 empty] | 2611.261
| DM1131851 | Space O J909 MC20 | 3D, acoustic, green felt body | 1800 | 1800 | 175 | [8 empty] | 4372.498
| DM1131852 | Space O J910 MC20 | 3D, acoustic, green felt body | 2400 | 1200 | 240 | [8 empty] | 5095.242
*note - suspension kit included
| DM1131853 | Lumella A J935 MN05 | baffle, acoustic, l.grey felt body | 1200 | 40 | 150 | [8 empty] | 488.05
| DM1131854 | Lumella A J936 MN05 | baffle, acoustic, l.grey felt body | 1800 | 40 | 150 | [8 empty] | 632.444
| DM1131855 | Lumella A J937 MN05 | baffle, acoustic, l.grey felt body | 2400 | 40 | 150 | [8 empty] | 773.14
| DM1131856 | Lumella A J938 MN05 | baffle, acoustic, l.grey felt body | 3000 | 40 | 150 | [8 empty] | 908.246
| DM1131857 | Lumella A J939 MN05 | baffle, acoustic, l.grey felt body | 1200 | 40 | 200 | [8 empty] | 565.02
| DM1131858 | Lumella A J940 MN05 | baffle, acoustic, l.grey felt body | 1800 | 40 | 200 | [8 empty] | 745.706
| DM1131859 | Lumella A J941 MN05 | baffle, acoustic, l.grey felt body | 2400 | 40 | 200 | [8 empty] | 921.619
| DM1131860 | Lumella A J942 MN05 | baffle, acoustic, l.grey felt body | 3000 | 40 | 200 | [8 empty] | 1088.889
| DM1131861 | Lumella A J943 MN05 | baffle, acoustic, l.grey felt body | 1200 | 40 | 300 | [8 empty] | 714.144
| DM1131862 | Lumella A J944 MN05 | baffle, acoustic, l.grey felt body | 1800 | 40 | 300 | [8 empty] | 975.842
| DM1131863 | Lumella A J945 MN05 | baffle, acoustic, l.grey felt body | 2400 | 40 | 300 | [8 empty] | 1220.125
| DM1131864 | Lumella A J946 MN05 | baffle, acoustic, l.grey felt body | 3000 | 40 | 300 | [8 empty] | 1522.673
| DM1131865 | Lumella A J935 MC20 | baffle, acoustic, green felt body | 1200 | 40 | 150 | [8 empty] | 614.513
| DM1131866 | Lumella A J936 MC20 | baffle, acoustic, green felt body | 1800 | 40 | 150 | [8 empty] | 822.633
| DM1131867 | Lumella A J937 MC20 | baffle, acoustic, green felt body | 2400 | 40 | 150 | [8 empty] | 1021.465
| DM1131868 | Lumella A J938 MC20 | baffle, acoustic, green felt body | 3000 | 40 | 150 | [8 empty] | 1220.125
| DM1131869 | Lumella A J939 MC20 | baffle, acoustic, green felt body | 1200 | 40 | 200 | [8 empty] | 732.333
| DM1131870 | Lumella A J940 MC20 | baffle, acoustic, green felt body | 1800 | 40 | 200 | [8 empty] | 998.589
| DM1131871 | Lumella A J941 MC20 | baffle, acoustic, green felt body | 2400 | 40 | 200 | [8 empty] | 1256.159
| DM1131872 | Lumella A J942 MC20 | baffle, acoustic, green felt body | 3000 | 40 | 200 | [8 empty] | 1504.527
| DM1131873 | Lumella A J943 MC20 | baffle, acoustic, green felt body | 1200 | 40 | 300 | [8 empty] | 962.426
| DM1131874 | Lumella A J944 MC20 | baffle, acoustic, green felt body | 1800 | 40 | 300 | [8 empty] | 1351.318
| DM1131875 | Lumella A J945 MC20 | baffle, acoustic, green felt body | 2400 | 40 | 300 | [8 empty] | 1269.575
| DM1131876 | Lumella A J946 MC20 | baffle, acoustic, green felt body | 3000 | 40 | 300 | [8 empty] | 1581.497
*note - MOQ 6 pcs
*note - suspension kit included
| DM1131877 | Lumella B J947 MN05 | baffle, acoustic, l.grey felt body | 1200 | 12 | 100 | [8 empty] | 90.386
| DM1131878 | Lumella B J948 MN05 | baffle, acoustic, l.grey felt body | 1200 | 12 | 140 | [8 empty] | 108.532
| DM1131879 | Lumella B J949 MN05 | baffle, acoustic, l.grey felt body | 1800 | 12 | 100 | [8 empty] | 144.609
| DM1131880 | Lumella B J950 MN05 | baffle, acoustic, l.grey felt body | 1800 | 12 | 140 | [8 empty] | 172.086
| DM1131881 | Lumella B J951 MN05 | baffle, acoustic, l.grey felt body | 2400 | 12 | 100 | [8 empty] | 167.571
| DM1131882 | Lumella B J952 MN05 | baffle, acoustic, l.grey felt body | 2400 | 12 | 140 | [8 empty] | 198.875
| DM1131883 | Lumella B J953 MN05 | baffle, acoustic, l.grey felt body | 3000 | 12 | 100 | [8 empty] | 198.875
| DM1131884 | Lumella B J954 MN05 | baffle, acoustic, l.grey felt body | 3000 | 12 | 140 | [8 empty] | 234.995
| DM1131885 | Lumella B J947 MC20 | baffle, acoustic, green felt body | 1200 | 12 | 100 | [8 empty] | 113.305
| DM1131886 | Lumella B J948 MC20 | baffle, acoustic, green felt body | 1200 | 12 | 140 | [8 empty] | 140.782
| DM1131887 | Lumella B J949 MC20 | baffle, acoustic, green felt body | 1800 | 12 | 100 | [8 empty] | 180.729
| DM1131888 | Lumella B J950 MC20 | baffle, acoustic, green felt body | 1800 | 12 | 140 | [8 empty] | 226.352
| DM1131889 | Lumella B J951 MC20 | baffle, acoustic, green felt body | 2400 | 12 | 100 | [8 empty] | 217.021
| DM1131890 | Lumella B J952 MC20 | baffle, acoustic, green felt body | 2400 | 12 | 140 | [8 empty] | 262.429
| DM1131891 | Lumella B J953 MC20 | baffle, acoustic, green felt body | 3000 | 12 | 100 | [8 empty] | 262.429
| DM1131892 | Lumella B J954 MC20 | baffle, acoustic, green felt body | 3000 | 12 | 140 | [8 empty] | 325.338
*note - suspension options has to be ordered separetaly
| DM1131893 | Aural Q J955 MN05 | square, 3D acoustic, l.grey felt body | 500 | 500 | 85 | [8 empty] | 469.904
| DM1131894 | Aural Q J956 MN05 | square, 3D acoustic, l.grey felt body | 600 | 600 | 85 | [8 empty] | 542.101
| DM1131895 | Aural Q J955 MC20 | square, 3D acoustic, green felt body | 500 | 500 | 85 | [8 empty] | 569.75
| DM1131896 | Aural Q J956 MC20 | square, 3D acoustic, green felt body | 600 | 600 | 85 | [8 empty] | 641.947
*note - wall mounting kit included (velcro, screws, dowells)
| DM1131897 | Aural T J957 MN05 | triangle, 3D acoustic, l.grey felt body | 400 | 346 | 50 | [8 empty] | 361.372
| DM1131898 | Aural T J958 MN05 | triangle, 3D acoustic, l.grey felt body | 600 | 520 | 80 | [8 empty] | 415.681
| DM1131899 | Aural T J959 MN05 | triangle, 3D acoustic, l.grey felt body | 800 | 693 | 110 | [8 empty] | 515.57
| DM1131900 | Aural T J957 MC20 | triangle, 3D acoustic, green felt body | 400 | 346 | 50 | [8 empty] | 425.184
| DM1131901 | Aural T J958 MC20 | triangle, 3D acoustic, green felt body | 600 | 520 | 80 | [8 empty] | 488.05
| DM1131902 | Aural T J959 MC20 | triangle, 3D acoustic, green felt body | 800 | 693 | 110 | [8 empty] | 632.444
*note - wall mounting kit included (velcro, screws, dowells)
| DM1131903 | Aural H J960 MN05 | hexagon, 3D acoustic, l.grey felt body | 500 | 433 | 60 | [8 empty] | 425.184
| DM1131904 | Aural H J961 MN05 | hexagon, 3D acoustic, l.grey felt body | 760 | 658 | 60 | [8 empty] | 668.736
| DM1131905 | Aural H J960 MC20 | hexagon, 3D acoustic, green felt body | 500 | 433 | 60 | [8 empty] | 524.17
| DM1131906 | Aural H J961 MC20 | hexagon, 3D acoustic, green felt body | 760 | 658 | 60 | [8 empty] | 867.353
*note - wall mounting kit included (velcro, screws, dowells)
| DM1131907 | Aural O J962 MN05 | oblong, 3D acoustic, l.grey felt body | 1200 | 300 | 80 | [8 empty] | 704.856
| DM1131908 | Aural O J962 MC20 | oblong, 3D acoustic, green felt body | 1200 | 300 | 80 | [8 empty] | 867.353
*note - wall mounting kit included (velcro, screws, dowells)
| DM1131909 | Phonic E J963 MN05 | angle, acoustic, l.grey felt body | 400 | 400 | 6 | [8 empty] | 29.326
| DM1131910 | Phonic E J964 MN05 | angle, acoustic, l.grey felt body | 400 | 400 | 12 | [8 empty] | 37.066
*note - MOQ 36 pcs
| DM1131911 | Phonic E J965 MN05 | angle, acoustic, l.grey felt body | 600 | 600 | 6 | [8 empty] | 59.039
| DM1131912 | Phonic E J966 MN05 | angle, acoustic, l.grey felt body | 600 | 600 | 12 | [8 empty] | 81.055
*note - MOQ 16 pcs
| DM1131913 | Phonic E J967 MN05 | angle, acoustic, l.grey felt body | 1200 | 1200 | 6 | [8 empty] | 226.352
| DM1131914 | Phonic E J968 MN05 | angle, acoustic, l.grey felt body | 1200 | 1200 | 12 | [8 empty] | 314.416
*note - MOQ 4 pcs
| DM1131915 | Phonic E J963 MC20 | angle, acoustic, green felt body | 400 | 400 | 6 | [8 empty] | 43.43
| DM1131916 | Phonic E J964 MC20 | angle, acoustic, green felt body | 400 | 400 | 12 | [8 empty] | 52.675
*note - MOQ 36 pcs
| DM1131917 | Phonic E J965 MC20 | angle, acoustic, green felt body | 600 | 600 | 6 | [8 empty] | 89.698
| DM1131918 | Phonic E J966 MC20 | angle, acoustic, green felt body | 600 | 600 | 12 | [8 empty] | 116.487
*note - MOQ 16 pcs
| DM1131919 | Phonic E J967 MC20 | angle, acoustic, green felt body | 1200 | 1200 | 6 | [8 empty] | 350.493
| DM1131920 | Phonic E J968 MC20 | angle, acoustic, green felt body | 1200 | 1200 | 12 | [8 empty] | 456.531
*note - MOQ 4 pcs
| DM1131921 | Phonic T J971 MN05 | triangle, acoustic, l.grey felt body | 400 | 346 | 6 | [8 empty] | 28.423
| DM1131922 | Phonic T J972 MN05 | triangle, acoustic, l.grey felt body | 400 | 346 | 12 | [8 empty] | 37.969
*note - MOQ 35 pcs
| DM1131923 | Phonic T J973 MN05 | triangle, acoustic, l.grey felt body | 600 | 520 | 6 | [8 empty] | 65.403
| DM1131924 | Phonic T J974 MN05 | triangle, acoustic, l.grey felt body | 600 | 520 | 12 | [8 empty] | 90.386
*note - MOQ 14 pcs
| DM1131925 | Phonic T J975 MN05 | triangle, acoustic, l.grey felt body | 800 | 693 | 6 | [8 empty] | 147.834
| DM1131926 | Phonic T J976 MN05 | triangle, acoustic, l.grey felt body | 800 | 693 | 12 | [8 empty] | 206.873
*note - MOQ 6 pcs
| DM1131927 | Phonic T J971 MC20 | triangle, acoustic, green felt body | 400 | 346 | 6 | [8 empty] | 41.796
| DM1131928 | Phonic T J972 MC20 | triangle, acoustic, green felt body | 400 | 346 | 12 | [8 empty] | 54.309
*note - MOQ 35 pcs
| DM1131929 | Phonic T J973 MC20 | triangle, acoustic, green felt body | 600 | 520 | 6 | [8 empty] | 100.62
| DM1131930 | Phonic T J974 MC20 | triangle, acoustic, green felt body | 600 | 520 | 12 | [8 empty] | 131.236
*note - MOQ 14 pcs
| DM1131931 | Phonic T J975 MC20 | triangle, acoustic, green felt body | 800 | 693 | 6 | [8 empty] | 231.125
| DM1131932 | Phonic T J976 MC20 | triangle, acoustic, green felt body | 800 | 693 | 12 | [8 empty] | 301.731
*note - MOQ 6 pcs
| DM1131933 | Phonic Q J977 MN05 | square, acoustic, l.grey felt body | 400 | 400 | 6 | [8 empty] | 52.03
| DM1131934 | Phonic Q J978 MN05 | square, acoustic, l.grey felt body | 400 | 400 | 12 | [8 empty] | 71.552
*note - MOQ 18 pcs
| DM1131935 | Phonic Q J979 MN05 | square, acoustic, l.grey felt body | 600 | 600 | 6 | [8 empty] | 114.896
| DM1131936 | Phonic Q J980 MN05 | square, acoustic, l.grey felt body | 600 | 600 | 12 | [8 empty] | 158.928
*note - MOQ 8 pcs
| DM1131937 | Phonic Q J981 MN05 | square, acoustic, l.grey felt body | 1200 | 1200 | 6 | [8 empty] | 443.115
| DM1131938 | Phonic Q J982 MN05 | square, acoustic, l.grey felt body | 1200 | 1200 | 12 | [8 empty] | 619.243
*note - subject to MOQ
| DM1131939 | Phonic Q J977 MC20 | square, acoustic, green felt body | 400 | 400 | 6 | [8 empty] | 79.464
| DM1131940 | Phonic Q J978 MC20 | square, acoustic, green felt body | 400 | 400 | 12 | [8 empty] | 103.071
*note - MOQ 18 pcs
| DM1131941 | Phonic Q J979 MC20 | square, acoustic, green felt body | 600 | 600 | 6 | [8 empty] | 176.859
| DM1131942 | Phonic Q J980 MC20 | square, acoustic, green felt body | 600 | 600 | 12 | [8 empty] | 230.48
*note - MOQ 8 pcs
| DM1131943 | Phonic Q J981 MC20 | square, acoustic, green felt body | 1200 | 1200 | 6 | [8 empty] | 691.44
| DM1131944 | Phonic Q J982 MC20 | square, acoustic, green felt body | 1200 | 1200 | 12 | [8 empty] | 903.43
*note - MOQ 2 pcs
| DM1131945 | Phonic O K001 MN05 | oblong, acoustic, l.grey felt body | 400 | 200 | 6 | [8 empty] | 26.144
| DM1131946 | Phonic O K002 MN05 | oblong, acoustic, l.grey felt body | 400 | 200 | 12 | [8 empty] | 36.335
*note - MOQ 36 pcs
| DM1131947 | Phonic O K003 MN05 | oblong, acoustic, l.grey felt body | 600 | 300 | 6 | [8 empty] | 56.803
| DM1131948 | Phonic O K004 MN05 | oblong, acoustic, l.grey felt body | 600 | 300 | 12 | [8 empty] | 78.819
*note - MOQ 16 pcs
| DM1131949 | Phonic O K005 MN05 | oblong, acoustic, l.grey felt body | 800 | 400 | 6 | [8 empty] | 99.244
| DM1131950 | Phonic O K006 MN05 | oblong, acoustic, l.grey felt body | 800 | 400 | 12 | [8 empty] | 138.503
*note - MOQ 9 pcs
| DM1131951 | Phonic O K007 MN05 | oblong, acoustic, l.grey felt body | 1800 | 200 | 6 | [8 empty] | 119.712
| DM1131952 | Phonic O K008 MN05 | oblong, acoustic, l.grey felt body | 1800 | 200 | 12 | [8 empty] | 154.198
*note - MOQ 7 pcs
| DM1131953 | Phonic O K009 MN05 | oblong, acoustic, l.grey felt body | 1800 | 280 | 6 | [8 empty] | 165.077
| DM1131954 | Phonic O K010 MN05 | oblong, acoustic, l.grey felt body | 1800 | 280 | 12 | [8 empty] | 213.839
*note - MOQ 5 pcs
| DM1131955 | Phonic O K011 MN05 | oblong, acoustic, l.grey felt body | 1800 | 350 | 6 | [8 empty] | 203.648
| DM1131956 | Phonic O K012 MN05 | oblong, acoustic, l.grey felt body | 1800 | 350 | 12 | [8 empty] | 264.966
*note - MOQ 4 pcs
| DM1131957 | Phonic O K013 MN05 | oblong, acoustic, l.grey felt body | 1800 | 700 | 6 | [8 empty] | 402.265
| DM1131958 | Phonic O K014 MN05 | oblong, acoustic, l.grey felt body | 1800 | 700 | 12 | [8 empty] | 524.17
*note - MOQ 2 pcs
| DM1131959 | Phonic O K015 MN05 | oblong, acoustic, l.grey felt body | 2400 | 200 | 6 | [8 empty] | 154.198
| DM1131960 | Phonic O K016 MN05 | oblong, acoustic, l.grey felt body | 2400 | 200 | 12 | [8 empty] | 212.979
*note - MOQ 6 pcs
| DM1131961 | Phonic O K017 MN05 | oblong, acoustic, l.grey felt body | 2400 | 300 | 6 | [8 empty] | 228.803
| DM1131962 | Phonic O K018 MN05 | oblong, acoustic, l.grey felt body | 2400 | 300 | 12 | [8 empty] | 316.695
*note - MOQ 4 pcs
| DM1131963 | Phonic O K019 MN05 | oblong, acoustic, l.grey felt body | 2400 | 400 | 6 | [8 empty] | 301.731
| DM1131964 | Phonic O K020 MN05 | oblong, acoustic, l.grey felt body | 2400 | 400 | 12 | [8 empty] | 419.766
*note - MOQ 3 pcs
| DM1131965 | Phonic O K021 MN05 | oblong, acoustic, l.grey felt body | 2400 | 600 | 6 | [8 empty] | 447.888
| DM1131966 | Phonic O K022 MN05 | oblong, acoustic, l.grey felt body | 2400 | 600 | 12 | [8 empty] | 623.801
*note - MOQ 2 pcs
| DM1131967 | Phonic O K001 MC20 | oblong, acoustic, green felt body | 400 | 200 | 6 | [8 empty] | 40.248
| DM1131968 | Phonic O K002 MC20 | oblong, acoustic, green felt body | 400 | 200 | 12 | [8 empty] | 52.03
*note - MOQ 36 pcs
| DM1131969 | Phonic O K003 MC20 | oblong, acoustic, green felt body | 600 | 300 | 6 | [8 empty] | 85.871
| DM1131970 | Phonic O K004 MC20 | oblong, acoustic, green felt body | 600 | 300 | 12 | [8 empty] | 113.993
*note - MOQ 16 pcs
| DM1131971 | Phonic O K005 MC20 | oblong, acoustic, green felt body | 800 | 400 | 6 | [8 empty] | 154.198
| DM1131972 | Phonic O K006 MC20 | oblong, acoustic, green felt body | 800 | 400 | 12 | [8 empty] | 201.154
*note - MOQ 9 pcs
| DM1131973 | Phonic O K007 MC20 | oblong, acoustic, green felt body | 1800 | 200 | 6 | [8 empty] | 173.677
| DM1131974 | Phonic O K008 MC20 | oblong, acoustic, green felt body | 1800 | 200 | 12 | [8 empty] | 220.246
*note - MOQ 7 pcs
| DM1131975 | Phonic O K009 MC20 | oblong, acoustic, green felt body | 1800 | 280 | 6 | [8 empty] | 240.628
| DM1131976 | Phonic O K010 MC20 | oblong, acoustic, green felt body | 1800 | 280 | 12 | [8 empty] | 305.816
*note - MOQ 5 pcs
| DM1131977 | Phonic O K011 MC20 | oblong, acoustic, green felt body | 1800 | 350 | 6 | [8 empty] | 298.764
| DM1131978 | Phonic O K012 MC20 | oblong, acoustic, green felt body | 1800 | 350 | 12 | [8 empty] | 379.561
*note - MOQ 4 pcs
| DM1131979 | Phonic O K013 MC20 | oblong, acoustic, green felt body | 1800 | 700 | 6 | [8 empty] | 592.497
| DM1131980 | Phonic O K014 MC20 | oblong, acoustic, green felt body | 1800 | 700 | 12 | [8 empty] | 754.994
*note - MOQ 2 pcs
| DM1131981 | Phonic O K015 MC20 | oblong, acoustic, green felt body | 2400 | 200 | 6 | [8 empty] | 236.586
| DM1131982 | Phonic O K016 MC20 | oblong, acoustic, green felt body | 2400 | 200 | 12 | [8 empty] | 307.407
*note - MOQ 6 pcs
| DM1131983 | Phonic O K017 MC20 | oblong, acoustic, green felt body | 2400 | 300 | 6 | [8 empty] | 352.772
| DM1131984 | Phonic O K018 MC20 | oblong, acoustic, green felt body | 2400 | 300 | 12 | [8 empty] | 458.982
*note - MOQ 4 pcs
| DM1131985 | Phonic O K019 MC20 | oblong, acoustic, green felt body | 2400 | 400 | 6 | [8 empty] | 467.625
| DM1131986 | Phonic O K020 MC20 | oblong, acoustic, green felt body | 2400 | 400 | 12 | [8 empty] | 609.052
*note - MOQ 3 pcs
| DM1131987 | Phonic O K021 MC20 | oblong, acoustic, green felt body | 2400 | 600 | 6 | [8 empty] | 696.213
| DM1131988 | Phonic O K022 MC20 | oblong, acoustic, green felt body | 2400 | 600 | 12 | [8 empty] | 908.246
*note - MOQ 2 pcs
| DM1131989 | Phonic H J983 MN05 | hexagon, acoustic, l.grey felt body | 300 | 260 | 6 | [8 empty] | 24.553
| DM1131990 | Phonic H J984 MN05 | hexagon, acoustic, l.grey felt body | 300 | 260 | 12 | [8 empty] | 33.196
*note - MOQ 40 pcs
| DM1131991 | Phonic H J985 MN05 | hexagon, acoustic, l.grey felt body | 500 | 433 | 6 | [8 empty] | 72.498
| DM1131992 | Phonic H J986 MN05 | hexagon, acoustic, l.grey felt body | 500 | 433 | 12 | [8 empty] | 96.105
*note - MOQ 15 pcs
| DM1131992 | Phonic H J987 MN05 | hexagon, acoustic, l.grey felt body | 760 | 658 | 6 | [8 empty] | 175.268
| DM1131993 | Phonic H J988 MN05 | hexagon, acoustic, l.grey felt body | 760 | 658 | 12 | [8 empty] | 232.716
*note - MOQ 6 pcs
| DM1131994 | Phonic H J983 MC20 | hexagon, acoustic, green felt body | 300 | 260 | 6 | [8 empty] | 36.335
| DM1131995 | Phonic H J984 MC20 | hexagon, acoustic, green felt body | 300 | 260 | 12 | [8 empty] | 47.214
*note - MOQ 40 pcs
| DM1131996 | Phonic H J985 MC20 | hexagon, acoustic, green felt body | 500 | 433 | 6 | [8 empty] | 112.445
| DM1131997 | Phonic H J986 MC20 | hexagon, acoustic, green felt body | 500 | 433 | 12 | [8 empty] | 143.018
*note - MOQ 15 pcs
| DM1131997 | Phonic H J987 MC20 | hexagon, acoustic, green felt body | 760 | 658 | 6 | [8 empty] | 273.566
| DM1131998 | Phonic H J988 MC20 | hexagon, acoustic, green felt body | 760 | 658 | 12 | [8 empty] | 351.181
*note - MOQ 6 pcs
| DM1131999 | Phonic C J989 MN05 | round, acoustic, l.grey felt body | 400 | 400 | 6 | [8 empty] | 50.439
| DM1132000 | Phonic C J990 MN05 | round, acoustic, l.grey felt body | 400 | 400 | 12 | [8 empty] | 70.176
*note - MOQ 18 pcs
| DM1132001 | Phonic C J991 MN05 | round, acoustic, l.grey felt body | 600 | 600 | 6 | [8 empty] | 112.445
| DM1132002 | Phonic C J992 MN05 | round, acoustic, l.grey felt body | 600 | 600 | 12 | [8 empty] | 156.434
*note - MOQ 8 pcs
| DM1132002 | Phonic C J993 MN05 | round, acoustic, l.grey felt body | 1200 | 1200 | 6 | [8 empty] | 438.6
| DM1132003 | Phonic C J994 MN05 | round, acoustic, l.grey felt body | 1200 | 1200 | 12 | [8 empty] | 614.513
*note - MOQ 2 pcs
| DM1132004 | Phonic C J989 MC20 | round, acoustic, green felt body | 400 | 400 | 6 | [8 empty] | 78.819
| DM1132005 | Phonic C J990 MC20 | round, acoustic, green felt body | 400 | 400 | 12 | [8 empty] | 102.211
*note - MOQ 18 pcs
| DM1132006 | Phonic C J991 MC20 | round, acoustic, green felt body | 600 | 600 | 6 | [8 empty] | 174.623
| DM1132007 | Phonic C J992 MC20 | round, acoustic, green felt body | 600 | 600 | 12 | [8 empty] | 227.943
*note - MOQ 8 pcs
| DM1132007 | Phonic C J993 MC20 | round, acoustic, green felt body | 1200 | 1200 | 6 | [8 empty] | 686.71
| DM1132008 | Phonic C J994 MC20 | round, acoustic, green felt body | 1200 | 1200 | 12 | [8 empty] | 899.603
*note - MOQ 2 pcs
| DM1132009 | Phonic D J969 MN05 (3) | hexagon (3 pcs), acoustic, l.grey felt body | 695 | 600 | 6 | [8 empty] | 115.584
| DM1132010 | Phonic D J970 MN05 (3) | hexagon (3 pcs), acoustic, l.grey felt body | 695 | 600 | 12 | [8 empty] | 159.659
*note - MOQ 24 pcs
| DM1132011 | Phonic D J969 MC20 (3) | hexagon (3 pcs), acoustic, green felt body | 695 | 600 | 6 | [8 empty] | 177.805
| DM1132012 | Phonic D J970 MC20 (3) | hexagon (3 pcs), acoustic, green felt body | 695 | 600 | 12 | [8 empty] | 231.125
*note - MOQ 24 pcs
Most popular colors: MC11, MC12, MC13, MC17, MC, 18, MC20, MC22, MC23, MC24, MC25, MC27, MC28, MC30, MC31, MN01, MN02, MN05, MN07
CONTINUOUS LINE AND BATTEN LUMINAIRES
| DM1133097 | Blade Z LED1x7600/8550/9600/10500 K374 T830 L90W | non-dimmable, I, IP23, IK02, UGR≤22, 90° wide beam optic, galvanized steel body | 1290 | 88 | 72 |  | 100000/L80B10 | 3 | 7248 | 41.1 | 176.3504 | 80 | 3000 | 180.729
| DM1133098 | Blade Z LED1x12500 K403 T830 L90W | non-dimmable, I, IP23, IK02, UGR≤22, 90° wide beam optic, galvanized steel body | 1290 | 88 | 72 |  | 100000/L80B10 | 3 | 11973 | 75.3 | 159.004 | 80 | 3000 | 225.449
| DM1133099 | Blade Z LED1x9450/10700/11950/13150 K375 T830 L90W | non-dimmable, I, IP23, IK02, UGR≤22, 90° wide beam optic, galvanized steel body | 1570 | 88 | 72 |  | 100000/L80B10 | 3 | 9060 | 51.4 | 176.2646 | 80 | 3000 | 223.213
| DM1133100 | Blade Z LED1x15650 K404 T830 L90W | non-dimmable, I, IP23, IK02, UGR≤22, 90° wide beam optic, galvanized steel body | 1570 | 88 | 72 |  | 100000/L80B10 | 3 | 14967 | 92.2 | 162.3319 | 80 | 3000 | 260.623
| DM1133101 | Blade Z LED1x7600/8550/9600/10500 K374 T840 L90W | non-dimmable, I, IP23, IK02, UGR≤22, 90° wide beam optic, galvanized steel body | 1290 | 88 | 72 |  | 100000/L80B10 | 3 | 7560 | 41.1 | 183.9416 | 80 | 4000 | 180.729
| DM1133102 | Blade Z LED1x12500 K403 T840 L90W | non-dimmable, I, IP23, IK02, UGR≤22, 90° wide beam optic, galvanized steel body | 1290 | 88 | 72 |  | 100000/L80B10 | 3 | 12490 | 75.3 | 165.8699 | 80 | 4000 | 225.449
| DM1133103 | Blade Z LED1x9450/10700/11950/13150 K375 T840 L90W | non-dimmable, I, IP23, IK02, UGR≤22, 90° wide beam optic, galvanized steel body | 1570 | 88 | 72 |  | 100000/L80B10 | 3 | 9450 | 51.4 | 183.8521 | 80 | 4000 | 223.213
| DM1133104 | Blade Z LED1x15650 K404 T840 L90W | non-dimmable, I, IP23, IK02, UGR≤22, 90° wide beam optic, galvanized steel body | 1570 | 88 | 72 |  | 100000/L80B10 | 3 | 15612 | 92.2 | 169.3275 | 80 | 4000 | 260.623
Available options:
|  | L30 | Optics with 30° beam angle, narrow
|  | L40x75 | Optics with 40x75° beam angle, high rack
|  | L75W | Optics with 75° wide beam angle
|  | L75 | Optics with 75° beam angle
|  | L90W | Optics with 90° wide beam angle
|  | L2A25 | Optics with double asymmetric beam, retail
|  | L1A18 | Optics with asymmetric beam
|  | DALI | Driver with DALI interface and switch-control dimming | [11 empty] | 55
|  | BLT | Integrated wireless control unit and driver for lighting control via mobile device (via Bluetooth) | [11 empty] | 321.5448
|  | KRBLT | Integrated wireless control unit and driver for lighting control via mobile device (KR system app), on/off | [11 empty] | 126.248
|  | KRBLT DALI | Integrated wireless control unit and driver for lighting control via mobile device (KR system app), DALI with integrated PS | [11 empty] | 236.07
|  | HBPIR-M | Batten-fit PIR sensor for ceiling hights up to 12 meters, on-off, master luminaire | [11 empty] | 92.88
|  | HBPIR DALI-M | Batten-fit PIR sensor for ceiling hights up to 12 meters, DALI with integrated PS, master luminaire | [11 empty] | 262.214
|  | HBPIR KRBLT | Batten-fit PIR sensor for ceiling hights up to 12 meters, KR system app control, on-off | [11 empty] | 232.028
|  | HBPIR KRBLT DALI | Batten-fit PIR sensor for ceiling hights up to 12 meters, KR system app control and DALI with integrated PS | [11 empty] | 338.711
*note - PIR options are not compattible with LIN options
|  | EM3 | Emergency version 3 hours | [11 empty] | 90
|  | EM3A | Emergency version equipped with an autonomous testing system, 3 hours | [11 empty] | 162.798
|  | EM3D | Emergency version 3 hours with DALI interface | [11 empty] | 268.578
*note - Operating temperature range for Luminaires with EM option, C: ta 0... +35
|  | 1LIN2.5 | Through wiring 3x2.5 mm² with two push-in terminal blocks | [11 empty] | 11.61
|  | 3LIN2.5 | Through wiring 5x2.5 mm² with two push-in terminal blocks | [11 empty] | 17.071
|  | L1 | Driver connected to L1 line
|  | L2 | Driver connected to L2 line
|  | L3 | Driver connected to L3 line
* note - please specify one of L1, L2, L3 option for 3LIN option
Available accessories:
| DM9022195 | Remote Control HRC-11 | [12 empty] | 137.6
*note - remote control for HBPIR-M; HBPIR DALI-M
| DM1133105 | Blade ZC LED1x7600/8550/9600/10500 K372 T830 L90W 3LIN2.5 | non-dimmable, I, IP23, IK02, UGR≤22, 90° wide beam optic, galvanized steel body | 1390 | 88 | 72 |  | 100000/L80B10 | 3 | 7248 | 41.1 | 176.3504 | 80 | 3000 | 202.53
| DM1133106 | Blade ZC LED1x12500 K405 T830 L90W 3LIN2.5 | non-dimmable, I, IP23, IK02, UGR≤22, 90° wide beam optic, galvanized steel body | 1390 | 88 | 72 |  | 100000/L80B10 | 3 | 11973 | 75.3 | 159.004 | 80 | 3000 | 248.368
| DM1133107 | Blade ZC LED1x9450/10700/11950/13150 K373 T830 L90W 3LIN2.5 | non-dimmable, I, IP23, IK02, UGR≤22, 90° wide beam optic, galvanized steel body | 1670 | 88 | 72 |  | 100000/L80B10 | 3 | 9060 | 51.4 | 176.2646 | 80 | 3000 | 244.283
| DM1133108 | Blade ZC LED1x15650 K406 T830 L90W 3LIN2.5 | non-dimmable, I, IP23, IK02, UGR≤22, 90° wide beam optic, galvanized steel body | 1670 | 88 | 72 |  | 100000/L80B10 | 3 | 14967 | 92.2 | 162.3319 | 80 | 3000 | 281.736
| DM1133109 | Blade ZC LED1x7600/8550/9600/10500 K372 T840 L90W 3LIN2.5 | non-dimmable, I, IP23, IK02, UGR≤22, 90° wide beam optic, galvanized steel body | 1390 | 88 | 72 |  | 100000/L80B10 | 3 | 7560 | 41.1 | 183.9416 | 80 | 4000 | 202.53
| DM1133110 | Blade ZC LED1x12500 K405 T840 L90W 3LIN2.5 | non-dimmable, I, IP23, IK02, UGR≤22, 90° wide beam optic, galvanized steel body | 1390 | 88 | 72 |  | 100000/L80B10 | 3 | 12490 | 75.3 | 165.8699 | 80 | 4000 | 248.368
| DM1133111 | Blade ZC LED1x9450/10700/11950/13150 K373 T840 L90W 3LIN2.5 | non-dimmable, I, IP23, IK02, UGR≤22, 90° wide beam optic, galvanized steel body | 1670 | 88 | 72 |  | 100000/L80B10 | 3 | 9450 | 51.4 | 183.8521 | 80 | 4000 | 244.283
| DM1133112 | Blade ZC LED1x15650 K406 T840 L90W 3LIN2.5 | non-dimmable, I, IP23, IK02, UGR≤22, 90° wide beam optic, galvanized steel body | 1670 | 88 | 72 |  | 100000/L80B10 | 3 | 15612 | 92.2 | 169.3275 | 80 | 4000 | 281.736
Available options:
|  | L30 | Optics with 30° beam angle, narrow
|  | L40x75 | Optics with 40x75° beam angle, high rack
|  | L75W | Optics with 75° wide beam angle
|  | L75 | Optics with 75° beam angle
|  | L90W | Optics with 90° wide beam angle
|  | L2A25 | Optics with double asymmetric beam, retail
|  | L1A18 | Optics with asymmetric beam
|  | DALI | Driver with DALI interface and switch-control dimming | [11 empty] | 55
|  | BLT | Integrated wireless control unit and driver for lighting control via mobile device (via Bluetooth) | [11 empty] | 313.7193
|  | KRBLT | Integrated wireless control unit and driver for lighting control via mobile device (KR system app), on/off | [11 empty] | 126.248
|  | KRBLT DALI | Integrated wireless control unit and driver for lighting control via mobile device (KR system app), DALI with integrated PS | [11 empty] | 236.07
|  | EM3 | Emergency version 3 hours | [11 empty] | 90
|  | EM3A | Emergency version equipped with an autonomous testing system, 3 hours | [11 empty] | 162.798
|  | EM3D | Emergency version 3 hours with DALI interface | [11 empty] | 268.578
*note - Operating temperature range for Luminaires with EM option, C: ta 0... +35
|  | L1 | Driver connected to L1 line
|  | L2 | Driver connected to L2 line
|  | L3 | Driver connected to L3 line
* note - please specify one of L1, L2, L3 option for 3LIN option
| DM1111382 | Blade W LED1x5300 G415 T830 L30 | non-dimmable, I, IP23, IK07, UGR≤19, 30° beam optic, white steel body | 1245 | 90 | 73 | 1200 | 100000/L80B10 | 3 | 4938 | 31.3 | 158 | 80+ | 3000 | 219.085
| DM1111383 | Blade W LED1x7600 G416 T830 L30 | non-dimmable, I, IP23, IK07, UGR≤19, 30° beam optic, white steel body | 1245 | 90 | 73 | 1200 | 100000/L80B10 | 3 | 7092 | 41.6 | 170 | 80+ | 3000 | 225.449
| DM1111384 | Blade W LED1x10500 G417 T830 L30 | non-dimmable, I, IP23, IK07, UGR≤19, 30° beam optic, white steel body | 1245 | 90 | 73 | 1200 | 100000/L80B10 | 3 | 9825 | 59.8 | 164 | 80+ | 3000 | 232.028
| DM1111385 | Blade W LED1x6600 G419 T830 L30 | non-dimmable, I, IP23, IK07, UGR≤19, 30° beam optic, white steel body | 1539 | 90 | 73 | 1500 | 100000/L80B10 | 3 | 6173 | 38.7 | 160 | 80+ | 3000 | 254.087
| DM1111386 | Blade W LED1x9450 G420 T830 L30 | non-dimmable, I, IP23, IK07, UGR≤19, 30° beam optic, white steel body | 1539 | 90 | 73 | 1500 | 100000/L80B10 | 3 | 8865 | 51.5 | 172 | 80+ | 3000 | 270.427
| DM1111387 | Blade W LED1x13100 G421 T830 L30 | non-dimmable, I, IP23, IK07, UGR≤19, 30° beam optic, white steel body | 1539 | 90 | 73 | 1500 | 100000/L80B10 | 3 | 12282 | 74.8 | 164 | 80+ | 3000 | 277.694
| DM1111388 | Blade W LED1x5300 G415 T840 L30 | non-dimmable, I, IP23, IK07, UGR≤19, 30° beam optic, white steel body | 1245 | 90 | 73 | 1200 | 100000/L80B10 | 3 | 5205 | 31.3 | 166 | 80+ | 4000 | 219.085
| DM1111389 | Blade W LED1x7600 G416 T840 L30 | non-dimmable, I, IP23, IK07, UGR≤19, 30° beam optic, white steel body | 1245 | 90 | 73 | 1200 | 100000/L80B10 | 3 | 7475 | 41.6 | 180 | 80+ | 4000 | 225.449
| DM1111390 | Blade W LED1x10500 G417 T840 L30 | non-dimmable, I, IP23, IK07, UGR≤19, 30° beam optic, white steel body | 1245 | 90 | 73 | 1200 | 100000/L80B10 | 3 | 10357 | 59.8 | 173 | 80+ | 4000 | 232.028
| DM1111391 | Blade W LED1x6600 G419 T840 L30 | non-dimmable, I, IP23, IK07, UGR≤19, 30° beam optic, white steel body | 1539 | 90 | 73 | 1500 | 100000/L80B10 | 3 | 6507 | 38.7 | 168 | 80+ | 4000 | 254.087
| DM1111392 | Blade W LED1x9450 G420 T840 L30 | non-dimmable, I, IP23, IK07, UGR≤19, 30° beam optic, white steel body | 1539 | 90 | 73 | 1500 | 100000/L80B10 | 3 | 9344 | 51.5 | 181 | 80+ | 4000 | 270.427
| DM1111393 | Blade W LED1x13100 G421 T840 L30 | non-dimmable, I, IP23, IK07, UGR≤19, 30° beam optic, white steel body | 1539 | 90 | 73 | 1500 | 100000/L80B10 | 3 | 12946 | 74.8 | 173 | 80+ | 4000 | 277.694
*note - for models: G415, G419 - only every second LED lights up
| DM1111394 | Blade W LED1x5300 G415 T830 L40x75 | non-dimmable, I, IP23, IK07, UGR≤22, 40x75° beam optic, white steel body | 1245 | 90 | 73 | 1200 | 100000/L80B10 | 3 | 4938 | 31.3 | 158 | 80+ | 3000 | 219.085
| DM1111395 | Blade W LED1x7600 G416 T830 L40x75 | non-dimmable, I, IP23, IK07, UGR≤22, 40x75° beam optic, white steel body | 1245 | 90 | 73 | 1200 | 100000/L80B10 | 3 | 7092 | 41.6 | 170 | 80+ | 3000 | 225.449
| DM1111396 | Blade W LED1x10500 G417 T830 L40x75 | non-dimmable, I, IP23, IK07, UGR≤22, 40x75° beam optic, white steel body | 1245 | 90 | 73 | 1200 | 100000/L80B10 | 3 | 9825 | 59.8 | 164 | 80+ | 3000 | 232.028
| DM1111397 | Blade W LED1x6600 G419 T830 L40x75 | non-dimmable, I, IP23, IK07, UGR≤22, 40x75° beam optic, white steel body | 1539 | 90 | 73 | 1500 | 100000/L80B10 | 3 | 6173 | 38.7 | 160 | 80+ | 3000 | 254.087
| DM1111398 | Blade W LED1x9450 G420 T830 L40x75 | non-dimmable, I, IP23, IK07, UGR≤22, 40x75° beam optic, white steel body | 1539 | 90 | 73 | 1500 | 100000/L80B10 | 3 | 8865 | 51.5 | 172 | 80+ | 3000 | 270.427
| DM1111399 | Blade W LED1x13100 G421 T830 L40x75 | non-dimmable, I, IP23, IK07, UGR≤22, 40x75° beam optic, white steel body | 1539 | 90 | 73 | 1500 | 100000/L80B10 | 3 | 12282 | 74.8 | 164 | 80+ | 3000 | 277.694
| DM1111400 | Blade W LED1x5300 G415 T840 L40x75 | non-dimmable, I, IP23, IK07, UGR≤22, 40x75° beam optic, white steel body | 1245 | 90 | 73 | 1200 | 100000/L80B10 | 3 | 5205 | 31.3 | 166 | 80+ | 4000 | 219.085
| DM1111700 | Blade W LED1x7600 G416 T840 L40x75 | non-dimmable, I, IP23, IK07, UGR≤22, 40x75° beam optic, white steel body | 1245 | 90 | 73 | 1200 | 100000/L80B10 | 3 | 7475 | 41.6 | 180 | 80+ | 4000 | 225.449
| DM1111701 | Blade W LED1x10500 G417 T840 L40x75 | non-dimmable, I, IP23, IK07, UGR≤22, 40x75° beam optic, white steel body | 1245 | 90 | 73 | 1200 | 100000/L80B10 | 3 | 10357 | 59.8 | 173 | 80+ | 4000 | 232.028
| DM1111702 | Blade W LED1x6600 G419 T840 L40x75 | non-dimmable, I, IP23, IK07, UGR≤22, 40x75° beam optic, white steel body | 1539 | 90 | 73 | 1500 | 100000/L80B10 | 3 | 6507 | 38.7 | 168 | 80+ | 4000 | 254.087
| DM1111703 | Blade W LED1x9450 G420 T840 L40x75 | non-dimmable, I, IP23, IK07, UGR≤22, 40x75° beam optic, white steel body | 1539 | 90 | 73 | 1500 | 100000/L80B10 | 3 | 9344 | 51.5 | 181 | 80+ | 4000 | 270.427
| DM1111704 | Blade W LED1x13100 G421 T840 L40x75 | non-dimmable, I, IP23, IK07, UGR≤22, 40x75° beam optic, white steel body | 1539 | 90 | 73 | 1500 | 100000/L80B10 | 3 | 12946 | 74.8 | 173 | 80+ | 4000 | 277.694
*note - for models: G415, G419 - only every second LED lights up
| DM1105961 | Blade W LED1x5300 G415 T830 L75 | non-dimmable, I, IP23, IK07, UGR≤22, 75° beam optic, white steel body | 1245 | 90 | 73 | 1200 | 100000/L80B10 | 3 | 4990 | 31.3 | 159 | 80+ | 3000 | 219.085
| DM1105962 | Blade W LED1x7600 G416 T830 L75 | non-dimmable, I, IP23, IK07, UGR≤22, 75° beam optic, white steel body | 1245 | 90 | 73 | 1200 | 100000/L80B10 | 3 | 7166 | 41.6 | 172 | 80+ | 3000 | 225.449
| DM1105963 | Blade W LED1x10500 G417 T830 L75 | non-dimmable, I, IP23, IK07, UGR≤22, 75° beam optic, white steel body | 1245 | 90 | 73 | 1200 | 100000/L80B10 | 3 | 9929 | 59.8 | 166 | 80+ | 3000 | 232.028
| DM1105965 | Blade W LED1x6600 G419 T830 L75 | non-dimmable, I, IP23, IK07, UGR≤22, 75° beam optic, white steel body | 1539 | 90 | 73 | 1500 | 100000/L80B10 | 3 | 6238 | 38.7 | 161 | 80+ | 3000 | 254.087
| DM1105966 | Blade W LED1x9450 G420 T830 L75 | non-dimmable, I, IP23, IK07, UGR≤22, 75° beam optic, white steel body | 1539 | 90 | 73 | 1500 | 100000/L80B10 | 3 | 8958 | 51.5 | 174 | 80+ | 3000 | 270.427
| DM1105967 | Blade W LED1x13100 G421 T830 L75 | non-dimmable, I, IP23, IK07, UGR≤22, 75° beam optic, white steel body | 1539 | 90 | 73 | 1500 | 100000/L80B10 | 3 | 12411 | 74.8 | 166 | 80+ | 3000 | 277.694
| DM1105969 | Blade W LED1x5300 G415 T840 L75 | non-dimmable, I, IP23, IK07, UGR≤22, 75° beam optic, white steel body | 1245 | 90 | 73 | 1200 | 100000/L80B10 | 3 | 5260 | 31.3 | 168 | 80+ | 4000 | 219.085
| DM1105970 | Blade W LED1x7600 G416 T840 L75 | non-dimmable, I, IP23, IK07, UGR≤22, 75° beam optic, white steel body | 1245 | 90 | 73 | 1200 | 100000/L80B10 | 3 | 7554 | 41.6 | 182 | 80+ | 4000 | 225.449
| DM1105971 | Blade W LED1x10500 G417 T840 L75 | non-dimmable, I, IP23, IK07, UGR≤22, 75° beam optic, white steel body | 1245 | 90 | 73 | 1200 | 100000/L80B10 | 3 | 10466 | 59.8 | 175 | 80+ | 4000 | 232.028
| DM1105973 | Blade W LED1x6600 G419 T840 L75 | non-dimmable, I, IP23, IK07, UGR≤22, 75° beam optic, white steel body | 1539 | 90 | 73 | 1500 | 100000/L80B10 | 3 | 6575 | 38.7 | 170 | 80+ | 4000 | 254.087
| DM1105974 | Blade W LED1x9450 G420 T840 L75 | non-dimmable, I, IP23, IK07, UGR≤22, 75° beam optic, white steel body | 1539 | 90 | 73 | 1500 | 100000/L80B10 | 3 | 9442 | 51.5 | 183 | 80+ | 4000 | 270.427
| DM1105975 | Blade W LED1x13100 G421 T840 L75 | non-dimmable, I, IP23, IK07, UGR≤22, 75° beam optic, white steel body | 1539 | 90 | 73 | 1500 | 100000/L80B10 | 3 | 13082 | 74.8 | 175 | 80+ | 4000 | 277.694
*note - for models: G415, G419 - only every second LED lights up
| DM1111705 | Blade W LED1x5300 G415 T830 L75W | non-dimmable, I, IP23, IK07, UGR≤19, 75° wide beam optic, white steel body | 1245 | 90 | 73 | 1200 | 100000/L80B10 | 3 | 4990 | 31.3 | 159 | 80+ | 3000 | 219.085
| DM1111706 | Blade W LED1x7600 G416 T830 L75W | non-dimmable, I, IP23, IK07, UGR≤19, 75° wide beam optic, white steel body | 1245 | 90 | 73 | 1200 | 100000/L80B10 | 3 | 7166 | 41.6 | 172 | 80+ | 3000 | 225.449
| DM1111707 | Blade W LED1x10500 G417 T830 L75W | non-dimmable, I, IP23, IK07, UGR≤19, 75° wide beam optic, white steel body | 1245 | 90 | 73 | 1200 | 100000/L80B10 | 3 | 9929 | 59.8 | 166 | 80+ | 3000 | 232.028
| DM1111708 | Blade W LED1x6600 G419 T830 L75W | non-dimmable, I, IP23, IK07, UGR≤19, 75° wide beam optic, white steel body | 1539 | 90 | 73 | 1500 | 100000/L80B10 | 3 | 6238 | 38.7 | 161 | 80+ | 3000 | 254.087
| DM1111709 | Blade W LED1x9450 G420 T830 L75W | non-dimmable, I, IP23, IK07, UGR≤19, 75° wide beam optic, white steel body | 1539 | 90 | 73 | 1500 | 100000/L80B10 | 3 | 8958 | 51.5 | 174 | 80+ | 3000 | 270.427
| DM1111710 | Blade W LED1x13100 G421 T830 L75W | non-dimmable, I, IP23, IK07, UGR≤19, 75° wide beam optic, white steel body | 1539 | 90 | 73 | 1500 | 100000/L80B10 | 3 | 12411 | 74.8 | 166 | 80+ | 3000 | 277.694
| DM1111711 | Blade W LED1x5300 G415 T840 L75W | non-dimmable, I, IP23, IK07, UGR≤19, 75° wide beam optic, white steel body | 1245 | 90 | 73 | 1200 | 100000/L80B10 | 3 | 5260 | 31.3 | 168 | 80+ | 4000 | 219.085
| DM1111712 | Blade W LED1x7600 G416 T840 L75W | non-dimmable, I, IP23, IK07, UGR≤19, 75° wide beam optic, white steel body | 1245 | 90 | 73 | 1200 | 100000/L80B10 | 3 | 7554 | 41.6 | 182 | 80+ | 4000 | 225.449
| DM1111713 | Blade W LED1x10500 G417 T840 L75W | non-dimmable, I, IP23, IK07, UGR≤19, 75° wide beam optic, white steel body | 1245 | 90 | 73 | 1200 | 100000/L80B10 | 3 | 10466 | 59.8 | 175 | 80+ | 4000 | 232.028
| DM1111714 | Blade W LED1x6600 G419 T840 L75W | non-dimmable, I, IP23, IK07, UGR≤19, 75° wide beam optic, white steel body | 1539 | 90 | 73 | 1500 | 100000/L80B10 | 3 | 6575 | 38.7 | 170 | 80+ | 4000 | 254.087
| DM1111715 | Blade W LED1x9450 G420 T840 L75W | non-dimmable, I, IP23, IK07, UGR≤19, 75° wide beam optic, white steel body | 1539 | 90 | 73 | 1500 | 100000/L80B10 | 3 | 9442 | 51.5 | 183 | 80+ | 4000 | 270.427
| DM1111716 | Blade W LED1x13100 G421 T840 L75W | non-dimmable, I, IP23, IK07, UGR≤19, 75° wide beam optic, white steel body | 1539 | 90 | 73 | 1500 | 100000/L80B10 | 3 | 13082 | 74.8 | 175 | 80+ | 4000 | 277.694
*note - for models: G415, G419 - only every second LED lights up
| DM1111717 | Blade W LED1x5300 G415 T830 L90W | non-dimmable, I, IP23, IK07, UGR≤22, 90° wide beam optic, white steel body | 1245 | 90 | 73 | 1200 | 100000/L80B10 | 3 | 4990 | 31.3 | 159 | 80+ | 3000 | 219.085
| DM1111718 | Blade W LED1x7600 G416 T830 L90W | non-dimmable, I, IP23, IK07, UGR≤22, 90° wide beam optic, white steel body | 1245 | 90 | 73 | 1200 | 100000/L80B10 | 3 | 7166 | 41.6 | 172 | 80+ | 3000 | 225.449
| DM1111719 | Blade W LED1x10500 G417 T830 L90W | non-dimmable, I, IP23, IK07, UGR≤22, 90° wide beam optic, white steel body | 1245 | 90 | 73 | 1200 | 100000/L80B10 | 3 | 9929 | 59.8 | 166 | 80+ | 3000 | 232.028
| DM1111720 | Blade W LED1x6600 G419 T830 L90W | non-dimmable, I, IP23, IK07, UGR≤22, 90° wide beam optic, white steel body | 1539 | 90 | 73 | 1500 | 100000/L80B10 | 3 | 6238 | 38.7 | 161 | 80+ | 3000 | 254.087
| DM1111721 | Blade W LED1x9450 G420 T830 L90W | non-dimmable, I, IP23, IK07, UGR≤22, 90° wide beam optic, white steel body | 1539 | 90 | 73 | 1500 | 100000/L80B10 | 3 | 8958 | 51.5 | 174 | 80+ | 3000 | 270.427
| DM1111722 | Blade W LED1x13100 G421 T830 L90W | non-dimmable, I, IP23, IK07, UGR≤22, 90° wide beam optic, white steel body | 1539 | 90 | 73 | 1500 | 100000/L80B10 | 3 | 12411 | 74.8 | 166 | 80+ | 3000 | 277.694
| DM1111723 | Blade W LED1x5300 G415 T840 L90W | non-dimmable, I, IP23, IK07, UGR≤22, 90° wide beam optic, white steel body | 1245 | 90 | 73 | 1200 | 100000/L80B10 | 3 | 5260 | 31.3 | 168 | 80+ | 4000 | 219.085
| DM1111724 | Blade W LED1x7600 G416 T840 L90W | non-dimmable, I, IP23, IK07, UGR≤22, 90° wide beam optic, white steel body | 1245 | 90 | 73 | 1200 | 100000/L80B10 | 3 | 7554 | 41.6 | 182 | 80+ | 4000 | 225.449
| DM1111725 | Blade W LED1x10500 G417 T840 L90W | non-dimmable, I, IP23, IK07, UGR≤22, 90° wide beam optic, white steel body | 1245 | 90 | 73 | 1200 | 100000/L80B10 | 3 | 10466 | 59.8 | 175 | 80+ | 4000 | 232.028
| DM1111726 | Blade W LED1x6600 G419 T840 L90W | non-dimmable, I, IP23, IK07, UGR≤22, 90° wide beam optic, white steel body | 1539 | 90 | 73 | 1500 | 100000/L80B10 | 3 | 6575 | 38.7 | 170 | 80+ | 4000 | 254.087
| DM1111727 | Blade W LED1x9450 G420 T840 L90W | non-dimmable, I, IP23, IK07, UGR≤22, 90° wide beam optic, white steel body | 1539 | 90 | 73 | 1500 | 100000/L80B10 | 3 | 9442 | 51.5 | 183 | 80+ | 4000 | 270.427
| DM1111728 | Blade W LED1x13100 G421 T840 L90W | non-dimmable, I, IP23, IK07, UGR≤22, 90° wide beam optic, white steel body | 1539 | 90 | 73 | 1500 | 100000/L80B10 | 3 | 13082 | 74.8 | 175 | 80+ | 4000 | 277.694
*note - for models: G415, G419 - only every second LED lights up
| DM1111729 | Blade W LED1x5300 G415 T830 L2A25 | non-dimmable, I, IP23, IK07, UGR≤22, double asymmetrical optic, white steel body | 1245 | 90 | 73 | 1200 | 100000/L80B10 | 3 | 4990 | 31.3 | 159 | 80+ | 3000 | 219.085
| DM1111730 | Blade W LED1x7600 G416 T830 L2A25 | non-dimmable, I, IP23, IK07, UGR≤22, double asymmetrical optic, white steel body | 1245 | 90 | 73 | 1200 | 100000/L80B10 | 3 | 7166 | 41.6 | 172 | 80+ | 3000 | 225.449
| DM1111731 | Blade W LED1x10500 G417 T830 L2A25 | non-dimmable, I, IP23, IK07, UGR≤22, double asymmetrical optic, white steel body | 1245 | 90 | 73 | 1200 | 100000/L80B10 | 3 | 9929 | 59.8 | 166 | 80+ | 3000 | 232.028
| DM1111732 | Blade W LED1x6600 G419 T830 L2A25 | non-dimmable, I, IP23, IK07, UGR≤22, double asymmetrical optic, white steel body | 1539 | 90 | 73 | 1500 | 100000/L80B10 | 3 | 6238 | 38.7 | 161 | 80+ | 3000 | 254.087
| DM1111733 | Blade W LED1x9450 G420 T830 L2A25 | non-dimmable, I, IP23, IK07, UGR≤22, double asymmetrical optic, white steel body | 1539 | 90 | 73 | 1500 | 100000/L80B10 | 3 | 8958 | 51.5 | 174 | 80+ | 3000 | 270.427
| DM1111734 | Blade W LED1x13100 G421 T830 L2A25 | non-dimmable, I, IP23, IK07, UGR≤22, double asymmetrical optic, white steel body | 1539 | 90 | 73 | 1500 | 100000/L80B10 | 3 | 12411 | 74.8 | 166 | 80+ | 3000 | 277.694
| DM1111735 | Blade W LED1x5300 G415 T840 L2A25 | non-dimmable, I, IP23, IK07, UGR≤22, double asymmetrical optic, white steel body | 1245 | 90 | 73 | 1200 | 100000/L80B10 | 3 | 5260 | 31.3 | 168 | 80+ | 4000 | 219.085
| DM1111736 | Blade W LED1x7600 G416 T840 L2A25 | non-dimmable, I, IP23, IK07, UGR≤22, double asymmetrical optic, white steel body | 1245 | 90 | 73 | 1200 | 100000/L80B10 | 3 | 7554 | 41.6 | 182 | 80+ | 4000 | 225.449
| DM1111737 | Blade W LED1x10500 G417 T840 L2A25 | non-dimmable, I, IP23, IK07, UGR≤22, double asymmetrical optic, white steel body | 1245 | 90 | 73 | 1200 | 100000/L80B10 | 3 | 10466 | 59.8 | 175 | 80+ | 4000 | 232.028
| DM1111738 | Blade W LED1x6600 G419 T840 L2A25 | non-dimmable, I, IP23, IK07, UGR≤22, double asymmetrical optic, white steel body | 1539 | 90 | 73 | 1500 | 100000/L80B10 | 3 | 6575 | 38.7 | 170 | 80+ | 4000 | 254.087
| DM1111739 | Blade W LED1x9450 G420 T840 L2A25 | non-dimmable, I, IP23, IK07, UGR≤22, double asymmetrical optic, white steel body | 1539 | 90 | 73 | 1500 | 100000/L80B10 | 3 | 9442 | 51.5 | 183 | 80+ | 4000 | 270.427
| DM1111740 | Blade W LED1x13100 G421 T840 L2A25 | non-dimmable, I, IP23, IK07, UGR≤22, double asymmetrical optic, white steel body | 1539 | 90 | 73 | 1500 | 100000/L80B10 | 3 | 13082 | 74.8 | 175 | 80+ | 4000 | 277.694
*note - for models: G415, G419 - only every second LED lights up
| DM1111741 | Blade W LED1x5300 G415 T830 L1A18 | non-dimmable, I, IP23, IK07, asymmetrical optic, white steel body | 1245 | 90 | 73 | 1200 | 100000/L80B10 | 3 | 4886 | 31.3 | 156 | 80+ | 3000 | 219.085
| DM1111742 | Blade W LED1x7600 G416 T830 L1A18 | non-dimmable, I, IP23, IK07, asymmetrical optic, white steel body | 1245 | 90 | 73 | 1200 | 100000/L80B10 | 3 | 7017 | 41.6 | 169 | 80+ | 3000 | 225.449
| DM1111743 | Blade W LED1x10500 G417 T830 L1A18 | non-dimmable, I, IP23, IK07, asymmetrical optic, white steel body | 1245 | 90 | 73 | 1200 | 100000/L80B10 | 3 | 9722 | 59.8 | 163 | 80+ | 3000 | 232.028
| DM1111744 | Blade W LED1x6600 G419 T830 L1A18 | non-dimmable, I, IP23, IK07, asymmetrical optic, white steel body | 1539 | 90 | 73 | 1500 | 100000/L80B10 | 3 | 6108 | 38.7 | 158 | 80+ | 3000 | 254.087
| DM1111745 | Blade W LED1x9450 G420 T830 L1A18 | non-dimmable, I, IP23, IK07, asymmetrical optic, white steel body | 1539 | 90 | 73 | 1500 | 100000/L80B10 | 3 | 8771 | 51.5 | 170 | 80+ | 3000 | 270.427
| DM1111746 | Blade W LED1x13100 G421 T830 L1A18 | non-dimmable, I, IP23, IK07, asymmetrical optic, white steel body | 1539 | 90 | 73 | 1500 | 100000/L80B10 | 3 | 12152 | 74.8 | 162 | 80+ | 3000 | 277.694
| DM1111747 | Blade W LED1x5300 G415 T840 L1A18 | non-dimmable, I, IP23, IK07, asymmetrical optic, white steel body | 1245 | 90 | 73 | 1200 | 100000/L80B10 | 3 | 5151 | 31.3 | 165 | 80+ | 4000 | 219.085
| DM1111748 | Blade W LED1x7600 G416 T840 L1A18 | non-dimmable, I, IP23, IK07, asymmetrical optic, white steel body | 1245 | 90 | 73 | 1200 | 100000/L80B10 | 3 | 7397 | 41.6 | 178 | 80+ | 4000 | 225.449
| DM1111749 | Blade W LED1x10500 G417 T840 L1A18 | non-dimmable, I, IP23, IK07, asymmetrical optic, white steel body | 1245 | 90 | 73 | 1200 | 100000/L80B10 | 3 | 10248 | 59.8 | 171 | 80+ | 4000 | 232.028
| DM1111750 | Blade W LED1x6600 G419 T840 L1A18 | non-dimmable, I, IP23, IK07, asymmetrical optic, white steel body | 1539 | 90 | 73 | 1500 | 100000/L80B10 | 3 | 6438 | 38.7 | 166 | 80+ | 4000 | 254.087
| DM1111751 | Blade W LED1x9450 G420 T840 L1A18 | non-dimmable, I, IP23, IK07, asymmetrical optic, white steel body | 1539 | 90 | 73 | 1500 | 100000/L80B10 | 3 | 9246 | 51.5 | 180 | 80+ | 4000 | 270.427
| DM1111752 | Blade W LED1x13100 G421 T840 L1A18 | non-dimmable, I, IP23, IK07, asymmetrical optic, white steel body | 1539 | 90 | 73 | 1500 | 100000/L80B10 | 3 | 12809 | 74.8 | 171 | 80+ | 4000 | 277.694
*note - for models: G415, G419 - only every second LED lights up
Available options:
|  | L30 | Optics with 30° beam angle, narrow
|  | L40x75 | Optics with 40x75° beam angle, high rack
|  | L75W | Optics with 75° wide beam angle
|  | L75 | Optics with 75° beam angle
|  | L90W | Optics with 90° wide beam angle
|  | L2A25 | Optics with double asymmetric beam, retail
|  | L1A18 | Optics with asymmetric beam
|  | DALI | Driver with DALI interface and switch-control dimming | [11 empty] | 55
|  | HBEAIRB-S | Slave luminaire with integrated EAIRB type driver for lighting control | [11 empty] | 90.576
*note - max system size 1x HBEAIRB-M + 3x HBEAIRB-S.
*note - max wire lenght from HBEAIRB-M to last HBEAIRB-S - 11m.
*note - HBEAIRB option is not awailable for model G415
*note - EAIRB option is not awailable for model G415
|  | BLT | Integrated wireless control unit and driver for lighting control via mobile device (via Bluetooth) | [11 empty] | 313.7193
|  | KRBLT | Integrated wireless control unit and driver for lighting control via mobile device (KR system app), on/off | [11 empty] | 126.248
|  | KRBLT DALI | Integrated wireless control unit and driver for lighting control via mobile device (KR system app), DALI with integrated PS | [11 empty] | 236.07
|  | COR | Driver with Corridor function (never off) | [11 empty] | 76.6899
|  | COR1min | Driver with Corridor function 1min (switch off after 1 min.) | [11 empty] | 76.6899
|  | COR30min | Driver with Corridor function 30min (switch off after 30 min.) | [11 empty] | 76.6899
|  | HBPIR-M | Batten-fit PIR sensor for ceiling hights up to 12 meters, on-off, master luminaire | [11 empty] | 92.88
|  | HBPIR DALI-M | Batten-fit PIR sensor for ceiling hights up to 12 meters, DALI with integrated PS, master luminaire | [11 empty] | 262.214
|  | HBPIR KRBLT | Batten-fit PIR sensor for ceiling hights up to 12 meters, KR system app control, on-off | [11 empty] | 232.028
|  | HBPIR KRBLT DALI | Batten-fit PIR sensor for ceiling hights up to 12 meters, KR system app control and DALI with integrated PS | [11 empty] | 338.711
*note - PIR options are not compattible with LIN options
|  | EM3 | Emergency version 3 hours | [11 empty] | 90
|  | EM3A | Emergency version equipped with an autonomous testing system, 3 hours | [11 empty] | 162.798
|  | EM3D | Emergency version 3 hours with DALI interface | [11 empty] | 268.578
*note - Operating temperature range for Luminaires with EM option,°C: ta 0... +35
|  | L1 | Driver connected to L1 line
|  | L2 | Driver connected to L2 line
|  | L3 | Driver connected to L3 line
* note - please specify one of L1, L2, L3 option for WIE5 and 2WIE5 options
|  | 2G | Strain relief for power supply cable, 2pcs | [11 empty] | 1.849
|  | WIE3 | 3-pole "Wieland - gesis classic" type or compatible connector | [11 empty] | 7.783
|  | WIE5 | 5-pole "Wieland - gesis classic" type or compatible connector | [11 empty] | 14.534
|  | WIE5D | 5-pole DALI "Wieland - gesis classic" type or compatible connector | [11 empty] | 22.962
|  | 2WIE3 | Two 3-pole "Wieland - gesis classic" type or compatible connectors. Through wired, 3x1.5mm2. | [11 empty] | 16.383
|  | 2WIE5 | Two 5-pole "Wieland - gesis classic" type or compatible connectors. Through wired, 5x1.5mm2 | [11 empty] | 31.175
|  | 2WIE5D | Two 5-pole DALI "Wieland - gesis classic" type or compatible connectors. Through wired, 3x1.5mm2 + 2x0.5mm2 (DALI). | [11 empty] | 33.196
|  | T830 | Colour temperature 3000K, CRI 80+
|  | T840 | Colour temperature 4000K, CRI 80+
Available accessories:
| DM9025060 | GRID MTG KIT Blade W LED 1.2m RAL9003 | Protective grid for Blade W/Z LED luminaires 1.2m, white | [11 empty] | 56.33
| DM9025061 | GRID MTG KIT Blade W LED 1.5m RAL9003 | Protective grid for Blade W/Z LED luminaires 1.5m, white | [11 empty] | 74.304
| DM9022968 | Wire suspention BRACKETS - Blade W/Z LED | Wire suspention brackets for Blade W/Z LED, galvanized steel, 2pcs | [11 empty] | 9.116
| DM9016004 | Sensor HBEAIRB D16/4-16m white (MOQ: 1-9 pcs.) | Integrated smart sensor for high ceiling (up to 16m) with wireless communication and grouping possibilities for lighting control | [11 empty] | 526.191
| DM9016004 | Sensor HBEAIRB D16/4-16m white (MOQ:10 pcs.) | Integrated smart sensor for high ceiling (up to 16m) with wireless communication and grouping possibilities for lighting control | [11 empty] | 252.711
*note - HBEAIRB accesorie is only compatible with the HBEAIRB-S option
| DM9022195 | Remote Control HRC-11 | [12 empty] | 137.6
*note - remote control for HBPIR-M; HBPIR DALI-M
| DM1119221 | Shop A LED1x3800 J163 T830 L30 LO1 L1 LL | non-dimmable, I, IP20, IK05, UGR≤16, 30° beam optic, white steel body, for in-line connection, through wired, 5x1.5mm2, two 5-pole connectors | 1132 | 45 | 65 |  | 100000/L80B10 | 3 | 3564 | 21.8 | 163 | 80+ | 3000 | 204.551
| DM1119222 | Shop A LED1x5300 J164 T830 L30 LO2 L1 LL | non-dimmable, I, IP20, IK05, UGR≤16, 30° beam optic, white steel body, for in-line connection, through wired, 5x1.5mm2, two 5-pole connectors | 1132 | 45 | 65 |  | 100000/L80B10 | 3 | 4938 | 31.7 | 156 | 80+ | 3000 | 230.179
| DM1119223 | Shop A LED1x5550 J165 T830 L30 LO3 L1 LL | non-dimmable, I, IP20, IK05, UGR≤16, 30° beam optic, white steel body, for in-line connection, through wired, 5x1.5mm2, two 5-pole connectors | 1132 | 45 | 65 |  | 100000/L80B10 | 3 | 5185 | 30 | 173 | 80+ | 3000 | 236.586
| DM1119224 | Shop A LED1x6600 J166 T830 L30 LO4 L1 LL | non-dimmable, I, IP20, IK05, UGR≤16, 30° beam optic, white steel body, for in-line connection, through wired, 5x1.5mm2, two 5-pole connectors | 1132 | 45 | 65 |  | 100000/L80B10 | 3 | 6165 | 35.9 | 172 | 80+ | 3000 | 236.586
| DM1119225 | Shop A LED1x7600 J167 T830 L30 LO5 L1 LL | non-dimmable, I, IP20, IK05, UGR≤16, 30° beam optic, white steel body, for in-line connection, through wired, 5x1.5mm2, two 5-pole connectors | 1132 | 45 | 65 |  | 100000/L80B10 | 3 | 7092 | 41.6 | 170 | 80+ | 3000 | 245.444
| DM1119226 | Shop A LED1x4750 J168 T830 L30 LO1 L1 LL | non-dimmable, I, IP20, IK05, UGR≤16, 30° beam optic, white steel body, for in-line connection, through wired, 5x1.5mm2, two 5-pole connectors | 1413 | 45 | 65 |  | 100000/L80B10 | 3 | 4455 | 27 | 165 | 80+ | 3000 | 228.631
| DM1119227 | Shop A LED1x6600 J169 T830 L30 LO2 L1 LL | non-dimmable, I, IP20, IK05, UGR≤16, 30° beam optic, white steel body, for in-line connection, through wired, 5x1.5mm2, two 5-pole connectors | 1413 | 45 | 65 |  | 100000/L80B10 | 3 | 6173 | 38.7 | 160 | 80+ | 3000 | 255.162
| DM1119228 | Shop A LED1x6950 J170 T830 L30 LO3 L1 LL | non-dimmable, I, IP20, IK05, UGR≤16, 30° beam optic, white steel body, for in-line connection, through wired, 5x1.5mm2, two 5-pole connectors | 1413 | 45 | 65 |  | 100000/L80B10 | 3 | 6482 | 36.7 | 177 | 80+ | 3000 | 273.566
| DM1119229 | Shop A LED1x8250 J171 T830 L30 LO4 L1 LL | non-dimmable, I, IP20, IK05, UGR≤16, 30° beam optic, white steel body, for in-line connection, through wired, 5x1.5mm2, two 5-pole connectors | 1413 | 45 | 65 |  | 100000/L80B10 | 3 | 7707 | 44.4 | 174 | 80+ | 3000 | 271.975
| DM1119230 | Shop A LED1x9450 J172 T830 L30 LO5 L1 LL | non-dimmable, I, IP20, IK05, UGR≤16, 30° beam optic, white steel body, for in-line connection, through wired, 5x1.5mm2, two 5-pole connectors | 1413 | 45 | 65 |  | 100000/L80B10 | 3 | 8865 | 51.5 | 172 | 80+ | 3000 | 271.975
| DM1119231 | Shop A LED1x9500 J173 T830 L30 LO1 L1 LL | non-dimmable, I, IP20, IK05, UGR≤16, 30° beam optic, white steel body, for in-line connection, through wired, 5x1.5mm2, two 5-pole connectors | 2818 | 45 | 65 |  | 100000/L80B10 | 3 | 8911 | 51.6 | 173 | 80+ | 3000 | 422.475
| DM1119232 | Shop A LED1x13150 J174 T830 L30 LO2 L1 LL | non-dimmable, I, IP20, IK05, UGR≤16, 30° beam optic, white steel body, for in-line connection, through wired, 5x1.5mm2, two 5-pole connectors | 2818 | 45 | 65 |  | 100000/L80B10 | 3 | 12346 | 75 | 165 | 80+ | 3000 | 429.742
| DM1119233 | Shop A LED1x13850 J175 T830 L30 LO3 L1 LL | non-dimmable, I, IP20, IK05, UGR≤16, 30° beam optic, white steel body, for in-line connection, through wired, 5x1.5mm2, two 5-pole connectors | 2818 | 45 | 65 |  | 100000/L80B10 | 3 | 12963 | 72.7 | 178 | 80+ | 3000 | 467.41
| DM1119234 | Shop A LED1x16450 J176 T830 L30 LO4 L1 LL | non-dimmable, I, IP20, IK05, UGR≤16, 30° beam optic, white steel body, for in-line connection, through wired, 5x1.5mm2, two 5-pole connectors | 2818 | 45 | 65 |  | 100000/L80B10 | 3 | 15413 | 87 | 177 | 80+ | 3000 | 473.989
| DM1119235 | Shop A LED1x18900 J177 T830 L30 LO5 L1 LL | non-dimmable, I, IP20, IK05, UGR≤16, 30° beam optic, white steel body, for in-line connection, through wired, 5x1.5mm2, two 5-pole connectors | 2818 | 45 | 65 |  | 100000/L80B10 | 3 | 17729 | 101.9 | 174 | 80+ | 3000 | 473.989
| DM1119236 | Shop A LED1x3800 J163 T840 L30 LO1 L1 LL | non-dimmable, I, IP20, IK05, UGR≤16, 30° beam optic, white steel body, for in-line connection, through wired, 5x1.5mm2, two 5-pole connectors | 1132 | 45 | 65 |  | 100000/L80B10 | 3 | 3757 | 21.8 | 172 | 80+ | 4000 | 204.551
| DM1119237 | Shop A LED1x5300 J164 T840 L30 LO2 L1 LL | non-dimmable, I, IP20, IK05, UGR≤16, 30° beam optic, white steel body, for in-line connection, through wired, 5x1.5mm2, two 5-pole connectors | 1132 | 45 | 65 |  | 100000/L80B10 | 3 | 5205 | 31.7 | 164 | 80+ | 4000 | 230.179
| DM1119238 | Shop A LED1x5550 J165 T840 L30 LO3 L1 LL | non-dimmable, I, IP20, IK05, UGR≤16, 30° beam optic, white steel body, for in-line connection, through wired, 5x1.5mm2, two 5-pole connectors | 1132 | 45 | 65 |  | 100000/L80B10 | 3 | 5465 | 30 | 182 | 80+ | 4000 | 236.586
| DM1119239 | Shop A LED1x6600 J166 T840 L30 LO4 L1 LL | non-dimmable, I, IP20, IK05, UGR≤16, 30° beam optic, white steel body, for in-line connection, through wired, 5x1.5mm2, two 5-pole connectors | 1132 | 45 | 65 |  | 100000/L80B10 | 3 | 6499 | 35.9 | 181 | 80+ | 4000 | 236.586
| DM1119240 | Shop A LED1x7600 J167 T840 L30 LO5 L1 LL | non-dimmable, I, IP20, IK05, UGR≤16, 30° beam optic, white steel body, for in-line connection, through wired, 5x1.5mm2, two 5-pole connectors | 1132 | 45 | 65 |  | 100000/L80B10 | 3 | 7475 | 41.6 | 180 | 80+ | 4000 | 245.444
| DM1119241 | Shop A LED1x4750 J168 T840 L30 LO1 L1 LL | non-dimmable, I, IP20, IK05, UGR≤16, 30° beam optic, white steel body, for in-line connection, through wired, 5x1.5mm2, two 5-pole connectors | 1413 | 45 | 65 |  | 100000/L80B10 | 3 | 4696 | 27 | 174 | 80+ | 4000 | 228.631
| DM1119242 | Shop A LED1x6600 J169 T840 L30 LO2 L1 LL | non-dimmable, I, IP20, IK05, UGR≤16, 30° beam optic, white steel body, for in-line connection, through wired, 5x1.5mm2, two 5-pole connectors | 1413 | 45 | 65 |  | 100000/L80B10 | 3 | 6507 | 38.7 | 168 | 80+ | 4000 | 255.162
| DM1119243 | Shop A LED1x6950 J170 T840 L30 LO3 L1 LL | non-dimmable, I, IP20, IK05, UGR≤16, 30° beam optic, white steel body, for in-line connection, through wired, 5x1.5mm2, two 5-pole connectors | 1413 | 45 | 65 |  | 100000/L80B10 | 3 | 6832 | 36.7 | 186 | 80+ | 4000 | 273.566
| DM1119244 | Shop A LED1x8250 J171 T840 L30 LO4 L1 LL | non-dimmable, I, IP20, IK05, UGR≤16, 30° beam optic, white steel body, for in-line connection, through wired, 5x1.5mm2, two 5-pole connectors | 1413 | 45 | 65 |  | 100000/L80B10 | 3 | 8123 | 44.4 | 183 | 80+ | 4000 | 271.975
| DM1119245 | Shop A LED1x9450 J172 T840 L30 LO5 L1 LL | non-dimmable, I, IP20, IK05, UGR≤16, 30° beam optic, white steel body, for in-line connection, through wired, 5x1.5mm2, two 5-pole connectors | 1413 | 45 | 65 |  | 100000/L80B10 | 3 | 9344 | 51.5 | 181 | 80+ | 4000 | 271.975
| DM1119246 | Shop A LED1x9500 J173 T840 L30 LO1 L1 LL | non-dimmable, I, IP20, IK05, UGR≤16, 30° beam optic, white steel body, for in-line connection, through wired, 5x1.5mm2, two 5-pole connectors | 2818 | 45 | 65 |  | 100000/L80B10 | 3 | 9392 | 51.6 | 182 | 80+ | 4000 | 422.475
| DM1119247 | Shop A LED1x13150 J174 T840 L30 LO2 L1 LL | non-dimmable, I, IP20, IK05, UGR≤16, 30° beam optic, white steel body, for in-line connection, through wired, 5x1.5mm2, two 5-pole connectors | 2818 | 45 | 65 |  | 100000/L80B10 | 3 | 13013 | 75 | 174 | 80+ | 4000 | 429.742
| DM1119248 | Shop A LED1x13850 J175 T840 L30 LO3 L1 LL | non-dimmable, I, IP20, IK05, UGR≤16, 30° beam optic, white steel body, for in-line connection, through wired, 5x1.5mm2, two 5-pole connectors | 2818 | 45 | 65 |  | 100000/L80B10 | 3 | 13664 | 72.7 | 188 | 80+ | 4000 | 467.41
| DM1119249 | Shop A LED1x16450 J176 T840 L30 LO4 L1 LL | non-dimmable, I, IP20, IK05, UGR≤16, 30° beam optic, white steel body, for in-line connection, through wired, 5x1.5mm2, two 5-pole connectors | 2818 | 45 | 65 |  | 100000/L80B10 | 3 | 16247 | 87 | 187 | 80+ | 4000 | 473.989
| DM1119250 | Shop A LED1x18900 J177 T840 L30 LO5 L1 LL | non-dimmable, I, IP20, IK05, UGR≤16, 30° beam optic, white steel body, for in-line connection, through wired, 5x1.5mm2, two 5-pole connectors | 2818 | 45 | 65 |  | 100000/L80B10 | 3 | 18688 | 101.9 | 183 | 80+ | 4000 | 473.989
| DM1119251 | Shop A LED1x3800 J163 T830 L40x75 LO1 L1 LL | non-dimmable, I, IP20, IK05, UGR≤16, 40x75° beam optic, white steel body, for in-line connection, through wired, 5x1.5mm2, two 5-pole connectors | 1132 | 45 | 65 |  | 100000/L80B10 | 3 | 3564 | 21.8 | 163 | 80+ | 3000 | 204.551
| DM1119252 | Shop A LED1x5300 J164 T830 L40x75 LO2 L1 LL | non-dimmable, I, IP20, IK05, UGR≤16, 40x75° beam optic, white steel body, for in-line connection, through wired, 5x1.5mm2, two 5-pole connectors | 1132 | 45 | 65 |  | 100000/L80B10 | 3 | 4938 | 31.7 | 156 | 80+ | 3000 | 230.179
| DM1119253 | Shop A LED1x5550 J165 T830 L40x75 LO3 L1 LL | non-dimmable, I, IP20, IK05, UGR≤16, 40x75° beam optic, white steel body, for in-line connection, through wired, 5x1.5mm2, two 5-pole connectors | 1132 | 45 | 65 |  | 100000/L80B10 | 3 | 5185 | 30 | 173 | 80+ | 3000 | 236.586
| DM1119254 | Shop A LED1x6600 J166 T830 L40x75 LO4 L1 LL | non-dimmable, I, IP20, IK05, UGR≤19, 40x75° beam optic, white steel body, for in-line connection, through wired, 5x1.5mm2, two 5-pole connectors | 1132 | 45 | 65 |  | 100000/L80B10 | 3 | 6165 | 35.9 | 172 | 80+ | 3000 | 236.586
| DM1119255 | Shop A LED1x7600 J167 T830 L40x75 LO5 L1 LL | non-dimmable, I, IP20, IK05, UGR≤19, 40x75° beam optic, white steel body, for in-line connection, through wired, 5x1.5mm2, two 5-pole connectors | 1132 | 45 | 65 |  | 100000/L80B10 | 3 | 7092 | 41.6 | 170 | 80+ | 3000 | 245.444
| DM1119256 | Shop A LED1x4750 J168 T830 L40x75 LO1 L1 LL | non-dimmable, I, IP20, IK05, UGR≤16, 40x75° beam optic, white steel body, for in-line connection, through wired, 5x1.5mm2, two 5-pole connectors | 1413 | 45 | 65 |  | 100000/L80B10 | 3 | 4455 | 27 | 165 | 80+ | 3000 | 228.631
| DM1119257 | Shop A LED1x6600 J169 T830 L40x75 LO2 L1 LL | non-dimmable, I, IP20, IK05, UGR≤16, 40x75° beam optic, white steel body, for in-line connection, through wired, 5x1.5mm2, two 5-pole connectors | 1413 | 45 | 65 |  | 100000/L80B10 | 3 | 6173 | 38.7 | 160 | 80+ | 3000 | 255.162
| DM1119258 | Shop A LED1x6950 J170 T830 L40x75 LO3 L1 LL | non-dimmable, I, IP20, IK05, UGR≤16, 40x75° beam optic, white steel body, for in-line connection, through wired, 5x1.5mm2, two 5-pole connectors | 1413 | 45 | 65 |  | 100000/L80B10 | 3 | 6482 | 36.7 | 177 | 80+ | 3000 | 273.566
| DM1119259 | Shop A LED1x8250 J171 T830 L40x75 LO4 L1 LL | non-dimmable, I, IP20, IK05, UGR≤19, 40x75° beam optic, white steel body, for in-line connection, through wired, 5x1.5mm2, two 5-pole connectors | 1413 | 45 | 65 |  | 100000/L80B10 | 3 | 7707 | 44.4 | 174 | 80+ | 3000 | 271.975
| DM1119260 | Shop A LED1x9450 J172 T830 L40x75 LO5 L1 LL | non-dimmable, I, IP20, IK05, UGR≤19, 40x75° beam optic, white steel body, for in-line connection, through wired, 5x1.5mm2, two 5-pole connectors | 1413 | 45 | 65 |  | 100000/L80B10 | 3 | 8865 | 51.5 | 172 | 80+ | 3000 | 271.975
| DM1119261 | Shop A LED1x9500 J173 T830 L40x75 LO1 L1 LL | non-dimmable, I, IP20, IK05, UGR≤16, 40x75° beam optic, white steel body, for in-line connection, through wired, 5x1.5mm2, two 5-pole connectors | 2818 | 45 | 65 |  | 100000/L80B10 | 3 | 8911 | 51.6 | 173 | 80+ | 3000 | 422.475
| DM1119262 | Shop A LED1x13150 J174 T830 L40x75 LO2 L1 LL | non-dimmable, I, IP20, IK05, UGR≤16, 40x75° beam optic, white steel body, for in-line connection, through wired, 5x1.5mm2, two 5-pole connectors | 2818 | 45 | 65 |  | 100000/L80B10 | 3 | 12346 | 75 | 165 | 80+ | 3000 | 429.742
| DM1119263 | Shop A LED1x13850 J175 T830 L40x75 LO3 L1 LL | non-dimmable, I, IP20, IK05, UGR≤16, 40x75° beam optic, white steel body, for in-line connection, through wired, 5x1.5mm2, two 5-pole connectors | 2818 | 45 | 65 |  | 100000/L80B10 | 3 | 12963 | 72.7 | 178 | 80+ | 3000 | 467.41
| DM1119264 | Shop A LED1x16450 J176 T830 L40x75 LO4 L1 LL | non-dimmable, I, IP20, IK05, UGR≤19, 40x75° beam optic, white steel body, for in-line connection, through wired, 5x1.5mm2, two 5-pole connectors | 2818 | 45 | 65 |  | 100000/L80B10 | 3 | 15413 | 87 | 177 | 80+ | 3000 | 473.989
| DM1119265 | Shop A LED1x18900 J177 T830 L40x75 LO5 L1 LL | non-dimmable, I, IP20, IK05, UGR≤19, 40x75° beam optic, white steel body, for in-line connection, through wired, 5x1.5mm2, two 5-pole connectors | 2818 | 45 | 65 |  | 100000/L80B10 | 3 | 17729 | 101.9 | 174 | 80+ | 3000 | 473.989
| DM1119266 | Shop A LED1x3800 J163 T840 L40x75 LO1 L1 LL | non-dimmable, I, IP20, IK05, UGR≤16, 40x75° beam optic, white steel body, for in-line connection, through wired, 5x1.5mm2, two 5-pole connectors | 1132 | 45 | 65 |  | 100000/L80B10 | 3 | 3757 | 21.8 | 172 | 80+ | 4000 | 204.551
| DM1119267 | Shop A LED1x5300 J164 T840 L40x75 LO2 L1 LL | non-dimmable, I, IP20, IK05, UGR≤16, 40x75° beam optic, white steel body, for in-line connection, through wired, 5x1.5mm2, two 5-pole connectors | 1132 | 45 | 65 |  | 100000/L80B10 | 3 | 5205 | 31.7 | 164 | 80+ | 4000 | 230.179
| DM1119268 | Shop A LED1x5550 J165 T840 L40x75 LO3 L1 LL | non-dimmable, I, IP20, IK05, UGR≤16, 40x75° beam optic, white steel body, for in-line connection, through wired, 5x1.5mm2, two 5-pole connectors | 1132 | 45 | 65 |  | 100000/L80B10 | 3 | 5465 | 30 | 182 | 80+ | 4000 | 236.586
| DM1119269 | Shop A LED1x6600 J166 T840 L40x75 LO4 L1 LL | non-dimmable, I, IP20, IK05, UGR≤19, 40x75° beam optic, white steel body, for in-line connection, through wired, 5x1.5mm2, two 5-pole connectors | 1132 | 45 | 65 |  | 100000/L80B10 | 3 | 6499 | 35.9 | 181 | 80+ | 4000 | 236.586
| DM1119270 | Shop A LED1x7600 J167 T840 L40x75 LO5 L1 LL | non-dimmable, I, IP20, IK05, UGR≤19, 40x75° beam optic, white steel body, for in-line connection, through wired, 5x1.5mm2, two 5-pole connectors | 1132 | 45 | 65 |  | 100000/L80B10 | 3 | 7475 | 41.6 | 180 | 80+ | 4000 | 245.444
| DM1119271 | Shop A LED1x4750 J168 T840 L40x75 LO1 L1 LL | non-dimmable, I, IP20, IK05, UGR≤16, 40x75° beam optic, white steel body, for in-line connection, through wired, 5x1.5mm2, two 5-pole connectors | 1413 | 45 | 65 |  | 100000/L80B10 | 3 | 4696 | 27 | 174 | 80+ | 4000 | 228.631
| DM1119272 | Shop A LED1x6600 J169 T840 L40x75 LO2 L1 LL | non-dimmable, I, IP20, IK05, UGR≤16, 40x75° beam optic, white steel body, for in-line connection, through wired, 5x1.5mm2, two 5-pole connectors | 1413 | 45 | 65 |  | 100000/L80B10 | 3 | 6507 | 38.7 | 168 | 80+ | 4000 | 255.162
| DM1119273 | Shop A LED1x6950 J170 T840 L40x75 LO3 L1 LL | non-dimmable, I, IP20, IK05, UGR≤16, 40x75° beam optic, white steel body, for in-line connection, through wired, 5x1.5mm2, two 5-pole connectors | 1413 | 45 | 65 |  | 100000/L80B10 | 3 | 6832 | 36.7 | 186 | 80+ | 4000 | 273.566
| DM1119274 | Shop A LED1x8250 J171 T840 L40x75 LO4 L1 LL | non-dimmable, I, IP20, IK05, UGR≤19, 40x75° beam optic, white steel body, for in-line connection, through wired, 5x1.5mm2, two 5-pole connectors | 1413 | 45 | 65 |  | 100000/L80B10 | 3 | 8123 | 44.4 | 183 | 80+ | 4000 | 271.975
| DM1119275 | Shop A LED1x9450 J172 T840 L40x75 LO5 L1 LL | non-dimmable, I, IP20, IK05, UGR≤19, 40x75° beam optic, white steel body, for in-line connection, through wired, 5x1.5mm2, two 5-pole connectors | 1413 | 45 | 65 |  | 100000/L80B10 | 3 | 9344 | 51.5 | 181 | 80+ | 4000 | 271.975
| DM1119276 | Shop A LED1x9500 J173 T840 L40x75 LO1 L1 LL | non-dimmable, I, IP20, IK05, UGR≤16, 40x75° beam optic, white steel body, for in-line connection, through wired, 5x1.5mm2, two 5-pole connectors | 2818 | 45 | 65 |  | 100000/L80B10 | 3 | 9392 | 51.6 | 182 | 80+ | 4000 | 422.475
| DM1119277 | Shop A LED1x13150 J174 T840 L40x75 LO2 L1 LL | non-dimmable, I, IP20, IK05, UGR≤16, 40x75° beam optic, white steel body, for in-line connection, through wired, 5x1.5mm2, two 5-pole connectors | 2818 | 45 | 65 |  | 100000/L80B10 | 3 | 13013 | 75 | 174 | 80+ | 4000 | 429.742
| DM1119278 | Shop A LED1x13850 J175 T840 L40x75 LO3 L1 LL | non-dimmable, I, IP20, IK05, UGR≤19, 40x75° beam optic, white steel body, for in-line connection, through wired, 5x1.5mm2, two 5-pole connectors | 2818 | 45 | 65 |  | 100000/L80B10 | 3 | 13664 | 72.7 | 188 | 80+ | 4000 | 467.41
| DM1119279 | Shop A LED1x16450 J176 T840 L40x75 LO4 L1 LL | non-dimmable, I, IP20, IK05, UGR≤19, 40x75° beam optic, white steel body, for in-line connection, through wired, 5x1.5mm2, two 5-pole connectors | 2818 | 45 | 65 |  | 100000/L80B10 | 3 | 16247 | 87 | 187 | 80+ | 4000 | 473.989
| DM1119280 | Shop A LED1x18900 J177 T840 L40x75 LO5 L1 LL | non-dimmable, I, IP20, IK05, UGR≤19, 40x75° beam optic, white steel body, for in-line connection, through wired, 5x1.5mm2, two 5-pole connectors | 2818 | 45 | 65 |  | 100000/L80B10 | 3 | 18688 | 101.9 | 183 | 80+ | 4000 | 473.989
| DM1115404 | Shop A LED1x3800 J163 T830 L75 LO1 L1 LL | non-dimmable, I, IP20, IK05, UGR≤16, 75° beam optic, white steel body, for in-line connection, through wired, 5x1.5mm2, two 5-pole connectors | 1132 | 45 | 65 |  | 100000/L80B10 | 3 | 3602 | 21.8 | 165 | 80+ | 3000 | 204.551
| DM1115405 | Shop A LED1x5300 J164 T830 L75 LO2 L1 LL | non-dimmable, I, IP20, IK05, UGR≤19, 75° beam optic, white steel body, for in-line connection, through wired, 5x1.5mm2, two 5-pole connectors | 1132 | 45 | 65 |  | 100000/L80B10 | 3 | 4990 | 31.7 | 157 | 80+ | 3000 | 230.179
| DM1115406 | Shop A LED1x5550 J165 T830 L75 LO3 L1 LL | non-dimmable, I, IP20, IK05, UGR≤19, 75° beam optic, white steel body, for in-line connection, through wired, 5x1.5mm2, two 5-pole connectors | 1132 | 45 | 65 |  | 100000/L80B10 | 3 | 5240 | 30 | 175 | 80+ | 3000 | 236.586
| DM1115407 | Shop A LED1x6600 J166 T830 L75 LO4 L1 LL | non-dimmable, I, IP20, IK05, UGR≤19, 75° beam optic, white steel body, for in-line connection, through wired, 5x1.5mm2, two 5-pole connectors | 1132 | 45 | 65 |  | 100000/L80B10 | 3 | 6230 | 35.9 | 174 | 80+ | 3000 | 236.586
| DM1115408 | Shop A LED1x7600 J167 T830 L75 LO5 L1 LL | non-dimmable, I, IP20, IK05, UGR≤19, 75° beam optic, white steel body, for in-line connection, through wired, 5x1.5mm2, two 5-pole connectors | 1132 | 45 | 65 |  | 100000/L80B10 | 3 | 7166 | 41.6 | 172 | 80+ | 3000 | 245.444
| DM1115409 | Shop A LED1x4750 J168 T830 L75 LO1 L1 LL | non-dimmable, I, IP20, IK05, UGR≤16, 75° beam optic, white steel body, for in-line connection, through wired, 5x1.5mm2, two 5-pole connectors | 1413 | 45 | 65 |  | 100000/L80B10 | 3 | 4502 | 27 | 167 | 80+ | 3000 | 228.631
| DM1115410 | Shop A LED1x6600 J169 T830 L75 LO2 L1 LL | non-dimmable, I, IP20, IK05, UGR≤19, 75° beam optic, white steel body, for in-line connection, through wired, 5x1.5mm2, two 5-pole connectors | 1413 | 45 | 65 |  | 100000/L80B10 | 3 | 6238 | 38.7 | 161 | 80+ | 3000 | 255.162
| DM1115411 | Shop A LED1x6950 J170 T830 L75 LO3 L1 LL | non-dimmable, I, IP20, IK05, UGR≤19, 75° beam optic, white steel body, for in-line connection, through wired, 5x1.5mm2, two 5-pole connectors | 1413 | 45 | 65 |  | 100000/L80B10 | 3 | 6550 | 36.7 | 178 | 80+ | 3000 | 273.566
| DM1115412 | Shop A LED1x8250 J171 T830 L75 LO4 L1 LL | non-dimmable, I, IP20, IK05, UGR≤19, 75° beam optic, white steel body, for in-line connection, through wired, 5x1.5mm2, two 5-pole connectors | 1413 | 45 | 65 |  | 100000/L80B10 | 3 | 7788 | 44.4 | 175 | 80+ | 3000 | 271.975
| DM1115413 | Shop A LED1x9450 J172 T830 L75 LO5 L1 LL | non-dimmable, I, IP20, IK05, UGR≤19, 75° beam optic, white steel body, for in-line connection, through wired, 5x1.5mm2, two 5-pole connectors | 1413 | 45 | 65 |  | 100000/L80B10 | 3 | 8958 | 51.5 | 174 | 80+ | 3000 | 271.975
| DM1115414 | Shop A LED1x9500 J173 T830 L75 LO1 L1 LL | non-dimmable, I, IP20, IK05, UGR≤16, 75° beam optic, white steel body, for in-line connection, through wired, 5x1.5mm2, two 5-pole connectors | 2818 | 45 | 65 |  | 100000/L80B10 | 3 | 9004 | 51.6 | 174 | 80+ | 3000 | 422.475
| DM1115415 | Shop A LED1x13150 J174 T830 L75 LO2 L1 LL | non-dimmable, I, IP20, IK05, UGR≤19, 75° beam optic, white steel body, for in-line connection, through wired, 5x1.5mm2, two 5-pole connectors | 2818 | 45 | 65 |  | 100000/L80B10 | 3 | 12476 | 75 | 166 | 80+ | 3000 | 429.742
| DM1115416 | Shop A LED1x13850 J175 T830 L75 LO3 L1 LL | non-dimmable, I, IP20, IK05, UGR≤19, 75° beam optic, white steel body, for in-line connection, through wired, 5x1.5mm2, two 5-pole connectors | 2818 | 45 | 65 |  | 100000/L80B10 | 3 | 13099 | 72.7 | 180 | 80+ | 3000 | 467.41
| DM1115417 | Shop A LED1x16450 J176 T830 L75 LO4 L1 LL | non-dimmable, I, IP20, IK05, UGR≤19, 75° beam optic, white steel body, for in-line connection, through wired, 5x1.5mm2, two 5-pole connectors | 2818 | 45 | 65 |  | 100000/L80B10 | 3 | 15576 | 87 | 179 | 80+ | 3000 | 473.989
| DM1115418 | Shop A LED1x18900 J177 T830 L75 LO5 L1 LL | non-dimmable, I, IP20, IK05, UGR≤19, 75° beam optic, white steel body, for in-line connection, through wired, 5x1.5mm2, two 5-pole connectors | 2818 | 45 | 65 |  | 100000/L80B10 | 3 | 17916 | 101.9 | 176 | 80+ | 3000 | 473.989
| DM1115419 | Shop A LED1x3800 J163 T840 L75 LO1 L1 LL | non-dimmable, I, IP20, IK05, UGR≤16, 75° beam optic, white steel body, for in-line connection, through wired, 5x1.5mm2, two 5-pole connectors | 1132 | 45 | 65 |  | 100000/L80B10 | 3 | 3796 | 21.8 | 174 | 80+ | 4000 | 204.551
| DM1115420 | Shop A LED1x5300 J164 T840 L75 LO2 L1 LL | non-dimmable, I, IP20, IK05, UGR≤19, 75° beam optic, white steel body, for in-line connection, through wired, 5x1.5mm2, two 5-pole connectors | 1132 | 45 | 65 |  | 100000/L80B10 | 3 | 5260 | 31.7 | 166 | 80+ | 4000 | 230.179
| DM1115421 | Shop A LED1x5550 J165 T840 L75 LO3 L1 LL | non-dimmable, I, IP20, IK05, UGR≤19, 75° beam optic, white steel body, for in-line connection, through wired, 5x1.5mm2, two 5-pole connectors | 1132 | 45 | 65 |  | 100000/L80B10 | 3 | 5523 | 30 | 184 | 80+ | 4000 | 236.586
| DM1115422 | Shop A LED1x6600 J166 T840 L75 LO4 L1 LL | non-dimmable, I, IP20, IK05, UGR≤19, 75° beam optic, white steel body, for in-line connection, through wired, 5x1.5mm2, two 5-pole connectors | 1132 | 45 | 65 |  | 100000/L80B10 | 3 | 6567 | 35.9 | 183 | 80+ | 4000 | 236.586
| DM1115423 | Shop A LED1x7600 J167 T840 L75 LO5 L1 LL | non-dimmable, I, IP20, IK05, UGR≤19, 75° beam optic, white steel body, for in-line connection, through wired, 5x1.5mm2, two 5-pole connectors | 1132 | 45 | 65 |  | 100000/L80B10 | 3 | 7554 | 41.6 | 182 | 80+ | 4000 | 245.444
| DM1115424 | Shop A LED1x4750 J168 T840 L75 LO1 L1 LL | non-dimmable, I, IP20, IK05, UGR≤16, 75° beam optic, white steel body, for in-line connection, through wired, 5x1.5mm2, two 5-pole connectors | 1413 | 45 | 65 |  | 100000/L80B10 | 3 | 4746 | 27 | 176 | 80+ | 4000 | 228.631
| DM1115425 | Shop A LED1x6600 J169 T840 L75 LO2 L1 LL | non-dimmable, I, IP20, IK05, UGR≤19, 75° beam optic, white steel body, for in-line connection, through wired, 5x1.5mm2, two 5-pole connectors | 1413 | 45 | 65 |  | 100000/L80B10 | 3 | 6575 | 38.7 | 170 | 80+ | 4000 | 255.162
| DM1115426 | Shop A LED1x6950 J170 T840 L75 LO3 L1 LL | non-dimmable, I, IP20, IK05, UGR≤19, 75° beam optic, white steel body, for in-line connection, through wired, 5x1.5mm2, two 5-pole connectors | 1413 | 45 | 65 |  | 100000/L80B10 | 3 | 6904 | 36.7 | 188 | 80+ | 4000 | 273.566
| DM1115427 | Shop A LED1x8250 J171 T840 L75 LO4 L1 LL | non-dimmable, I, IP20, IK05, UGR≤19, 75° beam optic, white steel body, for in-line connection, through wired, 5x1.5mm2, two 5-pole connectors | 1413 | 45 | 65 |  | 100000/L80B10 | 3 | 8209 | 44.4 | 185 | 80+ | 4000 | 271.975
| DM1115428 | Shop A LED1x9450 J172 T840 L75 LO5 L1 LL | non-dimmable, I, IP20, IK05, UGR≤19, 75° beam optic, white steel body, for in-line connection, through wired, 5x1.5mm2, two 5-pole connectors | 1413 | 45 | 65 |  | 100000/L80B10 | 3 | 9442 | 51.5 | 183 | 80+ | 4000 | 271.975
| DM1115429 | Shop A LED1x9500 J173 T840 L75 LO1 L1 LL | non-dimmable, I, IP20, IK05, UGR≤16, 75° beam optic, white steel body, for in-line connection, through wired, 5x1.5mm2, two 5-pole connectors | 2818 | 45 | 65 |  | 100000/L80B10 | 3 | 9491 | 51.6 | 184 | 80+ | 4000 | 422.475
| DM1115430 | Shop A LED1x13150 J174 T840 L75 LO2 L1 LL | non-dimmable, I, IP20, IK05, UGR≤19, 75° beam optic, white steel body, for in-line connection, through wired, 5x1.5mm2, two 5-pole connectors | 2818 | 45 | 65 |  | 100000/L80B10 | 3 | 13150 | 75 | 175 | 80+ | 4000 | 429.742
| DM1115431 | Shop A LED1x13850 J175 T840 L75 LO3 L1 LL | non-dimmable, I, IP20, IK05, UGR≤19, 75° beam optic, white steel body, for in-line connection, through wired, 5x1.5mm2, two 5-pole connectors | 2818 | 45 | 65 |  | 100000/L80B10 | 3 | 13808 | 72.7 | 190 | 80+ | 4000 | 467.41
| DM1115432 | Shop A LED1x16450 J176 T840 L75 LO4 L1 LL | non-dimmable, I, IP20, IK05, UGR≤19, 75° beam optic, white steel body, for in-line connection, through wired, 5x1.5mm2, two 5-pole connectors | 2818 | 45 | 65 |  | 100000/L80B10 | 3 | 16418 | 87 | 189 | 80+ | 4000 | 473.989
| DM1115433 | Shop A LED1x18900 J177 T840 L75 LO5 L1 LL | non-dimmable, I, IP20, IK05, UGR≤19, 75° beam optic, white steel body, for in-line connection, through wired, 5x1.5mm2, two 5-pole connectors | 2818 | 45 | 65 |  | 100000/L80B10 | 3 | 18884 | 101.9 | 185 | 80+ | 4000 | 473.989
| DM1119281 | Shop A LED1x3800 J163 T830 L75W LO1 L1 LL | non-dimmable, I, IP20, IK05, UGR≤16, 75° wide beam optic, white steel body, for in-line connection, through wired, 5x1.5mm2, two 5-pole connectors | 1132 | 45 | 65 |  | 100000/L80B10 | 3 | 3602 | 21.8 | 165 | 80+ | 3000 | 204.551
| DM1119282 | Shop A LED1x5300 J164 T830 L75W LO2 L1 LL | non-dimmable, I, IP20, IK05, UGR≤19, 75° wide beam optic, white steel body, for in-line connection, through wired, 5x1.5mm2, two 5-pole connectors | 1132 | 45 | 65 |  | 100000/L80B10 | 3 | 4990 | 31.7 | 157 | 80+ | 3000 | 230.179
| DM1119283 | Shop A LED1x5550 J165 T830 L75W LO3 L1 LL | non-dimmable, I, IP20, IK05, UGR≤19, 75° wide beam optic, white steel body, for in-line connection, through wired, 5x1.5mm2, two 5-pole connectors | 1132 | 45 | 65 |  | 100000/L80B10 | 3 | 5240 | 30 | 175 | 80+ | 3000 | 236.586
| DM1119284 | Shop A LED1x6600 J166 T830 L75W LO4 L1 LL | non-dimmable, I, IP20, IK05, UGR≤19, 75° wide beam optic, white steel body, for in-line connection, through wired, 5x1.5mm2, two 5-pole connectors | 1132 | 45 | 65 |  | 100000/L80B10 | 3 | 6230 | 35.9 | 174 | 80+ | 3000 | 236.586
| DM1119285 | Shop A LED1x7600 J167 T830 L75W LO5 L1 LL | non-dimmable, I, IP20, IK05, UGR≤19, 75° wide beam optic, white steel body, for in-line connection, through wired, 5x1.5mm2, two 5-pole connectors | 1132 | 45 | 65 |  | 100000/L80B10 | 3 | 7166 | 41.6 | 172 | 80+ | 3000 | 245.444
| DM1119286 | Shop A LED1x4750 J168 T830 L75W LO1 L1 LL | non-dimmable, I, IP20, IK05, UGR≤16, 75° wide beam optic, white steel body, for in-line connection, through wired, 5x1.5mm2, two 5-pole connectors | 1413 | 45 | 65 |  | 100000/L80B10 | 3 | 4502 | 27 | 167 | 80+ | 3000 | 228.631
| DM1119287 | Shop A LED1x6600 J169 T830 L75W LO2 L1 LL | non-dimmable, I, IP20, IK05, UGR≤19, 75° wide beam optic, white steel body, for in-line connection, through wired, 5x1.5mm2, two 5-pole connectors | 1413 | 45 | 65 |  | 100000/L80B10 | 3 | 6238 | 38.7 | 161 | 80+ | 3000 | 255.162
| DM1119288 | Shop A LED1x6950 J170 T830 L75W LO3 L1 LL | non-dimmable, I, IP20, IK05, UGR≤19, 75° wide beam optic, white steel body, for in-line connection, through wired, 5x1.5mm2, two 5-pole connectors | 1413 | 45 | 65 |  | 100000/L80B10 | 3 | 6550 | 36.7 | 178 | 80+ | 3000 | 273.566
| DM1119289 | Shop A LED1x8250 J171 T830 L75W LO4 L1 LL | non-dimmable, I, IP20, IK05, UGR≤19, 75° wide beam optic, white steel body, for in-line connection, through wired, 5x1.5mm2, two 5-pole connectors | 1413 | 45 | 65 |  | 100000/L80B10 | 3 | 7788 | 44.4 | 175 | 80+ | 3000 | 271.975
| DM1119290 | Shop A LED1x9450 J172 T830 L75W LO5 L1 LL | non-dimmable, I, IP20, IK05, UGR≤19, 75° wide beam optic, white steel body, for in-line connection, through wired, 5x1.5mm2, two 5-pole connectors | 1413 | 45 | 65 |  | 100000/L80B10 | 3 | 8958 | 51.5 | 174 | 80+ | 3000 | 271.975
| DM1119291 | Shop A LED1x9500 J173 T830 L75W LO1 L1 LL | non-dimmable, I, IP20, IK05, UGR≤16, 75° wide beam optic, white steel body, for in-line connection, through wired, 5x1.5mm2, two 5-pole connectors | 2818 | 45 | 65 |  | 100000/L80B10 | 3 | 9004 | 51.6 | 174 | 80+ | 3000 | 422.475
| DM1119292 | Shop A LED1x13150 J174 T830 L75W LO2 L1 LL | non-dimmable, I, IP20, IK05, UGR≤19, 75° wide beam optic, white steel body, for in-line connection, through wired, 5x1.5mm2, two 5-pole connectors | 2818 | 45 | 65 |  | 100000/L80B10 | 3 | 12476 | 75 | 166 | 80+ | 3000 | 429.742
| DM1119293 | Shop A LED1x13850 J175 T830 L75W LO3 L1 LL | non-dimmable, I, IP20, IK05, UGR≤19, 75° wide beam optic, white steel body, for in-line connection, through wired, 5x1.5mm2, two 5-pole connectors | 2818 | 45 | 65 |  | 100000/L80B10 | 3 | 13099 | 72.7 | 180 | 80+ | 3000 | 467.41
| DM1119294 | Shop A LED1x16450 J176 T830 L75W LO4 L1 LL | non-dimmable, I, IP20, IK05, UGR≤19, 75° wide beam optic, white steel body, for in-line connection, through wired, 5x1.5mm2, two 5-pole connectors | 2818 | 45 | 65 |  | 100000/L80B10 | 3 | 15576 | 87 | 179 | 80+ | 3000 | 473.989
| DM1119295 | Shop A LED1x18900 J177 T830 L75W LO5 L1 LL | non-dimmable, I, IP20, IK05, UGR≤19, 75° wide beam optic, white steel body, for in-line connection, through wired, 5x1.5mm2, two 5-pole connectors | 2818 | 45 | 65 |  | 100000/L80B10 | 3 | 17916 | 101.9 | 176 | 80+ | 3000 | 473.989
| DM1119296 | Shop A LED1x3800 J163 T840 L75W LO1 L1 LL | non-dimmable, I, IP20, IK05, UGR≤16, 75° wide beam optic, white steel body, for in-line connection, through wired, 5x1.5mm2, two 5-pole connectors | 1132 | 45 | 65 |  | 100000/L80B10 | 3 | 3796 | 21.8 | 174 | 80+ | 4000 | 204.551
| DM1119297 | Shop A LED1x5300 J164 T840 L75W LO2 L1 LL | non-dimmable, I, IP20, IK05, UGR≤19, 75° wide beam optic, white steel body, for in-line connection, through wired, 5x1.5mm2, two 5-pole connectors | 1132 | 45 | 65 |  | 100000/L80B10 | 3 | 5260 | 31.7 | 166 | 80+ | 4000 | 230.179
| DM1119298 | Shop A LED1x5550 J165 T840 L75W LO3 L1 LL | non-dimmable, I, IP20, IK05, UGR≤19, 75° wide beam optic, white steel body, for in-line connection, through wired, 5x1.5mm2, two 5-pole connectors | 1132 | 45 | 65 |  | 100000/L80B10 | 3 | 5523 | 30 | 184 | 80+ | 4000 | 236.586
| DM1119299 | Shop A LED1x6600 J166 T840 L75W LO4 L1 LL | non-dimmable, I, IP20, IK05, UGR≤19, 75° wide beam optic, white steel body, for in-line connection, through wired, 5x1.5mm2, two 5-pole connectors | 1132 | 45 | 65 |  | 100000/L80B10 | 3 | 6567 | 35.9 | 183 | 80+ | 4000 | 236.586
| DM1119300 | Shop A LED1x7600 J167 T840 L75W LO5 L1 LL | non-dimmable, I, IP20, IK05, UGR≤19, 75° wide beam optic, white steel body, for in-line connection, through wired, 5x1.5mm2, two 5-pole connectors | 1132 | 45 | 65 |  | 100000/L80B10 | 3 | 7554 | 41.6 | 182 | 80+ | 4000 | 245.444
| DM1119301 | Shop A LED1x4750 J168 T840 L75W LO1 L1 LL | non-dimmable, I, IP20, IK05, UGR≤16, 75° wide beam optic, white steel body, for in-line connection, through wired, 5x1.5mm2, two 5-pole connectors | 1413 | 45 | 65 |  | 100000/L80B10 | 3 | 4746 | 27 | 176 | 80+ | 4000 | 228.631
| DM1119302 | Shop A LED1x6600 J169 T840 L75W LO2 L1 LL | non-dimmable, I, IP20, IK05, UGR≤19, 75° wide beam optic, white steel body, for in-line connection, through wired, 5x1.5mm2, two 5-pole connectors | 1413 | 45 | 65 |  | 100000/L80B10 | 3 | 6575 | 38.7 | 170 | 80+ | 4000 | 255.162
| DM1119303 | Shop A LED1x6950 J170 T840 L75W LO3 L1 LL | non-dimmable, I, IP20, IK05, UGR≤19, 75° wide beam optic, white steel body, for in-line connection, through wired, 5x1.5mm2, two 5-pole connectors | 1413 | 45 | 65 |  | 100000/L80B10 | 3 | 6904 | 36.7 | 188 | 80+ | 4000 | 273.566
| DM1119304 | Shop A LED1x8250 J171 T840 L75W LO4 L1 LL | non-dimmable, I, IP20, IK05, UGR≤19, 75° wide beam optic, white steel body, for in-line connection, through wired, 5x1.5mm2, two 5-pole connectors | 1413 | 45 | 65 |  | 100000/L80B10 | 3 | 8209 | 44.4 | 185 | 80+ | 4000 | 271.975
| DM1119305 | Shop A LED1x9450 J172 T840 L75W LO5 L1 LL | non-dimmable, I, IP20, IK05, UGR≤19, 75° wide beam optic, white steel body, for in-line connection, through wired, 5x1.5mm2, two 5-pole connectors | 1413 | 45 | 65 |  | 100000/L80B10 | 3 | 9442 | 51.5 | 183 | 80+ | 4000 | 271.975
| DM1119306 | Shop A LED1x9500 J173 T840 L75W LO1 L1 LL | non-dimmable, I, IP20, IK05, UGR≤16, 75° wide beam optic, white steel body, for in-line connection, through wired, 5x1.5mm2, two 5-pole connectors | 2818 | 45 | 65 |  | 100000/L80B10 | 3 | 9491 | 51.6 | 184 | 80+ | 4000 | 422.475
| DM1119307 | Shop A LED1x13150 J174 T840 L75W LO2 L1 LL | non-dimmable, I, IP20, IK05, UGR≤19, 75° wide beam optic, white steel body, for in-line connection, through wired, 5x1.5mm2, two 5-pole connectors | 2818 | 45 | 65 |  | 100000/L80B10 | 3 | 13150 | 75 | 175 | 80+ | 4000 | 429.742
| DM1119308 | Shop A LED1x13850 J175 T840 L75W LO3 L1 LL | non-dimmable, I, IP20, IK05, UGR≤19, 75° wide beam optic, white steel body, for in-line connection, through wired, 5x1.5mm2, two 5-pole connectors | 2818 | 45 | 65 |  | 100000/L80B10 | 3 | 13808 | 72.7 | 190 | 80+ | 4000 | 467.41
| DM1119309 | Shop A LED1x16450 J176 T840 L75W LO4 L1 LL | non-dimmable, I, IP20, IK05, UGR≤19, 75° wide beam optic, white steel body, for in-line connection, through wired, 5x1.5mm2, two 5-pole connectors | 2818 | 45 | 65 |  | 100000/L80B10 | 3 | 16418 | 87 | 189 | 80+ | 4000 | 473.989
| DM1119310 | Shop A LED1x18900 J177 T840 L75W LO5 L1 LL | non-dimmable, I, IP20, IK05, UGR≤19, 75° wide beam optic, white steel body, for in-line connection, through wired, 5x1.5mm2, two 5-pole connectors | 2818 | 45 | 65 |  | 100000/L80B10 | 3 | 18884 | 101.9 | 185 | 80+ | 4000 | 473.989
| DM1119311 | Shop A LED1x3800 J163 T830 L90W LO1 L1 LL | non-dimmable, I, IP20, IK05, UGR≤19, 90° wide beam optic, white steel body, for in-line connection, through wired, 5x1.5mm2, two 5-pole connectors | 1132 | 45 | 65 |  | 100000/L80B10 | 3 | 3602 | 21.8 | 165 | 80+ | 3000 | 204.551
| DM1119312 | Shop A LED1x5300 J164 T830 L90W LO2 L1 LL | non-dimmable, I, IP20, IK05, UGR≤19, 90° wide beam optic, white steel body, for in-line connection, through wired, 5x1.5mm2, two 5-pole connectors | 1132 | 45 | 65 |  | 100000/L80B10 | 3 | 4990 | 31.7 | 157 | 80+ | 3000 | 230.179
| DM1119313 | Shop A LED1x5550 J165 T830 L90W LO3 L1 LL | non-dimmable, I, IP20, IK05, UGR≤19, 90° wide beam optic, white steel body, for in-line connection, through wired, 5x1.5mm2, two 5-pole connectors | 1132 | 45 | 65 |  | 100000/L80B10 | 3 | 5240 | 30 | 175 | 80+ | 3000 | 236.586
| DM1119314 | Shop A LED1x6600 J166 T830 L90W LO4 L1 LL | non-dimmable, I, IP20, IK05, UGR≤22, 90° wide beam optic, white steel body, for in-line connection, through wired, 5x1.5mm2, two 5-pole connectors | 1132 | 45 | 65 |  | 100000/L80B10 | 3 | 6230 | 35.9 | 174 | 80+ | 3000 | 236.586
| DM1119315 | Shop A LED1x7600 J167 T830 L90W LO5 L1 LL | non-dimmable, I, IP20, IK05, UGR≤22, 90° wide beam optic, white steel body, for in-line connection, through wired, 5x1.5mm2, two 5-pole connectors | 1132 | 45 | 65 |  | 100000/L80B10 | 3 | 7166 | 41.6 | 172 | 80+ | 3000 | 245.444
| DM1119316 | Shop A LED1x4750 J168 T830 L90W LO1 L1 LL | non-dimmable, I, IP20, IK05, UGR≤19, 90° wide beam optic, white steel body, for in-line connection, through wired, 5x1.5mm2, two 5-pole connectors | 1413 | 45 | 65 |  | 100000/L80B10 | 3 | 4502 | 27 | 167 | 80+ | 3000 | 228.631
| DM1119317 | Shop A LED1x6600 J169 T830 L90W LO2 L1 LL | non-dimmable, I, IP20, IK05, UGR≤19, 90° wide beam optic, white steel body, for in-line connection, through wired, 5x1.5mm2, two 5-pole connectors | 1413 | 45 | 65 |  | 100000/L80B10 | 3 | 6238 | 38.7 | 161 | 80+ | 3000 | 255.162
| DM1119318 | Shop A LED1x6950 J170 T830 L90W LO3 L1 LL | non-dimmable, I, IP20, IK05, UGR≤19, 90° wide beam optic, white steel body, for in-line connection, through wired, 5x1.5mm2, two 5-pole connectors | 1413 | 45 | 65 |  | 100000/L80B10 | 3 | 6550 | 36.7 | 178 | 80+ | 3000 | 273.566
| DM1119319 | Shop A LED1x8250 J171 T830 L90W LO4 L1 LL | non-dimmable, I, IP20, IK05, UGR≤22, 90° wide beam optic, white steel body, for in-line connection, through wired, 5x1.5mm2, two 5-pole connectors | 1413 | 45 | 65 |  | 100000/L80B10 | 3 | 7788 | 44.4 | 175 | 80+ | 3000 | 271.975
| DM1119320 | Shop A LED1x9450 J172 T830 L90W LO5 L1 LL | non-dimmable, I, IP20, IK05, UGR≤22, 90° wide beam optic, white steel body, for in-line connection, through wired, 5x1.5mm2, two 5-pole connectors | 1413 | 45 | 65 |  | 100000/L80B10 | 3 | 8958 | 51.5 | 174 | 80+ | 3000 | 271.975
| DM1119321 | Shop A LED1x9500 J173 T830 L90W LO1 L1 LL | non-dimmable, I, IP20, IK05, UGR≤19, 90° wide beam optic, white steel body, for in-line connection, through wired, 5x1.5mm2, two 5-pole connectors | 2818 | 45 | 65 |  | 100000/L80B10 | 3 | 9004 | 51.6 | 174 | 80+ | 3000 | 422.475
| DM1119322 | Shop A LED1x13150 J174 T830 L90W LO2 L1 LL | non-dimmable, I, IP20, IK05, UGR≤19, 90° wide beam optic, white steel body, for in-line connection, through wired, 5x1.5mm2, two 5-pole connectors | 2818 | 45 | 65 |  | 100000/L80B10 | 3 | 12476 | 75 | 166 | 80+ | 3000 | 429.742
| DM1119323 | Shop A LED1x13850 J175 T830 L90W LO3 L1 LL | non-dimmable, I, IP20, IK05, UGR≤19, 90° wide beam optic, white steel body, for in-line connection, through wired, 5x1.5mm2, two 5-pole connectors | 2818 | 45 | 65 |  | 100000/L80B10 | 3 | 13099 | 72.7 | 180 | 80+ | 3000 | 467.41
| DM1119324 | Shop A LED1x16450 J176 T830 L90W LO4 L1 LL | non-dimmable, I, IP20, IK05, UGR≤22, 90° wide beam optic, white steel body, for in-line connection, through wired, 5x1.5mm2, two 5-pole connectors | 2818 | 45 | 65 |  | 100000/L80B10 | 3 | 15576 | 87 | 179 | 80+ | 3000 | 473.989
| DM1119325 | Shop A LED1x18900 J177 T830 L90W LO5 L1 LL | non-dimmable, I, IP20, IK05, UGR≤22, 90° wide beam optic, white steel body, for in-line connection, through wired, 5x1.5mm2, two 5-pole connectors | 2818 | 45 | 65 |  | 100000/L80B10 | 3 | 17916 | 101.9 | 176 | 80+ | 3000 | 473.989
| DM1119326 | Shop A LED1x3800 J163 T840 L90W LO1 L1 LL | non-dimmable, I, IP20, IK05, UGR≤19, 90° wide beam optic, white steel body, for in-line connection, through wired, 5x1.5mm2, two 5-pole connectors | 1132 | 45 | 65 |  | 100000/L80B10 | 3 | 3796 | 21.8 | 174 | 80+ | 4000 | 204.551
| DM1119327 | Shop A LED1x5300 J164 T840 L90W LO2 L1 LL | non-dimmable, I, IP20, IK05, UGR≤19, 90° wide beam optic, white steel body, for in-line connection, through wired, 5x1.5mm2, two 5-pole connectors | 1132 | 45 | 65 |  | 100000/L80B10 | 3 | 5260 | 31.7 | 166 | 80+ | 4000 | 230.179
| DM1119328 | Shop A LED1x5550 J165 T840 L90W LO3 L1 LL | non-dimmable, I, IP20, IK05, UGR≤19, 90° wide beam optic, white steel body, for in-line connection, through wired, 5x1.5mm2, two 5-pole connectors | 1132 | 45 | 65 |  | 100000/L80B10 | 3 | 5523 | 30 | 184 | 80+ | 4000 | 236.586
| DM1119329 | Shop A LED1x6600 J166 T840 L90W LO4 L1 LL | non-dimmable, I, IP20, IK05, UGR≤22, 90° wide beam optic, white steel body, for in-line connection, through wired, 5x1.5mm2, two 5-pole connectors | 1132 | 45 | 65 |  | 100000/L80B10 | 3 | 6567 | 35.9 | 183 | 80+ | 4000 | 236.586
| DM1119330 | Shop A LED1x7600 J167 T840 L90W LO5 L1 LL | non-dimmable, I, IP20, IK05, UGR≤22, 90° wide beam optic, white steel body, for in-line connection, through wired, 5x1.5mm2, two 5-pole connectors | 1132 | 45 | 65 |  | 100000/L80B10 | 3 | 7554 | 41.6 | 182 | 80+ | 4000 | 245.444
| DM1119331 | Shop A LED1x4750 J168 T840 L90W LO1 L1 LL | non-dimmable, I, IP20, IK05, UGR≤19, 90° wide beam optic, white steel body, for in-line connection, through wired, 5x1.5mm2, two 5-pole connectors | 1413 | 45 | 65 |  | 100000/L80B10 | 3 | 4746 | 27 | 176 | 80+ | 4000 | 228.631
| DM1119332 | Shop A LED1x6600 J169 T840 L90W LO2 L1 LL | non-dimmable, I, IP20, IK05, UGR≤19, 90° wide beam optic, white steel body, for in-line connection, through wired, 5x1.5mm2, two 5-pole connectors | 1413 | 45 | 65 |  | 100000/L80B10 | 3 | 6575 | 38.7 | 170 | 80+ | 4000 | 255.162
| DM1119333 | Shop A LED1x6950 J170 T840 L90W LO3 L1 LL | non-dimmable, I, IP20, IK05, UGR≤19, 90° wide beam optic, white steel body, for in-line connection, through wired, 5x1.5mm2, two 5-pole connectors | 1413 | 45 | 65 |  | 100000/L80B10 | 3 | 6904 | 36.7 | 188 | 80+ | 4000 | 273.566
| DM1119334 | Shop A LED1x8250 J171 T840 L90W LO4 L1 LL | non-dimmable, I, IP20, IK05, UGR≤22, 90° wide beam optic, white steel body, for in-line connection, through wired, 5x1.5mm2, two 5-pole connectors | 1413 | 45 | 65 |  | 100000/L80B10 | 3 | 8209 | 44.4 | 185 | 80+ | 4000 | 271.975
| DM1119335 | Shop A LED1x9450 J172 T840 L90W LO5 L1 LL | non-dimmable, I, IP20, IK05, UGR≤22, 90° wide beam optic, white steel body, for in-line connection, through wired, 5x1.5mm2, two 5-pole connectors | 1413 | 45 | 65 |  | 100000/L80B10 | 3 | 9442 | 51.5 | 183 | 80+ | 4000 | 271.975
| DM1119336 | Shop A LED1x9500 J173 T840 L90W LO1 L1 LL | non-dimmable, I, IP20, IK05, UGR≤19, 90° wide beam optic, white steel body, for in-line connection, through wired, 5x1.5mm2, two 5-pole connectors | 2818 | 45 | 65 |  | 100000/L80B10 | 3 | 9491 | 51.6 | 184 | 80+ | 4000 | 422.475
| DM1119337 | Shop A LED1x13150 J174 T840 L90W LO2 L1 LL | non-dimmable, I, IP20, IK05, UGR≤19, 90° wide beam optic, white steel body, for in-line connection, through wired, 5x1.5mm2, two 5-pole connectors | 2818 | 45 | 65 |  | 100000/L80B10 | 3 | 13150 | 75 | 175 | 80+ | 4000 | 429.742
| DM1119338 | Shop A LED1x13850 J175 T840 L90W LO3 L1 LL | non-dimmable, I, IP20, IK05, UGR≤19, 90° wide beam optic, white steel body, for in-line connection, through wired, 5x1.5mm2, two 5-pole connectors | 2818 | 45 | 65 |  | 100000/L80B10 | 3 | 13808 | 72.7 | 190 | 80+ | 4000 | 467.41
| DM1119339 | Shop A LED1x16450 J176 T840 L90W LO4 L1 LL | non-dimmable, I, IP20, IK05, UGR≤22, 90° wide beam optic, white steel body, for in-line connection, through wired, 5x1.5mm2, two 5-pole connectors | 2818 | 45 | 65 |  | 100000/L80B10 | 3 | 16418 | 87 | 189 | 80+ | 4000 | 473.989
| DM1119340 | Shop A LED1x18900 J177 T840 L90W LO5 L1 LL | non-dimmable, I, IP20, IK05, UGR≤22, 90° wide beam optic, white steel body, for in-line connection, through wired, 5x1.5mm2, two 5-pole connectors | 2818 | 45 | 65 |  | 100000/L80B10 | 3 | 18884 | 101.9 | 185 | 80+ | 4000 | 473.989
| DM1119341 | Shop A LED1x3800 J163 T830 L100 LO1 L1 LL | non-dimmable, I, IP20, IK05, UGR≤22, 100° beam optic, white steel body, for in-line connection, through wired, 5x1.5mm2, two 5-pole connectors | 1132 | 45 | 65 |  | 100000/L80B10 | 3 | 3489 | 21.8 | 160 | 80+ | 3000 | 204.551
| DM1119342 | Shop A LED1x5300 J164 T830 L100 LO2 L1 LL | non-dimmable, I, IP20, IK05, 100° beam optic, white steel body, for in-line connection, through wired, 5x1.5mm2, two 5-pole connectors | 1132 | 45 | 65 |  | 100000/L80B10 | 3 | 4834 | 31.7 | 152 | 80+ | 3000 | 230.179
| DM1119343 | Shop A LED1x5550 J165 T830 L100 LO3 L1 LL | non-dimmable, I, IP20, IK05, 100° beam optic, white steel body, for in-line connection, through wired, 5x1.5mm2, two 5-pole connectors | 1132 | 45 | 65 |  | 100000/L80B10 | 3 | 5076 | 30 | 169 | 80+ | 3000 | 236.586
| DM1119344 | Shop A LED1x6600 J166 T830 L100 LO4 L1 LL | non-dimmable, I, IP20, IK05, 100° beam optic, white steel body, for in-line connection, through wired, 5x1.5mm2, two 5-pole connectors | 1132 | 45 | 65 |  | 100000/L80B10 | 3 | 6036 | 35.9 | 168 | 80+ | 3000 | 236.586
| DM1119345 | Shop A LED1x7600 J167 T830 L100 LO5 L1 LL | non-dimmable, I, IP20, IK05, 100° beam optic, white steel body, for in-line connection, through wired, 5x1.5mm2, two 5-pole connectors | 1132 | 45 | 65 |  | 100000/L80B10 | 3 | 6942 | 41.6 | 167 | 80+ | 3000 | 245.444
| DM1119346 | Shop A LED1x4750 J168 T830 L100 LO1 L1 LL | non-dimmable, I, IP20, IK05, UGR≤22, 100° beam optic, white steel body, for in-line connection, through wired, 5x1.5mm2, two 5-pole connectors | 1413 | 45 | 65 |  | 100000/L80B10 | 3 | 4362 | 27 | 162 | 80+ | 3000 | 228.631
| DM1119347 | Shop A LED1x6600 J169 T830 L100 LO2 L1 LL | non-dimmable, I, IP20, IK05, 100° beam optic, white steel body, for in-line connection, through wired, 5x1.5mm2, two 5-pole connectors | 1413 | 45 | 65 |  | 100000/L80B10 | 3 | 6043 | 38.7 | 156 | 80+ | 3000 | 255.162
| DM1119348 | Shop A LED1x6950 J170 T830 L100 LO3 L1 LL | non-dimmable, I, IP20, IK05, 100° beam optic, white steel body, for in-line connection, through wired, 5x1.5mm2, two 5-pole connectors | 1413 | 45 | 65 |  | 100000/L80B10 | 3 | 6345 | 36.7 | 173 | 80+ | 3000 | 273.566
| DM1119349 | Shop A LED1x8250 J171 T830 L100 LO4 L1 LL | non-dimmable, I, IP20, IK05, 100° beam optic, white steel body, for in-line connection, through wired, 5x1.5mm2, two 5-pole connectors | 1413 | 45 | 65 |  | 100000/L80B10 | 3 | 7544 | 44.4 | 170 | 80+ | 3000 | 271.975
| DM1119350 | Shop A LED1x9450 J172 T830 L100 LO5 L1 LL | non-dimmable, I, IP20, IK05, 100° beam optic, white steel body, for in-line connection, through wired, 5x1.5mm2, two 5-pole connectors | 1413 | 45 | 65 |  | 100000/L80B10 | 3 | 8678 | 51.5 | 169 | 80+ | 3000 | 271.975
| DM1119351 | Shop A LED1x9500 J173 T830 L100 LO1 L1 LL | non-dimmable, I, IP20, IK05, UGR≤22, 100° beam optic, white steel body, for in-line connection, through wired, 5x1.5mm2, two 5-pole connectors | 2818 | 45 | 65 |  | 100000/L80B10 | 3 | 8723 | 51.6 | 169 | 80+ | 3000 | 422.475
| DM1119352 | Shop A LED1x13150 J174 T830 L100 LO2 L1 LL | non-dimmable, I, IP20, IK05, 100° beam optic, white steel body, for in-line connection, through wired, 5x1.5mm2, two 5-pole connectors | 2818 | 45 | 65 |  | 100000/L80B10 | 3 | 12086 | 75 | 161 | 80+ | 3000 | 429.742
| DM1119353 | Shop A LED1x13850 J175 T830 L100 LO3 L1 LL | non-dimmable, I, IP20, IK05, 100° beam optic, white steel body, for in-line connection, through wired, 5x1.5mm2, two 5-pole connectors | 2818 | 45 | 65 |  | 100000/L80B10 | 3 | 12690 | 72.7 | 175 | 80+ | 3000 | 467.41
| DM1119354 | Shop A LED1x16450 J176 T830 L100 LO4 L1 LL | non-dimmable, I, IP20, IK05, 100° beam optic, white steel body, for in-line connection, through wired, 5x1.5mm2, two 5-pole connectors | 2818 | 45 | 65 |  | 100000/L80B10 | 3 | 15089 | 87 | 173 | 80+ | 3000 | 473.989
| DM1119355 | Shop A LED1x18900 J177 T830 L100 LO5 L1 LL | non-dimmable, I, IP20, IK05, 100° beam optic, white steel body, for in-line connection, through wired, 5x1.5mm2, two 5-pole connectors | 2818 | 45 | 65 |  | 100000/L80B10 | 3 | 17356 | 101.9 | 170 | 80+ | 3000 | 473.989
| DM1119356 | Shop A LED1x3800 J163 T840 L100 LO1 L1 LL | non-dimmable, I, IP20, IK05, UGR≤22, 100° beam optic, white steel body, for in-line connection, through wired, 5x1.5mm2, two 5-pole connectors | 1132 | 45 | 65 |  | 100000/L80B10 | 3 | 3678 | 21.8 | 169 | 80+ | 4000 | 204.551
| DM1119357 | Shop A LED1x5300 J164 T840 L100 LO2 L1 LL | non-dimmable, I, IP20, IK05, 100° beam optic, white steel body, for in-line connection, through wired, 5x1.5mm2, two 5-pole connectors | 1132 | 45 | 65 |  | 100000/L80B10 | 3 | 5096 | 31.7 | 161 | 80+ | 4000 | 230.179
| DM1119358 | Shop A LED1x5550 J165 T840 L100 LO3 L1 LL | non-dimmable, I, IP20, IK05, 100° beam optic, white steel body, for in-line connection, through wired, 5x1.5mm2, two 5-pole connectors | 1132 | 45 | 65 |  | 100000/L80B10 | 3 | 5350 | 30 | 178 | 80+ | 4000 | 236.586
| DM1119359 | Shop A LED1x6600 J166 T840 L100 LO4 L1 LL | non-dimmable, I, IP20, IK05, 100° beam optic, white steel body, for in-line connection, through wired, 5x1.5mm2, two 5-pole connectors | 1132 | 45 | 65 |  | 100000/L80B10 | 3 | 6362 | 35.9 | 177 | 80+ | 4000 | 236.586
| DM1119360 | Shop A LED1x7600 J167 T840 L100 LO5 L1 LL | non-dimmable, I, IP20, IK05, 100° beam optic, white steel body, for in-line connection, through wired, 5x1.5mm2, two 5-pole connectors | 1132 | 45 | 65 |  | 100000/L80B10 | 3 | 7318 | 41.6 | 176 | 80+ | 4000 | 245.444
| DM1119361 | Shop A LED1x4750 J168 T840 L100 LO1 L1 LL | non-dimmable, I, IP20, IK05, UGR≤22, 100° beam optic, white steel body, for in-line connection, through wired, 5x1.5mm2, two 5-pole connectors | 1413 | 45 | 65 |  | 100000/L80B10 | 3 | 4597 | 27 | 170 | 80+ | 4000 | 228.631
| DM1119362 | Shop A LED1x6600 J169 T840 L100 LO2 L1 LL | non-dimmable, I, IP20, IK05, 100° beam optic, white steel body, for in-line connection, through wired, 5x1.5mm2, two 5-pole connectors | 1413 | 45 | 65 |  | 100000/L80B10 | 3 | 6370 | 38.7 | 165 | 80+ | 4000 | 255.162
| DM1119363 | Shop A LED1x6950 J170 T840 L100 LO3 L1 LL | non-dimmable, I, IP20, IK05, 100° beam optic, white steel body, for in-line connection, through wired, 5x1.5mm2, two 5-pole connectors | 1413 | 45 | 65 |  | 100000/L80B10 | 3 | 6688 | 36.7 | 182 | 80+ | 4000 | 273.566
| DM1119364 | Shop A LED1x8250 J171 T840 L100 LO4 L1 LL | non-dimmable, I, IP20, IK05, 100° beam optic, white steel body, for in-line connection, through wired, 5x1.5mm2, two 5-pole connectors | 1413 | 45 | 65 |  | 100000/L80B10 | 3 | 7952 | 44.4 | 179 | 80+ | 4000 | 271.975
| DM1119365 | Shop A LED1x9450 J172 T840 L100 LO5 L1 LL | non-dimmable, I, IP20, IK05, 100° beam optic, white steel body, for in-line connection, through wired, 5x1.5mm2, two 5-pole connectors | 1413 | 45 | 65 |  | 100000/L80B10 | 3 | 9147 | 51.5 | 178 | 80+ | 4000 | 271.975
| DM1119366 | Shop A LED1x9500 J173 T840 L100 LO1 L1 LL | non-dimmable, I, IP20, IK05, UGR≤22, 100° beam optic, white steel body, for in-line connection, through wired, 5x1.5mm2, two 5-pole connectors | 2818 | 45 | 65 |  | 100000/L80B10 | 3 | 9195 | 51.6 | 178 | 80+ | 4000 | 422.475
| DM1119367 | Shop A LED1x13150 J174 T840 L100 LO2 L1 LL | non-dimmable, I, IP20, IK05, 100° beam optic, white steel body, for in-line connection, through wired, 5x1.5mm2, two 5-pole connectors | 2818 | 45 | 65 |  | 100000/L80B10 | 3 | 12739 | 75 | 170 | 80+ | 4000 | 429.742
| DM1119368 | Shop A LED1x13850 J175 T840 L100 LO3 L1 LL | non-dimmable, I, IP20, IK05, 100° beam optic, white steel body, for in-line connection, through wired, 5x1.5mm2, two 5-pole connectors | 2818 | 45 | 65 |  | 100000/L80B10 | 3 | 13376 | 72.7 | 184 | 80+ | 4000 | 467.41
| DM1119369 | Shop A LED1x16450 J176 T840 L100 LO4 L1 LL | non-dimmable, I, IP20, IK05, 100° beam optic, white steel body, for in-line connection, through wired, 5x1.5mm2, two 5-pole connectors | 2818 | 45 | 65 |  | 100000/L80B10 | 3 | 15905 | 87 | 183 | 80+ | 4000 | 473.989
| DM1119370 | Shop A LED1x18900 J177 T840 L100 LO5 L1 LL | non-dimmable, I, IP20, IK05, 100° beam optic, white steel body, for in-line connection, through wired, 5x1.5mm2, two 5-pole connectors | 2818 | 45 | 65 |  | 100000/L80B10 | 3 | 18294 | 101.9 | 180 | 80+ | 4000 | 473.989
| DM1119371 | Shop A LED1x3800 J163 T830 L2A25 LO1 L1 LL | non-dimmable, I, IP20, IK05, UGR≤19, double asymmetrical optic, white steel body, for in-line connection, through wired, 5x1.5mm2, two 5-pole connectors | 1132 | 45 | 65 |  | 100000/L80B10 | 3 | 3602 | 21.8 | 165 | 80+ | 3000 | 204.551
| DM1119372 | Shop A LED1x5300 J164 T830 L2A25 LO2 L1 LL | non-dimmable, I, IP20, IK05, UGR≤19, double asymmetrical optic, white steel body, for in-line connection, through wired, 5x1.5mm2, two 5-pole connectors | 1132 | 45 | 65 |  | 100000/L80B10 | 3 | 4990 | 31.7 | 157 | 80+ | 3000 | 230.179
| DM1119373 | Shop A LED1x5550 J165 T830 L2A25 LO3 L1 LL | non-dimmable, I, IP20, IK05, UGR≤19, double asymmetrical optic, white steel body, for in-line connection, through wired, 5x1.5mm2, two 5-pole connectors | 1132 | 45 | 65 |  | 100000/L80B10 | 3 | 5240 | 30 | 175 | 80+ | 3000 | 236.586
| DM1119374 | Shop A LED1x6600 J166 T830 L2A25 LO4 L1 LL | non-dimmable, I, IP20, IK05, UGR≤22, double asymmetrical optic, white steel body, for in-line connection, through wired, 5x1.5mm2, two 5-pole connectors | 1132 | 45 | 65 |  | 100000/L80B10 | 3 | 6230 | 35.9 | 174 | 80+ | 3000 | 236.586
| DM1119375 | Shop A LED1x7600 J167 T830 L2A25 LO5 L1 LL | non-dimmable, I, IP20, IK05, UGR≤22, double asymmetrical optic, white steel body, for in-line connection, through wired, 5x1.5mm2, two 5-pole connectors | 1132 | 45 | 65 |  | 100000/L80B10 | 3 | 7166 | 41.6 | 172 | 80+ | 3000 | 245.444
| DM1119376 | Shop A LED1x4750 J168 T830 L2A25 LO1 L1 LL | non-dimmable, I, IP20, IK05, UGR≤19, double asymmetrical optic, white steel body, for in-line connection, through wired, 5x1.5mm2, two 5-pole connectors | 1413 | 45 | 65 |  | 100000/L80B10 | 3 | 4502 | 27 | 167 | 80+ | 3000 | 228.631
| DM1119377 | Shop A LED1x6600 J169 T830 L2A25 LO2 L1 LL | non-dimmable, I, IP20, IK05, UGR≤19, double asymmetrical optic, white steel body, for in-line connection, through wired, 5x1.5mm2, two 5-pole connectors | 1413 | 45 | 65 |  | 100000/L80B10 | 3 | 6238 | 38.7 | 161 | 80+ | 3000 | 255.162
| DM1119378 | Shop A LED1x6950 J170 T830 L2A25 LO3 L1 LL | non-dimmable, I, IP20, IK05, UGR≤19, double asymmetrical optic, white steel body, for in-line connection, through wired, 5x1.5mm2, two 5-pole connectors | 1413 | 45 | 65 |  | 100000/L80B10 | 3 | 6550 | 36.7 | 178 | 80+ | 3000 | 273.566
| DM1119379 | Shop A LED1x8250 J171 T830 L2A25 LO4 L1 LL | non-dimmable, I, IP20, IK05, UGR≤22, double asymmetrical optic, white steel body, for in-line connection, through wired, 5x1.5mm2, two 5-pole connectors | 1413 | 45 | 65 |  | 100000/L80B10 | 3 | 7788 | 44.4 | 175 | 80+ | 3000 | 271.975
| DM1119380 | Shop A LED1x9450 J172 T830 L2A25 LO5 L1 LL | non-dimmable, I, IP20, IK05, UGR≤22, double asymmetrical optic, white steel body, for in-line connection, through wired, 5x1.5mm2, two 5-pole connectors | 1413 | 45 | 65 |  | 100000/L80B10 | 3 | 8958 | 51.5 | 174 | 80+ | 3000 | 271.975
| DM1119381 | Shop A LED1x9500 J173 T830 L2A25 LO1 L1 LL | non-dimmable, I, IP20, IK05, UGR≤19, double asymmetrical optic, white steel body, for in-line connection, through wired, 5x1.5mm2, two 5-pole connectors | 2818 | 45 | 65 |  | 100000/L80B10 | 3 | 9004 | 51.6 | 174 | 80+ | 3000 | 422.475
| DM1119382 | Shop A LED1x13150 J174 T830 L2A25 LO2 L1 LL | non-dimmable, I, IP20, IK05, UGR≤19, double asymmetrical optic, white steel body, for in-line connection, through wired, 5x1.5mm2, two 5-pole connectors | 2818 | 45 | 65 |  | 100000/L80B10 | 3 | 12476 | 75 | 166 | 80+ | 3000 | 429.742
| DM1119383 | Shop A LED1x13850 J175 T830 L2A25 LO3 L1 LL | non-dimmable, I, IP20, IK05, UGR≤19, double asymmetrical optic, white steel body, for in-line connection, through wired, 5x1.5mm2, two 5-pole connectors | 2818 | 45 | 65 |  | 100000/L80B10 | 3 | 13099 | 72.7 | 180 | 80+ | 3000 | 467.41
| DM1119384 | Shop A LED1x16450 J176 T830 L2A25 LO4 L1 LL | non-dimmable, I, IP20, IK05, UGR≤22, double asymmetrical optic, white steel body, for in-line connection, through wired, 5x1.5mm2, two 5-pole connectors | 2818 | 45 | 65 |  | 100000/L80B10 | 3 | 15576 | 87 | 179 | 80+ | 3000 | 473.989
| DM1119385 | Shop A LED1x18900 J177 T830 L2A25 LO5 L1 LL | non-dimmable, I, IP20, IK05, UGR≤22, double asymmetrical optic, white steel body, for in-line connection, through wired, 5x1.5mm2, two 5-pole connectors | 2818 | 45 | 65 |  | 100000/L80B10 | 3 | 17916 | 101.9 | 176 | 80+ | 3000 | 473.989
| DM1119386 | Shop A LED1x3800 J163 T840 L2A25 LO1 L1 LL | non-dimmable, I, IP20, IK05, UGR≤19, double asymmetrical optic, white steel body, for in-line connection, through wired, 5x1.5mm2, two 5-pole connectors | 1132 | 45 | 65 |  | 100000/L80B10 | 3 | 3796 | 21.8 | 174 | 80+ | 4000 | 204.551
| DM1119387 | Shop A LED1x5300 J164 T840 L2A25 LO2 L1 LL | non-dimmable, I, IP20, IK05, UGR≤19, double asymmetrical optic, white steel body, for in-line connection, through wired, 5x1.5mm2, two 5-pole connectors | 1132 | 45 | 65 |  | 100000/L80B10 | 3 | 5260 | 31.7 | 166 | 80+ | 4000 | 230.179
| DM1119388 | Shop A LED1x5550 J165 T840 L2A25 LO3 L1 LL | non-dimmable, I, IP20, IK05, UGR≤19, double asymmetrical optic, white steel body, for in-line connection, through wired, 5x1.5mm2, two 5-pole connectors | 1132 | 45 | 65 |  | 100000/L80B10 | 3 | 5523 | 30 | 184 | 80+ | 4000 | 236.586
| DM1119389 | Shop A LED1x6600 J166 T840 L2A25 LO4 L1 LL | non-dimmable, I, IP20, IK05, UGR≤22, double asymmetrical optic, white steel body, for in-line connection, through wired, 5x1.5mm2, two 5-pole connectors | 1132 | 45 | 65 |  | 100000/L80B10 | 3 | 6567 | 35.9 | 183 | 80+ | 4000 | 236.586
| DM1119390 | Shop A LED1x7600 J167 T840 L2A25 LO5 L1 LL | non-dimmable, I, IP20, IK05, UGR≤22, double asymmetrical optic, white steel body, for in-line connection, through wired, 5x1.5mm2, two 5-pole connectors | 1132 | 45 | 65 |  | 100000/L80B10 | 3 | 7554 | 41.6 | 182 | 80+ | 4000 | 245.444
| DM1119391 | Shop A LED1x4750 J168 T840 L2A25 LO1 L1 LL | non-dimmable, I, IP20, IK05, UGR≤19, double asymmetrical optic, white steel body, for in-line connection, through wired, 5x1.5mm2, two 5-pole connectors | 1413 | 45 | 65 |  | 100000/L80B10 | 3 | 4746 | 27 | 176 | 80+ | 4000 | 228.631
| DM1119392 | Shop A LED1x6600 J169 T840 L2A25 LO2 L1 LL | non-dimmable, I, IP20, IK05, UGR≤19, double asymmetrical optic, white steel body, for in-line connection, through wired, 5x1.5mm2, two 5-pole connectors | 1413 | 45 | 65 |  | 100000/L80B10 | 3 | 6575 | 38.7 | 170 | 80+ | 4000 | 255.162
| DM1119393 | Shop A LED1x6950 J170 T840 L2A25 LO3 L1 LL | non-dimmable, I, IP20, IK05, UGR≤19, double asymmetrical optic, white steel body, for in-line connection, through wired, 5x1.5mm2, two 5-pole connectors | 1413 | 45 | 65 |  | 100000/L80B10 | 3 | 6904 | 36.7 | 188 | 80+ | 4000 | 273.566
| DM1119394 | Shop A LED1x8250 J171 T840 L2A25 LO4 L1 LL | non-dimmable, I, IP20, IK05, UGR≤22, double asymmetrical optic, white steel body, for in-line connection, through wired, 5x1.5mm2, two 5-pole connectors | 1413 | 45 | 65 |  | 100000/L80B10 | 3 | 8209 | 44.4 | 185 | 80+ | 4000 | 271.975
| DM1119395 | Shop A LED1x9450 J172 T840 L2A25 LO5 L1 LL | non-dimmable, I, IP20, IK05, UGR≤22, double asymmetrical optic, white steel body, for in-line connection, through wired, 5x1.5mm2, two 5-pole connectors | 1413 | 45 | 65 |  | 100000/L80B10 | 3 | 9442 | 51.5 | 183 | 80+ | 4000 | 271.975
| DM1119396 | Shop A LED1x9500 J173 T840 L2A25 LO1 L1 LL | non-dimmable, I, IP20, IK05, UGR≤19, double asymmetrical optic, white steel body, for in-line connection, through wired, 5x1.5mm2, two 5-pole connectors | 2818 | 45 | 65 |  | 100000/L80B10 | 3 | 9491 | 51.6 | 184 | 80+ | 4000 | 422.475
| DM1119397 | Shop A LED1x13150 J174 T840 L2A25 LO2 L1 LL | non-dimmable, I, IP20, IK05, UGR≤19, double asymmetrical optic, white steel body, for in-line connection, through wired, 5x1.5mm2, two 5-pole connectors | 2818 | 45 | 65 |  | 100000/L80B10 | 3 | 13150 | 75 | 175 | 80+ | 4000 | 429.742
| DM1119398 | Shop A LED1x13850 J175 T840 L2A25 LO3 L1 LL | non-dimmable, I, IP20, IK05, UGR≤19, double asymmetrical optic, white steel body, for in-line connection, through wired, 5x1.5mm2, two 5-pole connectors | 2818 | 45 | 65 |  | 100000/L80B10 | 3 | 13808 | 72.7 | 190 | 80+ | 4000 | 467.41
| DM1119399 | Shop A LED1x16450 J176 T840 L2A25 LO4 L1 LL | non-dimmable, I, IP20, IK05, UGR≤22, double asymmetrical optic, white steel body, for in-line connection, through wired, 5x1.5mm2, two 5-pole connectors | 2818 | 45 | 65 |  | 100000/L80B10 | 3 | 16418 | 87 | 189 | 80+ | 4000 | 473.989
| DM1119400 | Shop A LED1x18900 J177 T840 L2A25 LO5 L1 LL | non-dimmable, I, IP20, IK05, UGR≤22, double asymmetrical optic, white steel body, for in-line connection, through wired, 5x1.5mm2, two 5-pole connectors | 2818 | 45 | 65 |  | 100000/L80B10 | 3 | 18884 | 101.9 | 185 | 80+ | 4000 | 473.989
| DM1119499 | Shop A LED1x3800 J163 T830 L1A18-L LO1 L1 LL | non-dimmable, I, IP20, IK05, asymmetrical optic, left direction, white steel body, for in-line connection, through wired, 5x1.5mm2, two 5-pole connectors | 1132 | 45 | 65 |  | 100000/L80B10 | 3 | 3527 | 21.8 | 162 | 80+ | 3000 | 204.551
| DM1119500 | Shop A LED1x5300 J164 T830 L1A18-L LO2 L1 LL | non-dimmable, I, IP20, IK05, asymmetrical optic, left direction, white steel body, for in-line connection, through wired, 5x1.5mm2, two 5-pole connectors | 1132 | 45 | 65 |  | 100000/L80B10 | 3 | 4886 | 31.7 | 154 | 80+ | 3000 | 230.179
| DM1119501 | Shop A LED1x5550 J165 T830 L1A18-L LO3 L1 LL | non-dimmable, I, IP20, IK05, asymmetrical optic, left direction, white steel body, for in-line connection, through wired, 5x1.5mm2, two 5-pole connectors | 1132 | 45 | 65 |  | 100000/L80B10 | 3 | 5131 | 30 | 171 | 80+ | 3000 | 236.586
| DM1119502 | Shop A LED1x6600 J166 T830 L1A18-L LO4 L1 LL | non-dimmable, I, IP20, IK05, asymmetrical optic, left direction, white steel body, for in-line connection, through wired, 5x1.5mm2, two 5-pole connectors | 1132 | 45 | 65 |  | 100000/L80B10 | 3 | 6100 | 35.9 | 170 | 80+ | 3000 | 236.586
| DM1119503 | Shop A LED1x7600 J167 T830 L1A18-L LO5 L1 LL | non-dimmable, I, IP20, IK05, asymmetrical optic, left direction, white steel body, for in-line connection, through wired, 5x1.5mm2, two 5-pole connectors | 1132 | 45 | 65 |  | 100000/L80B10 | 3 | 7017 | 41.6 | 169 | 80+ | 3000 | 245.444
| DM1119504 | Shop A LED1x4750 J168 T830 L1A18-L LO1 L1 LL | non-dimmable, I, IP20, IK05, asymmetrical optic, left direction, white steel body, for in-line connection, through wired, 5x1.5mm2, two 5-pole connectors | 1413 | 45 | 65 |  | 100000/L80B10 | 3 | 4408 | 27 | 163 | 80+ | 3000 | 228.631
| DM1119505 | Shop A LED1x6600 J169 T830 L1A18-L LO2 L1 LL | non-dimmable, I, IP20, IK05, asymmetrical optic, left direction, white steel body, for in-line connection, through wired, 5x1.5mm2, two 5-pole connectors | 1413 | 45 | 65 |  | 100000/L80B10 | 3 | 6108 | 38.7 | 158 | 80+ | 3000 | 255.162
| DM1119506 | Shop A LED1x6950 J170 T830 L1A18-L LO3 L1 LL | non-dimmable, I, IP20, IK05, asymmetrical optic, left direction, white steel body, for in-line connection, through wired, 5x1.5mm2, two 5-pole connectors | 1413 | 45 | 65 |  | 100000/L80B10 | 3 | 6413 | 36.7 | 175 | 80+ | 3000 | 273.566
| DM1119507 | Shop A LED1x8250 J171 T830 L1A18-L LO4 L1 LL | non-dimmable, I, IP20, IK05, asymmetrical optic, left direction, white steel body, for in-line connection, through wired, 5x1.5mm2, two 5-pole connectors | 1413 | 45 | 65 |  | 100000/L80B10 | 3 | 7626 | 44.4 | 172 | 80+ | 3000 | 271.975
| DM1119508 | Shop A LED1x9450 J172 T830 L1A18-L LO5 L1 LL | non-dimmable, I, IP20, IK05, asymmetrical optic, left direction, white steel body, for in-line connection, through wired, 5x1.5mm2, two 5-pole connectors | 1413 | 45 | 65 |  | 100000/L80B10 | 3 | 8771 | 51.5 | 170 | 80+ | 3000 | 271.975
| DM1119509 | Shop A LED1x9500 J173 T830 L1A18-L LO1 L1 LL | non-dimmable, I, IP20, IK05, asymmetrical optic, left direction, white steel body, for in-line connection, through wired, 5x1.5mm2, two 5-pole connectors | 2818 | 45 | 65 |  | 100000/L80B10 | 3 | 8817 | 51.6 | 171 | 80+ | 3000 | 422.475
| DM1119510 | Shop A LED1x13150 J174 T830 L1A18-L LO2 L1 LL | non-dimmable, I, IP20, IK05, asymmetrical optic, left direction, white steel body, for in-line connection, through wired, 5x1.5mm2, two 5-pole connectors | 2818 | 45 | 65 |  | 100000/L80B10 | 3 | 12216 | 75 | 163 | 80+ | 3000 | 429.742
| DM1119511 | Shop A LED1x13850 J175 T830 L1A18-L LO3 L1 LL | non-dimmable, I, IP20, IK05, asymmetrical optic, left direction, white steel body, for in-line connection, through wired, 5x1.5mm2, two 5-pole connectors | 2818 | 45 | 65 |  | 100000/L80B10 | 3 | 12827 | 72.7 | 176 | 80+ | 3000 | 467.41
| DM1119512 | Shop A LED1x16450 J176 T830 L1A18-L LO4 L1 LL | non-dimmable, I, IP20, IK05, asymmetrical optic, left direction, white steel body, for in-line connection, through wired, 5x1.5mm2, two 5-pole connectors | 2818 | 45 | 65 |  | 100000/L80B10 | 3 | 15251 | 87 | 175 | 80+ | 3000 | 473.989
| DM1119513 | Shop A LED1x18900 J177 T830 L1A18-L LO5 L1 LL | non-dimmable, I, IP20, IK05, asymmetrical optic, left direction, white steel body, for in-line connection, through wired, 5x1.5mm2, two 5-pole connectors | 2818 | 45 | 65 |  | 100000/L80B10 | 3 | 17543 | 101.9 | 172 | 80+ | 3000 | 473.989
| DM1119514 | Shop A LED1x3800 J163 T840 L1A18-L LO1 L1 LL | non-dimmable, I, IP20, IK05, asymmetrical optic, left direction, white steel body, for in-line connection, through wired, 5x1.5mm2, two 5-pole connectors | 1132 | 45 | 65 |  | 100000/L80B10 | 3 | 3717 | 21.8 | 171 | 80+ | 4000 | 204.551
| DM1119515 | Shop A LED1x5300 J164 T840 L1A18-L LO2 L1 LL | non-dimmable, I, IP20, IK05, asymmetrical optic, left direction, white steel body, for in-line connection, through wired, 5x1.5mm2, two 5-pole connectors | 1132 | 45 | 65 |  | 100000/L80B10 | 3 | 5150 | 31.7 | 162 | 80+ | 4000 | 230.179
| DM1119516 | Shop A LED1x5550 J165 T840 L1A18-L LO3 L1 LL | non-dimmable, I, IP20, IK05, asymmetrical optic, left direction, white steel body, for in-line connection, through wired, 5x1.5mm2, two 5-pole connectors | 1132 | 45 | 65 |  | 100000/L80B10 | 3 | 5408 | 30 | 180 | 80+ | 4000 | 236.586
| DM1119517 | Shop A LED1x6600 J166 T840 L1A18-L LO4 L1 LL | non-dimmable, I, IP20, IK05, asymmetrical optic, left direction, white steel body, for in-line connection, through wired, 5x1.5mm2, two 5-pole connectors | 1132 | 45 | 65 |  | 100000/L80B10 | 3 | 6430 | 35.9 | 179 | 80+ | 4000 | 236.586
| DM1119518 | Shop A LED1x7600 J167 T840 L1A18-L LO5 L1 LL | non-dimmable, I, IP20, IK05, asymmetrical optic, left direction, white steel body, for in-line connection, through wired, 5x1.5mm2, two 5-pole connectors | 1132 | 45 | 65 |  | 100000/L80B10 | 3 | 7396 | 41.6 | 178 | 80+ | 4000 | 245.444
| DM1119519 | Shop A LED1x4750 J168 T840 L1A18-L LO1 L1 LL | non-dimmable, I, IP20, IK05, asymmetrical optic, left direction, white steel body, for in-line connection, through wired, 5x1.5mm2, two 5-pole connectors | 1413 | 45 | 65 |  | 100000/L80B10 | 3 | 4647 | 27 | 172 | 80+ | 4000 | 228.631
| DM1119520 | Shop A LED1x6600 J169 T840 L1A18-L LO2 L1 LL | non-dimmable, I, IP20, IK05, asymmetrical optic, left direction, white steel body, for in-line connection, through wired, 5x1.5mm2, two 5-pole connectors | 1413 | 45 | 65 |  | 100000/L80B10 | 3 | 6438 | 38.7 | 166 | 80+ | 4000 | 255.162
| DM1119521 | Shop A LED1x6950 J170 T840 L1A18-L LO3 L1 LL | non-dimmable, I, IP20, IK05, asymmetrical optic, left direction, white steel body, for in-line connection, through wired, 5x1.5mm2, two 5-pole connectors | 1413 | 45 | 65 |  | 100000/L80B10 | 3 | 6760 | 36.7 | 184 | 80+ | 4000 | 273.566
| DM1119522 | Shop A LED1x8250 J171 T840 L1A18-L LO4 L1 LL | non-dimmable, I, IP20, IK05, asymmetrical optic, left direction, white steel body, for in-line connection, through wired, 5x1.5mm2, two 5-pole connectors | 1413 | 45 | 65 |  | 100000/L80B10 | 3 | 8038 | 44.4 | 181 | 80+ | 4000 | 271.975
| DM1119523 | Shop A LED1x9450 J172 T840 L1A18-L LO5 L1 LL | non-dimmable, I, IP20, IK05, asymmetrical optic, left direction, white steel body, for in-line connection, through wired, 5x1.5mm2, two 5-pole connectors | 1413 | 45 | 65 |  | 100000/L80B10 | 3 | 9246 | 51.5 | 180 | 80+ | 4000 | 271.975
| DM1119524 | Shop A LED1x9500 J173 T840 L1A18-L LO1 L1 LL | non-dimmable, I, IP20, IK05, asymmetrical optic, left direction, white steel body, for in-line connection, through wired, 5x1.5mm2, two 5-pole connectors | 2818 | 45 | 65 |  | 100000/L80B10 | 3 | 9293 | 51.6 | 180 | 80+ | 4000 | 422.475
| DM1119525 | Shop A LED1x13150 J174 T840 L1A18-L LO2 L1 LL | non-dimmable, I, IP20, IK05, asymmetrical optic, left direction, white steel body, for in-line connection, through wired, 5x1.5mm2, two 5-pole connectors | 2818 | 45 | 65 |  | 100000/L80B10 | 3 | 12876 | 75 | 172 | 80+ | 4000 | 429.742
| DM1119526 | Shop A LED1x13850 J175 T840 L1A18-L LO3 L1 LL | non-dimmable, I, IP20, IK05, asymmetrical optic, left direction, white steel body, for in-line connection, through wired, 5x1.5mm2, two 5-pole connectors | 2818 | 45 | 65 |  | 100000/L80B10 | 3 | 13520 | 72.7 | 186 | 80+ | 4000 | 467.41
| DM1119527 | Shop A LED1x16450 J176 T840 L1A18-L LO4 L1 LL | non-dimmable, I, IP20, IK05, asymmetrical optic, left direction, white steel body, for in-line connection, through wired, 5x1.5mm2, two 5-pole connectors | 2818 | 45 | 65 |  | 100000/L80B10 | 3 | 16076 | 87 | 185 | 80+ | 4000 | 473.989
| DM1119528 | Shop A LED1x18900 J177 T840 L1A18-L LO5 L1 LL | non-dimmable, I, IP20, IK05, asymmetrical optic, left direction, white steel body, for in-line connection, through wired, 5x1.5mm2, two 5-pole connectors | 2818 | 45 | 65 |  | 100000/L80B10 | 3 | 18491 | 101.9 | 181 | 80+ | 4000 | 473.989
| DM1119529 | Shop A LED1x3800 J163 T830 L1A18-R LO1 L1 LL | non-dimmable, I, IP20, IK05, asymmetrical optic, right direction, white steel body, for in-line connection, through wired, 5x1.5mm2, two 5-pole connectors | 1132 | 45 | 65 |  | 100000/L80B10 | 3 | 3527 | 21.8 | 162 | 80+ | 3000 | 204.551
| DM1119530 | Shop A LED1x5300 J164 T830 L1A18-R LO2 L1 LL | non-dimmable, I, IP20, IK05, asymmetrical optic, right direction, white steel body, for in-line connection, through wired, 5x1.5mm2, two 5-pole connectors | 1132 | 45 | 65 |  | 100000/L80B10 | 3 | 4886 | 31.7 | 154 | 80+ | 3000 | 230.179
| DM1119531 | Shop A LED1x5550 J165 T830 L1A18-R LO3 L1 LL | non-dimmable, I, IP20, IK05, asymmetrical optic, right direction, white steel body, for in-line connection, through wired, 5x1.5mm2, two 5-pole connectors | 1132 | 45 | 65 |  | 100000/L80B10 | 3 | 5131 | 30 | 171 | 80+ | 3000 | 236.586
| DM1119532 | Shop A LED1x6600 J166 T830 L1A18-R LO4 L1 LL | non-dimmable, I, IP20, IK05, asymmetrical optic, right direction, white steel body, for in-line connection, through wired, 5x1.5mm2, two 5-pole connectors | 1132 | 45 | 65 |  | 100000/L80B10 | 3 | 6100 | 35.9 | 170 | 80+ | 3000 | 236.586
| DM1119533 | Shop A LED1x7600 J167 T830 L1A18-R LO5 L1 LL | non-dimmable, I, IP20, IK05, asymmetrical optic, right direction, white steel body, for in-line connection, through wired, 5x1.5mm2, two 5-pole connectors | 1132 | 45 | 65 |  | 100000/L80B10 | 3 | 7017 | 41.6 | 169 | 80+ | 3000 | 245.444
| DM1119534 | Shop A LED1x4750 J168 T830 L1A18-R LO1 L1 LL | non-dimmable, I, IP20, IK05, asymmetrical optic, right direction, white steel body, for in-line connection, through wired, 5x1.5mm2, two 5-pole connectors | 1413 | 45 | 65 |  | 100000/L80B10 | 3 | 4408 | 27 | 163 | 80+ | 3000 | 228.631
| DM1119535 | Shop A LED1x6600 J169 T830 L1A18-R LO2 L1 LL | non-dimmable, I, IP20, IK05, asymmetrical optic, right direction, white steel body, for in-line connection, through wired, 5x1.5mm2, two 5-pole connectors | 1413 | 45 | 65 |  | 100000/L80B10 | 3 | 6108 | 38.7 | 158 | 80+ | 3000 | 255.162
| DM1119536 | Shop A LED1x6950 J170 T830 L1A18-R LO3 L1 LL | non-dimmable, I, IP20, IK05, asymmetrical optic, right direction, white steel body, for in-line connection, through wired, 5x1.5mm2, two 5-pole connectors | 1413 | 45 | 65 |  | 100000/L80B10 | 3 | 6413 | 36.7 | 175 | 80+ | 3000 | 273.566
| DM1119537 | Shop A LED1x8250 J171 T830 L1A18-R LO4 L1 LL | non-dimmable, I, IP20, IK05, asymmetrical optic, right direction, white steel body, for in-line connection, through wired, 5x1.5mm2, two 5-pole connectors | 1413 | 45 | 65 |  | 100000/L80B10 | 3 | 7626 | 44.4 | 172 | 80+ | 3000 | 271.975
| DM1119538 | Shop A LED1x9450 J172 T830 L1A18-R LO5 L1 LL | non-dimmable, I, IP20, IK05, asymmetrical optic, right direction, white steel body, for in-line connection, through wired, 5x1.5mm2, two 5-pole connectors | 1413 | 45 | 65 |  | 100000/L80B10 | 3 | 8771 | 51.5 | 170 | 80+ | 3000 | 271.975
| DM1119539 | Shop A LED1x9500 J173 T830 L1A18-R LO1 L1 LL | non-dimmable, I, IP20, IK05, asymmetrical optic, right direction, white steel body, for in-line connection, through wired, 5x1.5mm2, two 5-pole connectors | 2818 | 45 | 65 |  | 100000/L80B10 | 3 | 8817 | 51.6 | 171 | 80+ | 3000 | 422.475
| DM1119540 | Shop A LED1x13150 J174 T830 L1A18-R LO2 L1 LL | non-dimmable, I, IP20, IK05, asymmetrical optic, right direction, white steel body, for in-line connection, through wired, 5x1.5mm2, two 5-pole connectors | 2818 | 45 | 65 |  | 100000/L80B10 | 3 | 12216 | 75 | 163 | 80+ | 3000 | 429.742
| DM1119541 | Shop A LED1x13850 J175 T830 L1A18-R LO3 L1 LL | non-dimmable, I, IP20, IK05, asymmetrical optic, right direction, white steel body, for in-line connection, through wired, 5x1.5mm2, two 5-pole connectors | 2818 | 45 | 65 |  | 100000/L80B10 | 3 | 12827 | 72.7 | 176 | 80+ | 3000 | 467.41
| DM1119542 | Shop A LED1x16450 J176 T830 L1A18-R LO4 L1 LL | non-dimmable, I, IP20, IK05, asymmetrical optic, right direction, white steel body, for in-line connection, through wired, 5x1.5mm2, two 5-pole connectors | 2818 | 45 | 65 |  | 100000/L80B10 | 3 | 15251 | 87 | 175 | 80+ | 3000 | 473.989
| DM1119543 | Shop A LED1x18900 J177 T830 L1A18-R LO5 L1 LL | non-dimmable, I, IP20, IK05, asymmetrical optic, right direction, white steel body, for in-line connection, through wired, 5x1.5mm2, two 5-pole connectors | 2818 | 45 | 65 |  | 100000/L80B10 | 3 | 17543 | 101.9 | 172 | 80+ | 3000 | 473.989
| DM1119544 | Shop A LED1x3800 J163 T840 L1A18-R LO1 L1 LL | non-dimmable, I, IP20, IK05, asymmetrical optic, right direction, white steel body, for in-line connection, through wired, 5x1.5mm2, two 5-pole connectors | 1132 | 45 | 65 |  | 100000/L80B10 | 3 | 3717 | 21.8 | 171 | 80+ | 4000 | 204.551
| DM1119545 | Shop A LED1x5300 J164 T840 L1A18-R LO2 L1 LL | non-dimmable, I, IP20, IK05, asymmetrical optic, right direction, white steel body, for in-line connection, through wired, 5x1.5mm2, two 5-pole connectors | 1132 | 45 | 65 |  | 100000/L80B10 | 3 | 5150 | 31.7 | 162 | 80+ | 4000 | 230.179
| DM1119546 | Shop A LED1x5550 J165 T840 L1A18-R LO3 L1 LL | non-dimmable, I, IP20, IK05, asymmetrical optic, right direction, white steel body, for in-line connection, through wired, 5x1.5mm2, two 5-pole connectors | 1132 | 45 | 65 |  | 100000/L80B10 | 3 | 5408 | 30 | 180 | 80+ | 4000 | 236.586
| DM1119547 | Shop A LED1x6600 J166 T840 L1A18-R LO4 L1 LL | non-dimmable, I, IP20, IK05, asymmetrical optic, right direction, white steel body, for in-line connection, through wired, 5x1.5mm2, two 5-pole connectors | 1132 | 45 | 65 |  | 100000/L80B10 | 3 | 6430 | 35.9 | 179 | 80+ | 4000 | 236.586
| DM1119548 | Shop A LED1x7600 J167 T840 L1A18-R LO5 L1 LL | non-dimmable, I, IP20, IK05, asymmetrical optic, right direction, white steel body, for in-line connection, through wired, 5x1.5mm2, two 5-pole connectors | 1132 | 45 | 65 |  | 100000/L80B10 | 3 | 7396 | 41.6 | 178 | 80+ | 4000 | 245.444
| DM1119549 | Shop A LED1x4750 J168 T840 L1A18-R LO1 L1 LL | non-dimmable, I, IP20, IK05, asymmetrical optic, right direction, white steel body, for in-line connection, through wired, 5x1.5mm2, two 5-pole connectors | 1413 | 45 | 65 |  | 100000/L80B10 | 3 | 4647 | 27 | 172 | 80+ | 4000 | 228.631
| DM1119550 | Shop A LED1x6600 J169 T840 L1A18-R LO2 L1 LL | non-dimmable, I, IP20, IK05, asymmetrical optic, right direction, white steel body, for in-line connection, through wired, 5x1.5mm2, two 5-pole connectors | 1413 | 45 | 65 |  | 100000/L80B10 | 3 | 6438 | 38.7 | 166 | 80+ | 4000 | 255.162
| DM1119551 | Shop A LED1x6950 J170 T840 L1A18-R LO3 L1 LL | non-dimmable, I, IP20, IK05, asymmetrical optic, right direction, white steel body, for in-line connection, through wired, 5x1.5mm2, two 5-pole connectors | 1413 | 45 | 65 |  | 100000/L80B10 | 3 | 6760 | 36.7 | 184 | 80+ | 4000 | 273.566
| DM1119552 | Shop A LED1x8250 J171 T840 L1A18-R LO4 L1 LL | non-dimmable, I, IP20, IK05, asymmetrical optic, right direction, white steel body, for in-line connection, through wired, 5x1.5mm2, two 5-pole connectors | 1413 | 45 | 65 |  | 100000/L80B10 | 3 | 8038 | 44.4 | 181 | 80+ | 4000 | 271.975
| DM1119553 | Shop A LED1x9450 J172 T840 L1A18-R LO5 L1 LL | non-dimmable, I, IP20, IK05, asymmetrical optic, right direction, white steel body, for in-line connection, through wired, 5x1.5mm2, two 5-pole connectors | 1413 | 45 | 65 |  | 100000/L80B10 | 3 | 9246 | 51.5 | 180 | 80+ | 4000 | 271.975
| DM1119554 | Shop A LED1x9500 J173 T840 L1A18-R LO1 L1 LL | non-dimmable, I, IP20, IK05, asymmetrical optic, right direction, white steel body, for in-line connection, through wired, 5x1.5mm2, two 5-pole connectors | 2818 | 45 | 65 |  | 100000/L80B10 | 3 | 9293 | 51.6 | 180 | 80+ | 4000 | 422.475
| DM1119555 | Shop A LED1x13150 J174 T840 L1A18-R LO2 L1 LL | non-dimmable, I, IP20, IK05, asymmetrical optic, right direction, white steel body, for in-line connection, through wired, 5x1.5mm2, two 5-pole connectors | 2818 | 45 | 65 |  | 100000/L80B10 | 3 | 12876 | 75 | 172 | 80+ | 4000 | 429.742
| DM1119556 | Shop A LED1x13850 J175 T840 L1A18-R LO3 L1 LL | non-dimmable, I, IP20, IK05, asymmetrical optic, right direction, white steel body, for in-line connection, through wired, 5x1.5mm2, two 5-pole connectors | 2818 | 45 | 65 |  | 100000/L80B10 | 3 | 13520 | 72.7 | 186 | 80+ | 4000 | 467.41
| DM1119557 | Shop A LED1x16450 J176 T840 L1A18-R LO4 L1 LL | non-dimmable, I, IP20, IK05, asymmetrical optic, right direction, white steel body, for in-line connection, through wired, 5x1.5mm2, two 5-pole connectors | 2818 | 45 | 65 |  | 100000/L80B10 | 3 | 16076 | 87 | 185 | 80+ | 4000 | 473.989
| DM1119558 | Shop A LED1x18900 J177 T840 L1A18-R LO5 L1 LL | non-dimmable, I, IP20, IK05, asymmetrical optic, right direction, white steel body, for in-line connection, through wired, 5x1.5mm2, two 5-pole connectors | 2818 | 45 | 65 |  | 100000/L80B10 | 3 | 18491 | 101.9 | 181 | 80+ | 4000 | 473.989
*note - for versions: LO1, LO2 - only every second LED lights up
Available options:
|  | T830 | Colour temperature 3000K, CRI 80+
|  | T840 | Colour temperature 4000K, CRI 80+
|  | T930 (J163...J164) | Colour temperature 3000K, CRI 90+ | [11 empty] | 2.537
|  | T930 (J165...J167) | Colour temperature 3000K, CRI 90+ | [11 empty] | 4.128
|  | T930 (J168...J169) | Colour temperature 3000K, CRI 90+ | [11 empty] | 3.483
|  | T930 (J170...J172) | Colour temperature 3000K, CRI 90+ | [11 empty] | 5.031
|  | T930 (J173...J174) | Colour temperature 3000K, CRI 90+ | [11 empty] | 5.977
|  | T930 (J175...J177) | Colour temperature 3000K, CRI 90+ | [11 empty] | 9.116
|  | T940 (J163...J164) | Colour temperature 4000K, CRI 90+ | [11 empty] | 2.537
|  | T940 (J165...J167) | Colour temperature 4000K, CRI 90+ | [11 empty] | 4.128
|  | T940 (J168...J169) | Colour temperature 4000K, CRI 90+ | [11 empty] | 3.483
|  | T940 (J170...J172) | Colour temperature 4000K, CRI 90+ | [11 empty] | 5.031
|  | T940 (J173...J174) | Colour temperature 4000K, CRI 90+ | [11 empty] | 5.977
|  | T940 (J175...J177) | Colour temperature 4000K, CRI 90+ | [11 empty] | 9.116
|  | L30 | Optics with 30 beam angle
|  | L40x75 | Optics with 40x75 beam angle
|  | L75W | Optics with 75 beam angle, wide
|  | L75 | Optics with 75 beam angle
|  | L90W | Optics with 90 beam angle, wide
|  | L100 | Optics with 100° beam angle, diffused
|  | L2A25 | Optics with double asymmetric beam
|  | L1A18-L | Optics with asymmetric beam, light direction - left
|  | L1A18-R | Optics with asymmetric beam, light direction - right
|  | LO1...5 | Light output level 1 to 5
|  | DALI (J164...J167; J169...J175; J177) | Driver with DALI interface and switch-control dimming | [11 empty] | 55
|  | DALI (J163; J168; J176) | Driver with DALI interface and switch-control dimming | [11 empty] | 55
|  | DALI 2WIE5D | Driver with DALI interface and switch-control dimming. Two 5-pole DALI "Wieland - gesis classic" type or compatible connectors. Through wired, 3x1.5mm2 + 2x0.5mm2 (DALI).
*note - with 2WIE5D option luminaire is through wired with only one phase.
|  | EM3 | Emergency version 3 hours | [11 empty] | 90
|  | EM3A | Emergency version equipped with an autonomous testing system, 3 hours | [11 empty] | 162.798
|  | EM3D | Emergency version 3 hours with DALI interface | [11 empty] | 268.578
*note - For EM options power supply L3 phase is used. Luminaire is 2LIN and control options are not compatible.
|  | DALI EM3D 2WIE5D | Driver with DALI interface. Two 5-pole DALI "Wieland - gesis classic" type or compatible connectors. Through wired, 3x1.5mm2 + 2x0.5mm2 (DALI). Emergency version 3 hours | [11 empty] | 412.714
*note - with DALI EM3D 2WIE5D option luminaire is throughwired with only one phase. Therefore, luminaire switching on/off is only possible with DALI signal
*note - Operating temperature range for Luminaires with EM option, C: ta 0... +35
|  | L1 | Driver connected to L1 line
|  | L2 | Driver connected to L2 line
|  | L3 | Driver connected to L3 line
|  | RAL (J163...J167, OPTIONAL QNT. ≤10) | RAL colour | [11 empty] | 12.728
|  | RAL (J168...J172, OPTIONAL QNT. ≤10) | RAL colour | [11 empty] | 17.716
|  | RAL (J173...J177, OPTIONAL QNT. ≤10) | RAL colour | [11 empty] | 32.981
|  | RAL (J163...J167, OPTIONAL QNT. >10) | RAL colour | [11 empty] | 4.343
|  | RAL (J168...J172, OPTIONAL QNT. >10) | RAL colour | [11 empty] | 5.977
|  | RAL (J173...J177, OPTIONAL QNT. >10) | RAL colour | [11 empty] | 11.18
Available accessories:
| DM9022958 | Power supply socket 1602/VCB-M-5 5x1.5-2.5mm2 | 5-pole socket (Stucchi - 1602/VCB-M-5) for power supply, 1pcs | [11 empty] | 9.804
*note - please use power supply socket for first in-line luminaire connection to power source
| DM9002149 | Suspension MTG KIT SUSI | Suspension wire set "I" type, 1.5m adjustable, 1pcs | [11 empty] | 12.728
*note - 2pcs MTG SUSI KIT for length up to 2000mm, 3pcs MTG SUSI KIT for lengths 2000 - 3000mm
|  | BLANK Shop A LED L1132mm RAL9003 | Blank part kit for connecting luminaires in-line 1134mm long, 1pcs | [11 empty] | 90.386
|  | BLANK Shop A LED L1413mm RAL9003 | Blank part kit for connecting luminaires in-line 1415mm long, 1pcs | [11 empty] | 107.629
|  | BLANK Shop A LED L2818mm RAL9003 | Blank part kit for connecting luminaires in-line 2820mm long, 1pcs | [11 empty] | 184.814
*BLANK Shop A LED with Capheus B LED luminaire
*Ask for special models
| DM9034161 | END CAP Shop A LED RAL9003 | End cap kit for Shop LSW LED luminaires, 1pcs (extra) | [11 empty] | 10.234
| DM9022161 | CAP4, light grey | Square decorative metal cap for hiding cable inlet with suspension wire attachment point, push-in terminals 3x1x1.5mm2, light grey | [11 empty] | 15.265
| DM9024862 | CAP4, white | Square decorative metal cap for hiding cable inlet with suspension wire attachment point, push-in terminals 3x1x1.5mm2, white | [11 empty] | 15.265
| DM9025036 | CAP4, black | Square decorative metal cap for hiding cable inlet with suspension wire attachment point, push-in terminals 3x1x1.5mm2, black | [11 empty] | 15.265
| DM9033621 | CAP5, light grey | Square decorative metal cap for hiding cable inlet with suspension wire attachment point, push-in terminals 5x1x1.5mm2, light grey | [11 empty] | 21.156
| DM9033622 | CAP5, white | Square decorative metal cap for hiding cable inlet with suspension wire attachment point, push-in terminals 5x1x1.5mm2, white | [11 empty] | 21.156
| DM9033623 | CAP5, black | Square decorative metal cap for hiding cable inlet with suspension wire attachment point, push-in terminals 5x1x1.5mm2, black | [11 empty] | 21.156
| DM9015094 | CAP cable 3x0.75 2.0m, clear | Cable 3x0.75mm² for suspended luminaire up to 2.0 meters, transparent | [11 empty] | 15.91
| DM9016341 | CAP cable clip D6.3mm SET clear | Cable and suspension wire clip set, 4pcs. For cable diameter up to 6,3mm and wire diameter 1mm | [11 empty] | 2.752
| DM1119559 | Shop A LED1x5700 J178 T830 L30 LO1 L1 L-BRANCH LL CORNER180 | non-dimmable, I, IP20, IK05, UGR≤16, 30° beam optic, white steel body, T-join with branch to the left for in-line connection, through wired, 5x1.5mm2, three 5-pole connectors | 1132 | 615 | 65 |  | 100000/L80B10 | 3 | 5346 | 32.4 | 165 | 80+ | 3000 | 289.218
| DM1119560 | Shop A LED1x7900 J179 T830 L30 LO2 L1 L-BRANCH LL CORNER180 | non-dimmable, I, IP20, IK05, UGR≤16, 30° beam optic, white steel body, T-join with branch to the left for in-line connection, through wired, 5x1.5mm2, three 5-pole connectors | 1132 | 615 | 65 |  | 100000/L80B10 | 3 | 7407 | 46.5 | 159 | 80+ | 3000 | 316.695
| DM1119561 | Shop A LED1x8300 J180 T830 L30 LO3 L1 L-BRANCH LL CORNER180 | non-dimmable, I, IP20, IK05, UGR≤16, 30° beam optic, white steel body, T-join with branch to the left for in-line connection, through wired, 5x1.5mm2, three 5-pole connectors | 1132 | 615 | 65 |  | 100000/L80B10 | 3 | 7778 | 44.1 | 176 | 80+ | 3000 | 340.087
| DM1119562 | Shop A LED1x9900 J181 T830 L30 LO4 L1 L-BRANCH LL CORNER180 | non-dimmable, I, IP20, IK05, UGR≤16, 30° beam optic, white steel body, T-join with branch to the left for in-line connection, through wired, 5x1.5mm2, three 5-pole connectors | 1132 | 615 | 65 |  | 100000/L80B10 | 3 | 9248 | 52.7 | 175 | 80+ | 3000 | 338.281
| DM1119563 | Shop A LED1x11350 J182 T830 L30 LO5 L1 L-BRANCH LL CORNER180 | non-dimmable, I, IP20, IK05, UGR≤16, 30° beam optic, white steel body, T-join with branch to the left for in-line connection, through wired, 5x1.5mm2, three 5-pole connectors | 1132 | 615 | 65 |  | 100000/L80B10 | 3 | 10638 | 61.8 | 172 | 80+ | 3000 | 338.281
| DM1119564 | Shop A LED1x5700 J178 T840 L30 LO1 L1 L-BRANCH LL CORNER180 | non-dimmable, I, IP20, IK05, UGR≤16, 30° beam optic, white steel body, T-join with branch to the left for in-line connection, through wired, 5x1.5mm2, three 5-pole connectors | 1132 | 615 | 65 |  | 100000/L80B10 | 3 | 5635 | 32.4 | 174 | 80+ | 4000 | 289.218
| DM1119565 | Shop A LED1x7900 J179 T840 L30 LO2 L1 L-BRANCH LL CORNER180 | non-dimmable, I, IP20, IK05, UGR≤16, 30° beam optic, white steel body, T-join with branch to the left for in-line connection, through wired, 5x1.5mm2, three 5-pole connectors | 1132 | 615 | 65 |  | 100000/L80B10 | 3 | 7808 | 46.5 | 168 | 80+ | 4000 | 316.695
| DM1119566 | Shop A LED1x8300 J180 T840 L30 LO3 L1 L-BRANCH LL CORNER180 | non-dimmable, I, IP20, IK05, UGR≤16, 30° beam optic, white steel body, T-join with branch to the left for in-line connection, through wired, 5x1.5mm2, three 5-pole connectors | 1132 | 615 | 65 |  | 100000/L80B10 | 3 | 8198 | 44.1 | 186 | 80+ | 4000 | 340.087
| DM1119567 | Shop A LED1x9900 J181 T840 L30 LO4 L1 L-BRANCH LL CORNER180 | non-dimmable, I, IP20, IK05, UGR≤16, 30° beam optic, white steel body, T-join with branch to the left for in-line connection, through wired, 5x1.5mm2, three 5-pole connectors | 1132 | 615 | 65 |  | 100000/L80B10 | 3 | 9748 | 52.7 | 185 | 80+ | 4000 | 338.281
| DM1119568 | Shop A LED1x11350 J182 T840 L30 LO5 L1 L-BRANCH LL CORNER180 | non-dimmable, I, IP20, IK05, UGR≤16, 30° beam optic, white steel body, T-join with branch to the left for in-line connection, through wired, 5x1.5mm2, three 5-pole connectors | 1132 | 615 | 65 |  | 100000/L80B10 | 3 | 11213 | 61.8 | 181 | 80+ | 4000 | 338.281
*note - for versions: LO1, LO2 - only every second LED lights up
*note - plug is positioned at the longest end of the luminaire and socket(s) ar out at each branch. If changes to be made please discuss project with your sales manager.
| DM1119569 | Shop A LED1x5700 J178 T830 L40x75 LO1 L1 L-BRANCH LL CORNER180 | non-dimmable, I, IP20, IK05, UGR≤16, 40x75° beam optic, white steel body, T-join with branch to the left for in-line connection, through wired, 5x1.5mm2, three 5-pole connectors | 1132 | 615 | 65 |  | 100000/L80B10 | 3 | 5346 | 32.4 | 165 | 80+ | 3000 | 289.218
| DM1119570 | Shop A LED1x7900 J179 T830 L40x75 LO2 L1 L-BRANCH LL CORNER180 | non-dimmable, I, IP20, IK05, UGR≤19, 40x75° beam optic, white steel body, T-join with branch to the left for in-line connection, through wired, 5x1.5mm2, three 5-pole connectors | 1132 | 615 | 65 |  | 100000/L80B10 | 3 | 7407 | 46.5 | 159 | 80+ | 3000 | 316.695
| DM1119571 | Shop A LED1x8300 J180 T830 L40x75 LO3 L1 L-BRANCH LL CORNER180 | non-dimmable, I, IP20, IK05, UGR≤19, 40x75° beam optic, white steel body, T-join with branch to the left for in-line connection, through wired, 5x1.5mm2, three 5-pole connectors | 1132 | 615 | 65 |  | 100000/L80B10 | 3 | 7778 | 44.1 | 176 | 80+ | 3000 | 340.087
| DM1119572 | Shop A LED1x9900 J181 T830 L40x75 LO4 L1 L-BRANCH LL CORNER180 | non-dimmable, I, IP20, IK05, UGR≤19, 40x75° beam optic, white steel body, T-join with branch to the left for in-line connection, through wired, 5x1.5mm2, three 5-pole connectors | 1132 | 615 | 65 |  | 100000/L80B10 | 3 | 9248 | 52.7 | 175 | 80+ | 3000 | 338.281
| DM1119573 | Shop A LED1x11350 J182 T830 L40x75 LO5 L1 L-BRANCH LL CORNER180 | non-dimmable, I, IP20, IK05, UGR≤19, 40x75° beam optic, white steel body, T-join with branch to the left for in-line connection, through wired, 5x1.5mm2, three 5-pole connectors | 1132 | 615 | 65 |  | 100000/L80B10 | 3 | 10638 | 61.8 | 172 | 80+ | 3000 | 338.281
| DM1119574 | Shop A LED1x5700 J178 T840 L40x75 LO1 L1 L-BRANCH LL CORNER180 | non-dimmable, I, IP20, IK05, UGR≤16, 40x75° beam optic, white steel body, T-join with branch to the left for in-line connection, through wired, 5x1.5mm2, three 5-pole connectors | 1132 | 615 | 65 |  | 100000/L80B10 | 3 | 5635 | 32.4 | 174 | 80+ | 4000 | 289.218
| DM1119575 | Shop A LED1x7900 J179 T840 L40x75 LO2 L1 L-BRANCH LL CORNER180 | non-dimmable, I, IP20, IK05, UGR≤19, 40x75° beam optic, white steel body, T-join with branch to the left for in-line connection, through wired, 5x1.5mm2, three 5-pole connectors | 1132 | 615 | 65 |  | 100000/L80B10 | 3 | 7808 | 46.5 | 168 | 80+ | 4000 | 316.695
| DM1119576 | Shop A LED1x8300 J180 T840 L40x75 LO3 L1 L-BRANCH LL CORNER180 | non-dimmable, I, IP20, IK05, UGR≤19, 40x75° beam optic, white steel body, T-join with branch to the left for in-line connection, through wired, 5x1.5mm2, three 5-pole connectors | 1132 | 615 | 65 |  | 100000/L80B10 | 3 | 8198 | 44.1 | 186 | 80+ | 4000 | 340.087
| DM1119577 | Shop A LED1x9900 J181 T840 L40x75 LO4 L1 L-BRANCH LL CORNER180 | non-dimmable, I, IP20, IK05, UGR≤19, 40x75° beam optic, white steel body, T-join with branch to the left for in-line connection, through wired, 5x1.5mm2, three 5-pole connectors | 1132 | 615 | 65 |  | 100000/L80B10 | 3 | 9748 | 52.7 | 185 | 80+ | 4000 | 338.281
| DM1119578 | Shop A LED1x11350 J182 T840 L40x75 LO5 L1 L-BRANCH LL CORNER180 | non-dimmable, I, IP20, IK05, UGR≤19, 40x75° beam optic, white steel body, T-join with branch to the left for in-line connection, through wired, 5x1.5mm2, three 5-pole connectors | 1132 | 615 | 65 |  | 100000/L80B10 | 3 | 11213 | 61.8 | 181 | 80+ | 4000 | 338.281
*note - for versions: LO1, LO2 - only every second LED lights up
*note - plug is positioned at the longest end of the luminaire and socket(s) ar out at each branch. If changes to be made please discuss project with your sales manager.
| DM1115434 | Shop A LED1x5700 J178 T830 L75 LO1 L1 L-BRANCH LL CORNER180 | non-dimmable, I, IP20, IK05, UGR≤19, 75° beam optic, white steel body, T-join with branch to the left for in-line connection, through wired, 5x1.5mm2, three 5-pole connectors | 1132 | 615 | 65 |  | 100000/L80B10 | 3 | 5403 | 32.4 | 167 | 80+ | 3000 | 289.218
| DM1115435 | Shop A LED1x7900 J179 T830 L75 LO2 L1 L-BRANCH LL CORNER180 | non-dimmable, I, IP20, IK05, UGR≤19, 75° beam optic, white steel body, T-join with branch to the left for in-line connection, through wired, 5x1.5mm2, three 5-pole connectors | 1132 | 615 | 65 |  | 100000/L80B10 | 3 | 7485 | 46.5 | 161 | 80+ | 3000 | 316.695
| DM1115436 | Shop A LED1x8300 J180 T830 L75 LO3 L1 L-BRANCH LL CORNER180 | non-dimmable, I, IP20, IK05, UGR≤19, 75° beam optic, white steel body, T-join with branch to the left for in-line connection, through wired, 5x1.5mm2, three 5-pole connectors | 1132 | 615 | 65 |  | 100000/L80B10 | 3 | 7860 | 44.1 | 178 | 80+ | 3000 | 340.087
| DM1115437 | Shop A LED1x9900 J181 T830 L75 LO4 L1 L-BRANCH LL CORNER180 | non-dimmable, I, IP20, IK05, UGR≤19, 75° beam optic, white steel body, T-join with branch to the left for in-line connection, through wired, 5x1.5mm2, three 5-pole connectors | 1132 | 615 | 65 |  | 100000/L80B10 | 3 | 9345 | 52.7 | 177 | 80+ | 3000 | 338.281
| DM1115438 | Shop A LED1x11350 J182 T830 L75 LO5 L1 L-BRANCH LL CORNER180 | non-dimmable, I, IP20, IK05, UGR≤19, 75° beam optic, white steel body, T-join with branch to the left for in-line connection, through wired, 5x1.5mm2, three 5-pole connectors | 1132 | 615 | 65 |  | 100000/L80B10 | 3 | 10750 | 61.8 | 174 | 80+ | 3000 | 338.281
| DM1115439 | Shop A LED1x5700 J178 T840 L75 LO1 L1 L-BRANCH LL CORNER180 | non-dimmable, I, IP20, IK05, UGR≤19, 75° beam optic, white steel body, T-join with branch to the left for in-line connection, through wired, 5x1.5mm2, three 5-pole connectors | 1132 | 615 | 65 |  | 100000/L80B10 | 3 | 5695 | 32.4 | 176 | 80+ | 4000 | 289.218
| DM1115440 | Shop A LED1x7900 J179 T840 L75 LO2 L1 L-BRANCH LL CORNER180 | non-dimmable, I, IP20, IK05, UGR≤19, 75° beam optic, white steel body, T-join with branch to the left for in-line connection, through wired, 5x1.5mm2, three 5-pole connectors | 1132 | 615 | 65 |  | 100000/L80B10 | 3 | 7890 | 46.5 | 170 | 80+ | 4000 | 316.695
| DM1115441 | Shop A LED1x8300 J180 T840 L75 LO3 L1 L-BRANCH LL CORNER180 | non-dimmable, I, IP20, IK05, UGR≤19, 75° beam optic, white steel body, T-join with branch to the left for in-line connection, through wired, 5x1.5mm2, three 5-pole connectors | 1132 | 615 | 65 |  | 100000/L80B10 | 3 | 8285 | 44.1 | 188 | 80+ | 4000 | 340.087
| DM1115442 | Shop A LED1x9900 J181 T840 L75 LO4 L1 L-BRANCH LL CORNER180 | non-dimmable, I, IP20, IK05, UGR≤19, 75° beam optic, white steel body, T-join with branch to the left for in-line connection, through wired, 5x1.5mm2, three 5-pole connectors | 1132 | 615 | 65 |  | 100000/L80B10 | 3 | 9851 | 52.7 | 187 | 80+ | 4000 | 338.281
| DM1115443 | Shop A LED1x11350 J182 T840 L75 LO5 L1 L-BRANCH LL CORNER180 | non-dimmable, I, IP20, IK05, UGR≤22, 75° beam optic, white steel body, T-join with branch to the left for in-line connection, through wired, 5x1.5mm2, three 5-pole connectors | 1132 | 615 | 65 |  | 100000/L80B10 | 3 | 11331 | 61.8 | 183 | 80+ | 4000 | 338.281
*note - for versions: LO1, LO2 - only every second LED lights up
*note - plug is positioned at the longest end of the luminaire and socket(s) ar out at each branch. If changes to be made please discuss project with your sales manager.
| DM1119579 | Shop A LED1x5700 J178 T830 L75W LO1 L1 L-BRANCH LL CORNER180 | non-dimmable, I, IP20, IK05, UGR≤19, 75° wide beam optic, white steel body, T-join with branch to the left for in-line connection, through wired, 5x1.5mm2, three 5-pole connectors | 1132 | 615 | 65 |  | 100000/L80B10 | 3 | 5403 | 32.4 | 167 | 80+ | 3000 | 289.218
| DM1119580 | Shop A LED1x7900 J179 T830 L75W LO2 L1 L-BRANCH LL CORNER180 | non-dimmable, I, IP20, IK05, UGR≤19, 75° wide beam optic, white steel body, T-join with branch to the left for in-line connection, through wired, 5x1.5mm2, three 5-pole connectors | 1132 | 615 | 65 |  | 100000/L80B10 | 3 | 7485 | 46.5 | 161 | 80+ | 3000 | 316.695
| DM1119581 | Shop A LED1x8300 J180 T830 L75W LO3 L1 L-BRANCH LL CORNER180 | non-dimmable, I, IP20, IK05, UGR≤19, 75° wide beam optic, white steel body, T-join with branch to the left for in-line connection, through wired, 5x1.5mm2, three 5-pole connectors | 1132 | 615 | 65 |  | 100000/L80B10 | 3 | 7860 | 44.1 | 178 | 80+ | 3000 | 340.087
| DM1119582 | Shop A LED1x9900 J181 T830 L75W LO4 L1 L-BRANCH LL CORNER180 | non-dimmable, I, IP20, IK05, UGR≤19, 75° wide beam optic, white steel body, T-join with branch to the left for in-line connection, through wired, 5x1.5mm2, three 5-pole connectors | 1132 | 615 | 65 |  | 100000/L80B10 | 3 | 9345 | 52.7 | 177 | 80+ | 3000 | 338.281
| DM1119583 | Shop A LED1x11350 J182 T830 L75W LO5 L1 L-BRANCH LL CORNER180 | non-dimmable, I, IP20, IK05, UGR≤19, 75° wide beam optic, white steel body, T-join with branch to the left for in-line connection, through wired, 5x1.5mm2, three 5-pole connectors | 1132 | 615 | 65 |  | 100000/L80B10 | 3 | 10750 | 61.8 | 174 | 80+ | 3000 | 338.281
| DM1119584 | Shop A LED1x5700 J178 T840 L75W LO1 L1 L-BRANCH LL CORNER180 | non-dimmable, I, IP20, IK05, UGR≤19, 75° wide beam optic, white steel body, T-join with branch to the left for in-line connection, through wired, 5x1.5mm2, three 5-pole connectors | 1132 | 615 | 65 |  | 100000/L80B10 | 3 | 5695 | 32.4 | 176 | 80+ | 4000 | 289.218
| DM1119585 | Shop A LED1x7900 J179 T840 L75W LO2 L1 L-BRANCH LL CORNER180 | non-dimmable, I, IP20, IK05, UGR≤19, 75° wide beam optic, white steel body, T-join with branch to the left for in-line connection, through wired, 5x1.5mm2, three 5-pole connectors | 1132 | 615 | 65 |  | 100000/L80B10 | 3 | 7890 | 46.5 | 170 | 80+ | 4000 | 316.695
| DM1119586 | Shop A LED1x8300 J180 T840 L75W LO3 L1 L-BRANCH LL CORNER180 | non-dimmable, I, IP20, IK05, UGR≤19, 75° wide beam optic, white steel body, T-join with branch to the left for in-line connection, through wired, 5x1.5mm2, three 5-pole connectors | 1132 | 615 | 65 |  | 100000/L80B10 | 3 | 8285 | 44.1 | 188 | 80+ | 4000 | 340.087
| DM1119587 | Shop A LED1x9900 J181 T840 L75W LO4 L1 L-BRANCH LL CORNER180 | non-dimmable, I, IP20, IK05, UGR≤19, 75° wide beam optic, white steel body, T-join with branch to the left for in-line connection, through wired, 5x1.5mm2, three 5-pole connectors | 1132 | 615 | 65 |  | 100000/L80B10 | 3 | 9851 | 52.7 | 187 | 80+ | 4000 | 338.281
| DM1119588 | Shop A LED1x11350 J182 T840 L75W LO5 L1 L-BRANCH LL CORNER180 | non-dimmable, I, IP20, IK05, UGR≤22, 75° wide beam optic, white steel body, T-join with branch to the left for in-line connection, through wired, 5x1.5mm2, three 5-pole connectors | 1132 | 615 | 65 |  | 100000/L80B10 | 3 | 11331 | 61.8 | 183 | 80+ | 4000 | 338.281
*note - for versions: LO1, LO2 - only every second LED lights up
*note - plug is positioned at the longest end of the luminaire and socket(s) ar out at each branch. If changes to be made please discuss project with your sales manager.
| DM1119589 | Shop A LED1x5700 J178 T830 L90W LO1 L1 L-BRANCH LL CORNER180 | non-dimmable, I, IP20, IK05, UGR≤19, 90° wide beam optic, white steel body, T-join with branch to the left for in-line connection, through wired, 5x1.5mm2, three 5-pole connectors | 1132 | 615 | 65 |  | 100000/L80B10 | 3 | 5403 | 32.4 | 167 | 80+ | 3000 | 289.218
| DM1119590 | Shop A LED1x7900 J179 T830 L90W LO2 L1 L-BRANCH LL CORNER180 | non-dimmable, I, IP20, IK05, UGR≤22, 90° wide beam optic, white steel body, T-join with branch to the left for in-line connection, through wired, 5x1.5mm2, three 5-pole connectors | 1132 | 615 | 65 |  | 100000/L80B10 | 3 | 7485 | 46.5 | 161 | 80+ | 3000 | 316.695
| DM1119591 | Shop A LED1x8300 J180 T830 L90W LO3 L1 L-BRANCH LL CORNER180 | non-dimmable, I, IP20, IK05, UGR≤22, 90° wide beam optic, white steel body, T-join with branch to the left for in-line connection, through wired, 5x1.5mm2, three 5-pole connectors | 1132 | 615 | 65 |  | 100000/L80B10 | 3 | 7860 | 44.1 | 178 | 80+ | 3000 | 340.087
| DM1119592 | Shop A LED1x9900 J181 T830 L90W LO4 L1 L-BRANCH LL CORNER180 | non-dimmable, I, IP20, IK05, UGR≤22, 90° wide beam optic, white steel body, T-join with branch to the left for in-line connection, through wired, 5x1.5mm2, three 5-pole connectors | 1132 | 615 | 65 |  | 100000/L80B10 | 3 | 9345 | 52.7 | 177 | 80+ | 3000 | 338.281
| DM1119593 | Shop A LED1x11350 J182 T830 L90W LO5 L1 L-BRANCH LL CORNER180 | non-dimmable, I, IP20, IK05, UGR≤22, 90° wide beam optic, white steel body, T-join with branch to the left for in-line connection, through wired, 5x1.5mm2, three 5-pole connectors | 1132 | 615 | 65 |  | 100000/L80B10 | 3 | 10750 | 61.8 | 174 | 80+ | 3000 | 338.281
| DM1119594 | Shop A LED1x5700 J178 T840 L90W LO1 L1 L-BRANCH LL CORNER180 | non-dimmable, I, IP20, IK05, UGR≤19, 90° wide beam optic, white steel body, T-join with branch to the left for in-line connection, through wired, 5x1.5mm2, three 5-pole connectors | 1132 | 615 | 65 |  | 100000/L80B10 | 3 | 5695 | 32.4 | 176 | 80+ | 4000 | 289.218
| DM1119595 | Shop A LED1x7900 J179 T840 L90W LO2 L1 L-BRANCH LL CORNER180 | non-dimmable, I, IP20, IK05, UGR≤22, 90° wide beam optic, white steel body, T-join with branch to the left for in-line connection, through wired, 5x1.5mm2, three 5-pole connectors | 1132 | 615 | 65 |  | 100000/L80B10 | 3 | 7890 | 46.5 | 170 | 80+ | 4000 | 316.695
| DM1119596 | Shop A LED1x8300 J180 T840 L90W LO3 L1 L-BRANCH LL CORNER180 | non-dimmable, I, IP20, IK05, UGR≤22, 90° wide beam optic, white steel body, T-join with branch to the left for in-line connection, through wired, 5x1.5mm2, three 5-pole connectors | 1132 | 615 | 65 |  | 100000/L80B10 | 3 | 8285 | 44.1 | 188 | 80+ | 4000 | 340.087
| DM1119597 | Shop A LED1x9900 J181 T840 L90W LO4 L1 L-BRANCH LL CORNER180 | non-dimmable, I, IP20, IK05, UGR≤22, 90° wide beam optic, white steel body, T-join with branch to the left for in-line connection, through wired, 5x1.5mm2, three 5-pole connectors | 1132 | 615 | 65 |  | 100000/L80B10 | 3 | 9851 | 52.7 | 187 | 80+ | 4000 | 338.281
| DM1119598 | Shop A LED1x11350 J182 T840 L90W LO5 L1 L-BRANCH LL CORNER180 | non-dimmable, I, IP20, IK05, UGR≤22, 90° wide beam optic, white steel body, T-join with branch to the left for in-line connection, through wired, 5x1.5mm2, three 5-pole connectors | 1132 | 615 | 65 |  | 100000/L80B10 | 3 | 11331 | 61.8 | 183 | 80+ | 4000 | 338.281
*note - for versions: LO1, LO2 - only every second LED lights up
*note - plug is positioned at the longest end of the luminaire and socket is out at a branch.
| DM1119599 | Shop A LED1x5700 J178 T830 L100 LO1 L1 L-BRANCH LL CORNER180 | non-dimmable, I, IP20, IK05, 100° beam optic, white steel body, T-join with branch to the left for in-line connection, through wired, 5x1.5mm2, three 5-pole connectors | 1132 | 615 | 65 |  | 100000/L80B10 | 3 | 5234 | 32.4 | 162 | 80+ | 3000 | 289.218
| DM1119600 | Shop A LED1x7900 J179 T830 L100 LO2 L1 L-BRANCH LL CORNER180 | non-dimmable, I, IP20, IK05, 100° beam optic, white steel body, T-join with branch to the left for in-line connection, through wired, 5x1.5mm2, three 5-pole connectors | 1132 | 615 | 65 |  | 100000/L80B10 | 3 | 7251 | 46.5 | 156 | 80+ | 3000 | 316.695
| DM1119601 | Shop A LED1x8300 J180 T830 L100 LO3 L1 L-BRANCH LL CORNER180 | non-dimmable, I, IP20, IK05, 100° beam optic, white steel body, T-join with branch to the left for in-line connection, through wired, 5x1.5mm2, three 5-pole connectors | 1132 | 615 | 65 |  | 100000/L80B10 | 3 | 7614 | 44.1 | 173 | 80+ | 3000 | 340.087
| DM1119602 | Shop A LED1x9900 J181 T830 L100 LO4 L1 L-BRANCH LL CORNER180 | non-dimmable, I, IP20, IK05, 100° beam optic, white steel body, T-join with branch to the left for in-line connection, through wired, 5x1.5mm2, three 5-pole connectors | 1132 | 615 | 65 |  | 100000/L80B10 | 3 | 9053 | 52.7 | 172 | 80+ | 3000 | 338.281
| DM1119603 | Shop A LED1x11350 J182 T830 L100 LO5 L1 L-BRANCH LL CORNER180 | non-dimmable, I, IP20, IK05, 100° beam optic, white steel body, T-join with branch to the left for in-line connection, through wired, 5x1.5mm2, three 5-pole connectors | 1132 | 615 | 65 |  | 100000/L80B10 | 3 | 10414 | 61.8 | 169 | 80+ | 3000 | 338.281
| DM1119604 | Shop A LED1x5700 J178 T840 L100 LO1 L1 L-BRANCH LL CORNER180 | non-dimmable, I, IP20, IK05, 100° beam optic, white steel body, T-join with branch to the left for in-line connection, through wired, 5x1.5mm2, three 5-pole connectors | 1132 | 615 | 65 |  | 100000/L80B10 | 3 | 5517 | 32.4 | 170 | 80+ | 4000 | 289.218
| DM1119605 | Shop A LED1x7900 J179 T840 L100 LO2 L1 L-BRANCH LL CORNER180 | non-dimmable, I, IP20, IK05, 100° beam optic, white steel body, T-join with branch to the left for in-line connection, through wired, 5x1.5mm2, three 5-pole connectors | 1132 | 615 | 65 |  | 100000/L80B10 | 3 | 7643 | 46.5 | 164 | 80+ | 4000 | 316.695
| DM1119606 | Shop A LED1x8300 J180 T840 L100 LO3 L1 L-BRANCH LL CORNER180 | non-dimmable, I, IP20, IK05, 100° beam optic, white steel body, T-join with branch to the left for in-line connection, through wired, 5x1.5mm2, three 5-pole connectors | 1132 | 615 | 65 |  | 100000/L80B10 | 3 | 8026 | 44.1 | 182 | 80+ | 4000 | 340.087
| DM1119607 | Shop A LED1x9900 J181 T840 L100 LO4 L1 L-BRANCH LL CORNER180 | non-dimmable, I, IP20, IK05, 100° beam optic, white steel body, T-join with branch to the left for in-line connection, through wired, 5x1.5mm2, three 5-pole connectors | 1132 | 615 | 65 |  | 100000/L80B10 | 3 | 9543 | 52.7 | 181 | 80+ | 4000 | 338.281
| DM1119608 | Shop A LED1x11350 J182 T840 L100 LO5 L1 L-BRANCH LL CORNER180 | non-dimmable, I, IP20, IK05, 100° beam optic, white steel body, T-join with branch to the left for in-line connection, through wired, 5x1.5mm2, three 5-pole connectors | 1132 | 615 | 65 |  | 100000/L80B10 | 3 | 10977 | 61.8 | 178 | 80+ | 4000 | 338.281
*note - for versions: LO1, LO2 - only every second LED lights up
*note - plug is positioned at the longest end of the luminaire and socket is out at a branch.
| DM1119609 | Shop A LED1x5700 J178 T830 L2A25 LO1 L1 L-BRANCH LL CORNER180 | non-dimmable, I, IP20, IK05, UGR≤19, double asymmetrical optic, white steel body, T-join with branch to the left for in-line connection, through wired, 5x1.5mm2, three 5-pole connectors | 1132 | 615 | 65 |  | 100000/L80B10 | 3 | 5403 | 32.4 | 167 | 80+ | 3000 | 289.218
| DM1119610 | Shop A LED1x7900 J179 T830 L2A25 LO2 L1 L-BRANCH LL CORNER180 | non-dimmable, I, IP20, IK05, UGR≤22, double asymmetrical optic, white steel body, T-join with branch to the left for in-line connection, through wired, 5x1.5mm2, three 5-pole connectors | 1132 | 615 | 65 |  | 100000/L80B10 | 3 | 7485 | 46.5 | 161 | 80+ | 3000 | 316.695
| DM1119611 | Shop A LED1x8300 J180 T830 L2A25 LO3 L1 L-BRANCH LL CORNER180 | non-dimmable, I, IP20, IK05, UGR≤22, double asymmetrical optic, white steel body, T-join with branch to the left for in-line connection, through wired, 5x1.5mm2, three 5-pole connectors | 1132 | 615 | 65 |  | 100000/L80B10 | 3 | 7860 | 44.1 | 178 | 80+ | 3000 | 340.087
| DM1119612 | Shop A LED1x9900 J181 T830 L2A25 LO4 L1 L-BRANCH LL CORNER180 | non-dimmable, I, IP20, IK05, UGR≤22, double asymmetrical optic, white steel body, T-join with branch to the left for in-line connection, through wired, 5x1.5mm2, three 5-pole connectors | 1132 | 615 | 65 |  | 100000/L80B10 | 3 | 9345 | 52.7 | 177 | 80+ | 3000 | 338.281
| DM1119613 | Shop A LED1x11350 J182 T830 L2A25 LO5 L1 L-BRANCH LL CORNER180 | non-dimmable, I, IP20, IK05, UGR≤22, double asymmetrical optic, white steel body, T-join with branch to the left for in-line connection, through wired, 5x1.5mm2, three 5-pole connectors | 1132 | 615 | 65 |  | 100000/L80B10 | 3 | 10750 | 61.8 | 174 | 80+ | 3000 | 338.281
| DM1119614 | Shop A LED1x5700 J178 T840 L2A25 LO1 L1 L-BRANCH LL CORNER180 | non-dimmable, I, IP20, IK05, UGR≤19, double asymmetrical optic, white steel body, T-join with branch to the left for in-line connection, through wired, 5x1.5mm2, three 5-pole connectors | 1132 | 615 | 65 |  | 100000/L80B10 | 3 | 5695 | 32.4 | 176 | 80+ | 4000 | 289.218
| DM1119615 | Shop A LED1x7900 J179 T840 L2A25 LO2 L1 L-BRANCH LL CORNER180 | non-dimmable, I, IP20, IK05, UGR≤22, double asymmetrical optic, white steel body, T-join with branch to the left for in-line connection, through wired, 5x1.5mm2, three 5-pole connectors | 1132 | 615 | 65 |  | 100000/L80B10 | 3 | 7890 | 46.5 | 170 | 80+ | 4000 | 316.695
| DM1119616 | Shop A LED1x8300 J180 T840 L2A25 LO3 L1 L-BRANCH LL CORNER180 | non-dimmable, I, IP20, IK05, UGR≤22, double asymmetrical optic, white steel body, T-join with branch to the left for in-line connection, through wired, 5x1.5mm2, three 5-pole connectors | 1132 | 615 | 65 |  | 100000/L80B10 | 3 | 8285 | 44.1 | 188 | 80+ | 4000 | 340.087
| DM1119617 | Shop A LED1x9900 J181 T840 L2A25 LO4 L1 L-BRANCH LL CORNER180 | non-dimmable, I, IP20, IK05, UGR≤22, double asymmetrical optic, white steel body, T-join with branch to the left for in-line connection, through wired, 5x1.5mm2, three 5-pole connectors | 1132 | 615 | 65 |  | 100000/L80B10 | 3 | 9851 | 52.7 | 187 | 80+ | 4000 | 338.281
| DM1119618 | Shop A LED1x11350 J182 T840 L2A25 LO5 L1 L-BRANCH LL CORNER180 | non-dimmable, I, IP20, IK05, UGR≤22, double asymmetrical optic, white steel body, T-join with branch to the left for in-line connection, through wired, 5x1.5mm2, three 5-pole connectors | 1132 | 615 | 65 |  | 100000/L80B10 | 3 | 11331 | 61.8 | 183 | 80+ | 4000 | 338.281
*note - for versions: LO1, LO2 - only every second LED lights up
*note - plug is positioned at the longest end of the luminaire and socket is out at opposite end. If changes to be made please discuss project with your sales manager.
| DM1119639 | Shop A LED1x5700 J178 T830 L30 LO1 L1 R-BRANCH LL CORNER180 | non-dimmable, I, IP20, IK05, UGR≤16, 30° beam optic, white steel body, T-join with branch to the right for in-line connection, through wired, 5x1.5mm2, three 5-pole connectors | 1132 | 615 | 65 |  | 100000/L80B10 | 3 | 5346 | 32.4 | 165 | 80+ | 3000 | 289.218
| DM1119640 | Shop A LED1x7900 J179 T830 L30 LO2 L1 R-BRANCH LL CORNER180 | non-dimmable, I, IP20, IK05, UGR≤16, 30° beam optic, white steel body, T-join with branch to the right for in-line connection, through wired, 5x1.5mm2, three 5-pole connectors | 1132 | 615 | 65 |  | 100000/L80B10 | 3 | 7407 | 46.5 | 159 | 80+ | 3000 | 316.695
| DM1119641 | Shop A LED1x8300 J180 T830 L30 LO3 L1 R-BRANCH LL CORNER180 | non-dimmable, I, IP20, IK05, UGR≤16, 30° beam optic, white steel body, T-join with branch to the right for in-line connection, through wired, 5x1.5mm2, three 5-pole connectors | 1132 | 615 | 65 |  | 100000/L80B10 | 3 | 7778 | 44.1 | 176 | 80+ | 3000 | 340.087
| DM1119642 | Shop A LED1x9900 J181 T830 L30 LO4 L1 R-BRANCH LL CORNER180 | non-dimmable, I, IP20, IK05, UGR≤16, 30° beam optic, white steel body, T-join with branch to the right for in-line connection, through wired, 5x1.5mm2, three 5-pole connectors | 1132 | 615 | 65 |  | 100000/L80B10 | 3 | 9248 | 52.7 | 175 | 80+ | 3000 | 338.281
| DM1119643 | Shop A LED1x11350 J182 T830 L30 LO5 L1 R-BRANCH LL CORNER180 | non-dimmable, I, IP20, IK05, UGR≤16, 30° beam optic, white steel body, T-join with branch to the right for in-line connection, through wired, 5x1.5mm2, three 5-pole connectors | 1132 | 615 | 65 |  | 100000/L80B10 | 3 | 10638 | 61.8 | 172 | 80+ | 3000 | 338.281
| DM1119644 | Shop A LED1x5700 J178 T840 L30 LO1 L1 R-BRANCH LL CORNER180 | non-dimmable, I, IP20, IK05, UGR≤16, 30° beam optic, white steel body, T-join with branch to the right for in-line connection, through wired, 5x1.5mm2, three 5-pole connectors | 1132 | 615 | 65 |  | 100000/L80B10 | 3 | 5635 | 32.4 | 174 | 80+ | 4000 | 289.218
| DM1119645 | Shop A LED1x7900 J179 T840 L30 LO2 L1 R-BRANCH LL CORNER180 | non-dimmable, I, IP20, IK05, UGR≤16, 30° beam optic, white steel body, T-join with branch to the right for in-line connection, through wired, 5x1.5mm2, three 5-pole connectors | 1132 | 615 | 65 |  | 100000/L80B10 | 3 | 7808 | 46.5 | 168 | 80+ | 4000 | 316.695
| DM1119646 | Shop A LED1x8300 J180 T840 L30 LO3 L1 R-BRANCH LL CORNER180 | non-dimmable, I, IP20, IK05, UGR≤16, 30° beam optic, white steel body, T-join with branch to the right for in-line connection, through wired, 5x1.5mm2, three 5-pole connectors | 1132 | 615 | 65 |  | 100000/L80B10 | 3 | 8198 | 44.1 | 186 | 80+ | 4000 | 340.087
| DM1119647 | Shop A LED1x9900 J181 T840 L30 LO4 L1 R-BRANCH LL CORNER180 | non-dimmable, I, IP20, IK05, UGR≤16, 30° beam optic, white steel body, T-join with branch to the right for in-line connection, through wired, 5x1.5mm2, three 5-pole connectors | 1132 | 615 | 65 |  | 100000/L80B10 | 3 | 9748 | 52.7 | 185 | 80+ | 4000 | 338.281
| DM1119648 | Shop A LED1x11350 J182 T840 L30 LO5 L1 R-BRANCH LL CORNER180 | non-dimmable, I, IP20, IK05, UGR≤16, 30° beam optic, white steel body, T-join with branch to the right for in-line connection, through wired, 5x1.5mm2, three 5-pole connectors | 1132 | 615 | 65 |  | 100000/L80B10 | 3 | 11213 | 61.8 | 181 | 80+ | 4000 | 338.281
*note - for versions: LO1, LO2 - only every second LED lights up
*note - plug is positioned at the longest end of the luminaire and socket(s) ar out at each branch. If changes to be made please discuss project with your sales manager.
| DM1119649 | Shop A LED1x5700 J178 T830 L40x75 LO1 L1 R-BRANCH LL CORNER180 | non-dimmable, I, IP20, IK05, UGR≤16, 40x75° beam optic, white steel body, T-join with branch to the right for in-line connection, through wired, 5x1.5mm2, three 5-pole connectors | 1132 | 615 | 65 |  | 100000/L80B10 | 3 | 5346 | 32.4 | 165 | 80+ | 3000 | 289.218
| DM1119650 | Shop A LED1x7900 J179 T830 L40x75 LO2 L1 R-BRANCH LL CORNER180 | non-dimmable, I, IP20, IK05, UGR≤19, 40x75° beam optic, white steel body, T-join with branch to the right for in-line connection, through wired, 5x1.5mm2, three 5-pole connectors | 1132 | 615 | 65 |  | 100000/L80B10 | 3 | 7407 | 46.5 | 159 | 80+ | 3000 | 316.695
| DM1119651 | Shop A LED1x8300 J180 T830 L40x75 LO3 L1 R-BRANCH LL CORNER180 | non-dimmable, I, IP20, IK05, UGR≤19, 40x75° beam optic, white steel body, T-join with branch to the right for in-line connection, through wired, 5x1.5mm2, three 5-pole connectors | 1132 | 615 | 65 |  | 100000/L80B10 | 3 | 7778 | 44.1 | 176 | 80+ | 3000 | 340.087
| DM1119652 | Shop A LED1x9900 J181 T830 L40x75 LO4 L1 R-BRANCH LL CORNER180 | non-dimmable, I, IP20, IK05, UGR≤19, 40x75° beam optic, white steel body, T-join with branch to the right for in-line connection, through wired, 5x1.5mm2, three 5-pole connectors | 1132 | 615 | 65 |  | 100000/L80B10 | 3 | 9248 | 52.7 | 175 | 80+ | 3000 | 338.281
| DM1119653 | Shop A LED1x11350 J182 T830 L40x75 LO5 L1 R-BRANCH LL CORNER180 | non-dimmable, I, IP20, IK05, UGR≤19, 40x75° beam optic, white steel body, T-join with branch to the right for in-line connection, through wired, 5x1.5mm2, three 5-pole connectors | 1132 | 615 | 65 |  | 100000/L80B10 | 3 | 10638 | 61.8 | 172 | 80+ | 3000 | 338.281
| DM1119654 | Shop A LED1x5700 J178 T840 L40x75 LO1 L1 R-BRANCH LL CORNER180 | non-dimmable, I, IP20, IK05, UGR≤16, 40x75° beam optic, white steel body, T-join with branch to the right for in-line connection, through wired, 5x1.5mm2, three 5-pole connectors | 1132 | 615 | 65 |  | 100000/L80B10 | 3 | 5635 | 32.4 | 174 | 80+ | 4000 | 289.218
| DM1119655 | Shop A LED1x7900 J179 T840 L40x75 LO2 L1 R-BRANCH LL CORNER180 | non-dimmable, I, IP20, IK05, UGR≤19, 40x75° beam optic, white steel body, T-join with branch to the right for in-line connection, through wired, 5x1.5mm2, three 5-pole connectors | 1132 | 615 | 65 |  | 100000/L80B10 | 3 | 7808 | 46.5 | 168 | 80+ | 4000 | 316.695
| DM1119656 | Shop A LED1x8300 J180 T840 L40x75 LO3 L1 R-BRANCH LL CORNER180 | non-dimmable, I, IP20, IK05, UGR≤19, 40x75° beam optic, white steel body, T-join with branch to the right for in-line connection, through wired, 5x1.5mm2, three 5-pole connectors | 1132 | 615 | 65 |  | 100000/L80B10 | 3 | 8198 | 44.1 | 186 | 80+ | 4000 | 340.087
| DM1119657 | Shop A LED1x9900 J181 T840 L40x75 LO4 L1 R-BRANCH LL CORNER180 | non-dimmable, I, IP20, IK05, UGR≤19, 40x75° beam optic, white steel body, T-join with branch to the right for in-line connection, through wired, 5x1.5mm2, three 5-pole connectors | 1132 | 615 | 65 |  | 100000/L80B10 | 3 | 9748 | 52.7 | 185 | 80+ | 4000 | 338.281
| DM1119658 | Shop A LED1x11350 J182 T840 L40x75 LO5 L1 R-BRANCH LL CORNER180 | non-dimmable, I, IP20, IK05, UGR≤19, 40x75° beam optic, white steel body, T-join with branch to the right for in-line connection, through wired, 5x1.5mm2, three 5-pole connectors | 1132 | 615 | 65 |  | 100000/L80B10 | 3 | 11213 | 61.8 | 181 | 80+ | 4000 | 338.281
*note - for versions: LO1, LO2 - only every second LED lights up
*note - plug is positioned at the longest end of the luminaire and socket(s) ar out at each branch. If changes to be made please discuss project with your sales manager.
| DM1115444 | Shop A LED1x5700 J178 T830 L75 LO1 L1 R-BRANCH LL CORNER180 | non-dimmable, I, IP20, IK05, UGR≤19, 75° beam optic, white steel body, T-join with branch to the right for in-line connection, through wired, 5x1.5mm2, three 5-pole connectors | 1132 | 615 | 65 |  | 100000/L80B10 | 3 | 5403 | 32.4 | 167 | 80+ | 3000 | 289.218
| DM1115445 | Shop A LED1x7900 J179 T830 L75 LO2 L1 R-BRANCH LL CORNER180 | non-dimmable, I, IP20, IK05, UGR≤19, 75° beam optic, white steel body, T-join with branch to the right for in-line connection, through wired, 5x1.5mm2, three 5-pole connectors | 1132 | 615 | 65 |  | 100000/L80B10 | 3 | 7485 | 46.5 | 161 | 80+ | 3000 | 316.695
| DM1115446 | Shop A LED1x8300 J180 T830 L75 LO3 L1 R-BRANCH LL CORNER180 | non-dimmable, I, IP20, IK05, UGR≤19, 75° beam optic, white steel body, T-join with branch to the right for in-line connection, through wired, 5x1.5mm2, three 5-pole connectors | 1132 | 615 | 65 |  | 100000/L80B10 | 3 | 7860 | 44.1 | 178 | 80+ | 3000 | 340.087
| DM1115447 | Shop A LED1x9900 J181 T830 L75 LO4 L1 R-BRANCH LL CORNER180 | non-dimmable, I, IP20, IK05, UGR≤19, 75° beam optic, white steel body, T-join with branch to the right for in-line connection, through wired, 5x1.5mm2, three 5-pole connectors | 1132 | 615 | 65 |  | 100000/L80B10 | 3 | 9345 | 52.7 | 177 | 80+ | 3000 | 338.281
| DM1115448 | Shop A LED1x11350 J182 T830 L75 LO5 L1 R-BRANCH LL CORNER180 | non-dimmable, I, IP20, IK05, UGR≤19, 75° beam optic, white steel body, T-join with branch to the right for in-line connection, through wired, 5x1.5mm2, three 5-pole connectors | 1132 | 615 | 65 |  | 100000/L80B10 | 3 | 10750 | 61.8 | 174 | 80+ | 3000 | 338.281
| DM1115449 | Shop A LED1x5700 J178 T840 L75 LO1 L1 R-BRANCH LL CORNER180 | non-dimmable, I, IP20, IK05, UGR≤19, 75° beam optic, white steel body, T-join with branch to the right for in-line connection, through wired, 5x1.5mm2, three 5-pole connectors | 1132 | 615 | 65 |  | 100000/L80B10 | 3 | 5695 | 32.4 | 176 | 80+ | 4000 | 289.218
| DM1115450 | Shop A LED1x7900 J179 T840 L75 LO2 L1 R-BRANCH LL CORNER180 | non-dimmable, I, IP20, IK05, UGR≤19, 75° beam optic, white steel body, T-join with branch to the right for in-line connection, through wired, 5x1.5mm2, three 5-pole connectors | 1132 | 615 | 65 |  | 100000/L80B10 | 3 | 7890 | 46.5 | 170 | 80+ | 4000 | 316.695
| DM1115451 | Shop A LED1x8300 J180 T840 L75 LO3 L1 R-BRANCH LL CORNER180 | non-dimmable, I, IP20, IK05, UGR≤19, 75° beam optic, white steel body, T-join with branch to the right for in-line connection, through wired, 5x1.5mm2, three 5-pole connectors | 1132 | 615 | 65 |  | 100000/L80B10 | 3 | 8285 | 44.1 | 188 | 80+ | 4000 | 340.087
| DM1115452 | Shop A LED1x9900 J181 T840 L75 LO4 L1 R-BRANCH LL CORNER180 | non-dimmable, I, IP20, IK05, UGR≤19, 75° beam optic, white steel body, T-join with branch to the right for in-line connection, through wired, 5x1.5mm2, three 5-pole connectors | 1132 | 615 | 65 |  | 100000/L80B10 | 3 | 9851 | 52.7 | 187 | 80+ | 4000 | 338.281
| DM1115453 | Shop A LED1x11350 J182 T840 L75 LO5 L1 R-BRANCH LL CORNER180 | non-dimmable, I, IP20, IK05, UGR≤22, 75° beam optic, white steel body, T-join with branch to the right for in-line connection, through wired, 5x1.5mm2, three 5-pole connectors | 1132 | 615 | 65 |  | 100000/L80B10 | 3 | 11331 | 61.8 | 183 | 80+ | 4000 | 338.281
*note - for versions: LO1, LO2 - only every second LED lights up
*note - plug is positioned at the longest end of the luminaire and socket(s) ar out at each branch. If changes to be made please discuss project with your sales manager.
| DM1119659 | Shop A LED1x5700 J178 T830 L75W LO1 L1 R-BRANCH LL CORNER180 | non-dimmable, I, IP20, IK05, UGR≤19, 75° wide beam optic, white steel body, T-join with branch to the right for in-line connection, through wired, 5x1.5mm2, three 5-pole connectors | 1132 | 615 | 65 |  | 100000/L80B10 | 3 | 5403 | 32.4 | 167 | 80+ | 3000 | 289.218
| DM1119660 | Shop A LED1x7900 J179 T830 L75W LO2 L1 R-BRANCH LL CORNER180 | non-dimmable, I, IP20, IK05, UGR≤19, 75° wide beam optic, white steel body, T-join with branch to the right for in-line connection, through wired, 5x1.5mm2, three 5-pole connectors | 1132 | 615 | 65 |  | 100000/L80B10 | 3 | 7485 | 46.5 | 161 | 80+ | 3000 | 316.695
| DM1119661 | Shop A LED1x8300 J180 T830 L75W LO3 L1 R-BRANCH LL CORNER180 | non-dimmable, I, IP20, IK05, UGR≤19, 75° wide beam optic, white steel body, T-join with branch to the right for in-line connection, through wired, 5x1.5mm2, three 5-pole connectors | 1132 | 615 | 65 |  | 100000/L80B10 | 3 | 7860 | 44.1 | 178 | 80+ | 3000 | 340.087
| DM1119662 | Shop A LED1x9900 J181 T830 L75W LO4 L1 R-BRANCH LL CORNER180 | non-dimmable, I, IP20, IK05, UGR≤19, 75° wide beam optic, white steel body, T-join with branch to the right for in-line connection, through wired, 5x1.5mm2, three 5-pole connectors | 1132 | 615 | 65 |  | 100000/L80B10 | 3 | 9345 | 52.7 | 177 | 80+ | 3000 | 338.281
| DM1119663 | Shop A LED1x11350 J182 T830 L75W LO5 L1 R-BRANCH LL CORNER180 | non-dimmable, I, IP20, IK05, UGR≤19, 75° wide beam optic, white steel body, T-join with branch to the right for in-line connection, through wired, 5x1.5mm2, three 5-pole connectors | 1132 | 615 | 65 |  | 100000/L80B10 | 3 | 10750 | 61.8 | 174 | 80+ | 3000 | 338.281
| DM1119664 | Shop A LED1x5700 J178 T840 L75W LO1 L1 R-BRANCH LL CORNER180 | non-dimmable, I, IP20, IK05, UGR≤19, 75° wide beam optic, white steel body, T-join with branch to the right for in-line connection, through wired, 5x1.5mm2, three 5-pole connectors | 1132 | 615 | 65 |  | 100000/L80B10 | 3 | 5695 | 32.4 | 176 | 80+ | 4000 | 289.218
| DM1119665 | Shop A LED1x7900 J179 T840 L75W LO2 L1 R-BRANCH LL CORNER180 | non-dimmable, I, IP20, IK05, UGR≤19, 75° wide beam optic, white steel body, T-join with branch to the right for in-line connection, through wired, 5x1.5mm2, three 5-pole connectors | 1132 | 615 | 65 |  | 100000/L80B10 | 3 | 7890 | 46.5 | 170 | 80+ | 4000 | 316.695
| DM1119666 | Shop A LED1x8300 J180 T840 L75W LO3 L1 R-BRANCH LL CORNER180 | non-dimmable, I, IP20, IK05, UGR≤19, 75° wide beam optic, white steel body, T-join with branch to the right for in-line connection, through wired, 5x1.5mm2, three 5-pole connectors | 1132 | 615 | 65 |  | 100000/L80B10 | 3 | 8285 | 44.1 | 188 | 80+ | 4000 | 340.087
| DM1119667 | Shop A LED1x9900 J181 T840 L75W LO4 L1 R-BRANCH LL CORNER180 | non-dimmable, I, IP20, IK05, UGR≤19, 75° wide beam optic, white steel body, T-join with branch to the right for in-line connection, through wired, 5x1.5mm2, three 5-pole connectors | 1132 | 615 | 65 |  | 100000/L80B10 | 3 | 9851 | 52.7 | 187 | 80+ | 4000 | 338.281
| DM1119668 | Shop A LED1x11350 J182 T840 L75W LO5 L1 R-BRANCH LL CORNER180 | non-dimmable, I, IP20, IK05, UGR≤22, 75° wide beam optic, white steel body, T-join with branch to the right for in-line connection, through wired, 5x1.5mm2, three 5-pole connectors | 1132 | 615 | 65 |  | 100000/L80B10 | 3 | 11331 | 61.8 | 183 | 80+ | 4000 | 338.281
*note - for versions: LO1, LO2 - only every second LED lights up
*note - plug is positioned at the longest end of the luminaire and socket(s) ar out at each branch. If changes to be made please discuss project with your sales manager.
| DM1119669 | Shop A LED1x5700 J178 T830 L90W LO1 L1 R-BRANCH LL CORNER180 | non-dimmable, I, IP20, IK05, UGR≤19, 90° wide beam optic, white steel body, T-join with branch to the right for in-line connection, through wired, 5x1.5mm2, three 5-pole connectors | 1132 | 615 | 65 |  | 100000/L80B10 | 3 | 5403 | 32.4 | 167 | 80+ | 3000 | 289.218
| DM1119670 | Shop A LED1x7900 J179 T830 L90W LO2 L1 R-BRANCH LL CORNER180 | non-dimmable, I, IP20, IK05, UGR≤22, 90° wide beam optic, white steel body, T-join with branch to the right for in-line connection, through wired, 5x1.5mm2, three 5-pole connectors | 1132 | 615 | 65 |  | 100000/L80B10 | 3 | 7485 | 46.5 | 161 | 80+ | 3000 | 316.695
| DM1119671 | Shop A LED1x8300 J180 T830 L90W LO3 L1 R-BRANCH LL CORNER180 | non-dimmable, I, IP20, IK05, UGR≤22, 90° wide beam optic, white steel body, T-join with branch to the right for in-line connection, through wired, 5x1.5mm2, three 5-pole connectors | 1132 | 615 | 65 |  | 100000/L80B10 | 3 | 7860 | 44.1 | 178 | 80+ | 3000 | 340.087
| DM1119672 | Shop A LED1x9900 J181 T830 L90W LO4 L1 R-BRANCH LL CORNER180 | non-dimmable, I, IP20, IK05, UGR≤22, 90° wide beam optic, white steel body, T-join with branch to the right for in-line connection, through wired, 5x1.5mm2, three 5-pole connectors | 1132 | 615 | 65 |  | 100000/L80B10 | 3 | 9345 | 52.7 | 177 | 80+ | 3000 | 338.281
| DM1119673 | Shop A LED1x11350 J182 T830 L90W LO5 L1 R-BRANCH LL CORNER180 | non-dimmable, I, IP20, IK05, UGR≤22, 90° wide beam optic, white steel body, T-join with branch to the right for in-line connection, through wired, 5x1.5mm2, three 5-pole connectors | 1132 | 615 | 65 |  | 100000/L80B10 | 3 | 10750 | 61.8 | 174 | 80+ | 3000 | 338.281
| DM1119674 | Shop A LED1x5700 J178 T840 L90W LO1 L1 R-BRANCH LL CORNER180 | non-dimmable, I, IP20, IK05, UGR≤19, 90° wide beam optic, white steel body, T-join with branch to the right for in-line connection, through wired, 5x1.5mm2, three 5-pole connectors | 1132 | 615 | 65 |  | 100000/L80B10 | 3 | 5695 | 32.4 | 176 | 80+ | 4000 | 289.218
| DM1119675 | Shop A LED1x7900 J179 T840 L90W LO2 L1 R-BRANCH LL CORNER180 | non-dimmable, I, IP20, IK05, UGR≤22, 90° wide beam optic, white steel body, T-join with branch to the right for in-line connection, through wired, 5x1.5mm2, three 5-pole connectors | 1132 | 615 | 65 |  | 100000/L80B10 | 3 | 7890 | 46.5 | 170 | 80+ | 4000 | 316.695
| DM1119676 | Shop A LED1x8300 J180 T840 L90W LO3 L1 R-BRANCH LL CORNER180 | non-dimmable, I, IP20, IK05, UGR≤22, 90° wide beam optic, white steel body, T-join with branch to the right for in-line connection, through wired, 5x1.5mm2, three 5-pole connectors | 1132 | 615 | 65 |  | 100000/L80B10 | 3 | 8285 | 44.1 | 188 | 80+ | 4000 | 340.087
| DM1119677 | Shop A LED1x9900 J181 T840 L90W LO4 L1 R-BRANCH LL CORNER180 | non-dimmable, I, IP20, IK05, UGR≤22, 90° wide beam optic, white steel body, T-join with branch to the right for in-line connection, through wired, 5x1.5mm2, three 5-pole connectors | 1132 | 615 | 65 |  | 100000/L80B10 | 3 | 9851 | 52.7 | 187 | 80+ | 4000 | 338.281
| DM1119678 | Shop A LED1x11350 J182 T840 L90W LO5 L1 R-BRANCH LL CORNER180 | non-dimmable, I, IP20, IK05, UGR≤22, 90° wide beam optic, white steel body, T-join with branch to the right for in-line connection, through wired, 5x1.5mm2, three 5-pole connectors | 1132 | 615 | 65 |  | 100000/L80B10 | 3 | 11331 | 61.8 | 183 | 80+ | 4000 | 338.281
*note - for versions: LO1, LO2 - only every second LED lights up
*note - plug is positioned at the longest end of the luminaire and socket is out at a branch.
| DM1119679 | Shop A LED1x5700 J178 T830 L100 LO1 L1 R-BRANCH LL CORNER180 | non-dimmable, I, IP20, IK05, 100° beam optic, white steel body, T-join with branch to the right for in-line connection, through wired, 5x1.5mm2, three 5-pole connectors | 1132 | 615 | 65 |  | 100000/L80B10 | 3 | 5234 | 32.4 | 162 | 80+ | 3000 | 289.218
| DM1119680 | Shop A LED1x7900 J179 T830 L100 LO2 L1 R-BRANCH LL CORNER180 | non-dimmable, I, IP20, IK05, 100° beam optic, white steel body, T-join with branch to the right for in-line connection, through wired, 5x1.5mm2, three 5-pole connectors | 1132 | 615 | 65 |  | 100000/L80B10 | 3 | 7251 | 46.5 | 156 | 80+ | 3000 | 316.695
| DM1119681 | Shop A LED1x8300 J180 T830 L100 LO3 L1 R-BRANCH LL CORNER180 | non-dimmable, I, IP20, IK05, 100° beam optic, white steel body, T-join with branch to the right for in-line connection, through wired, 5x1.5mm2, three 5-pole connectors | 1132 | 615 | 65 |  | 100000/L80B10 | 3 | 7614 | 44.1 | 173 | 80+ | 3000 | 340.087
| DM1119682 | Shop A LED1x9900 J181 T830 L100 LO4 L1 R-BRANCH LL CORNER180 | non-dimmable, I, IP20, IK05, 100° beam optic, white steel body, T-join with branch to the right for in-line connection, through wired, 5x1.5mm2, three 5-pole connectors | 1132 | 615 | 65 |  | 100000/L80B10 | 3 | 9053 | 52.7 | 172 | 80+ | 3000 | 338.281
| DM1119683 | Shop A LED1x11350 J182 T830 L100 LO5 L1 R-BRANCH LL CORNER180 | non-dimmable, I, IP20, IK05, 100° beam optic, white steel body, T-join with branch to the right for in-line connection, through wired, 5x1.5mm2, three 5-pole connectors | 1132 | 615 | 65 |  | 100000/L80B10 | 3 | 10414 | 61.8 | 169 | 80+ | 3000 | 338.281
| DM1119684 | Shop A LED1x5700 J178 T840 L100 LO1 L1 R-BRANCH LL CORNER180 | non-dimmable, I, IP20, IK05, 100° beam optic, white steel body, T-join with branch to the right for in-line connection, through wired, 5x1.5mm2, three 5-pole connectors | 1132 | 615 | 65 |  | 100000/L80B10 | 3 | 5517 | 32.4 | 170 | 80+ | 4000 | 289.218
| DM1119685 | Shop A LED1x7900 J179 T840 L100 LO2 L1 R-BRANCH LL CORNER180 | non-dimmable, I, IP20, IK05, 100° beam optic, white steel body, T-join with branch to the right for in-line connection, through wired, 5x1.5mm2, three 5-pole connectors | 1132 | 615 | 65 |  | 100000/L80B10 | 3 | 7643 | 46.5 | 164 | 80+ | 4000 | 316.695
| DM1119686 | Shop A LED1x8300 J180 T840 L100 LO3 L1 R-BRANCH LL CORNER180 | non-dimmable, I, IP20, IK05, 100° beam optic, white steel body, T-join with branch to the right for in-line connection, through wired, 5x1.5mm2, three 5-pole connectors | 1132 | 615 | 65 |  | 100000/L80B10 | 3 | 8026 | 44.1 | 182 | 80+ | 4000 | 340.087
| DM1119687 | Shop A LED1x9900 J181 T840 L100 LO4 L1 R-BRANCH LL CORNER180 | non-dimmable, I, IP20, IK05, 100° beam optic, white steel body, T-join with branch to the right for in-line connection, through wired, 5x1.5mm2, three 5-pole connectors | 1132 | 615 | 65 |  | 100000/L80B10 | 3 | 9543 | 52.7 | 181 | 80+ | 4000 | 338.281
| DM1119688 | Shop A LED1x11350 J182 T840 L100 LO5 L1 R-BRANCH LL CORNER180 | non-dimmable, I, IP20, IK05, 100° beam optic, white steel body, T-join with branch to the right for in-line connection, through wired, 5x1.5mm2, three 5-pole connectors | 1132 | 615 | 65 |  | 100000/L80B10 | 3 | 10977 | 61.8 | 178 | 80+ | 4000 | 338.281
*note - for versions: LO1, LO2 - only every second LED lights up
*note - plug is positioned at the longest end of the luminaire and socket is out at a branch.
| DM1119689 | Shop A LED1x5700 J178 T830 L2A25 LO1 L1 R-BRANCH LL CORNER180 | non-dimmable, I, IP20, IK05, UGR≤19, double asymmetrical optic, white steel body, T-join with branch to the right for in-line connection, through wired, 5x1.5mm2, three 5-pole connectors | 1132 | 615 | 65 |  | 100000/L80B10 | 3 | 5403 | 32.4 | 167 | 80+ | 3000 | 289.218
| DM1119690 | Shop A LED1x7900 J179 T830 L2A25 LO2 L1 R-BRANCH LL CORNER180 | non-dimmable, I, IP20, IK05, UGR≤22, double asymmetrical optic, white steel body, T-join with branch to the right for in-line connection, through wired, 5x1.5mm2, three 5-pole connectors | 1132 | 615 | 65 |  | 100000/L80B10 | 3 | 7485 | 46.5 | 161 | 80+ | 3000 | 316.695
| DM1119691 | Shop A LED1x8300 J180 T830 L2A25 LO3 L1 R-BRANCH LL CORNER180 | non-dimmable, I, IP20, IK05, UGR≤22, double asymmetrical optic, white steel body, T-join with branch to the right for in-line connection, through wired, 5x1.5mm2, three 5-pole connectors | 1132 | 615 | 65 |  | 100000/L80B10 | 3 | 7860 | 44.1 | 178 | 80+ | 3000 | 340.087
| DM1119692 | Shop A LED1x9900 J181 T830 L2A25 LO4 L1 R-BRANCH LL CORNER180 | non-dimmable, I, IP20, IK05, UGR≤22, double asymmetrical optic, white steel body, T-join with branch to the right for in-line connection, through wired, 5x1.5mm2, three 5-pole connectors | 1132 | 615 | 65 |  | 100000/L80B10 | 3 | 9345 | 52.7 | 177 | 80+ | 3000 | 338.281
| DM1119693 | Shop A LED1x11350 J182 T830 L2A25 LO5 L1 R-BRANCH LL CORNER180 | non-dimmable, I, IP20, IK05, UGR≤22, double asymmetrical optic, white steel body, T-join with branch to the right for in-line connection, through wired, 5x1.5mm2, three 5-pole connectors | 1132 | 615 | 65 |  | 100000/L80B10 | 3 | 10750 | 61.8 | 174 | 80+ | 3000 | 338.281
| DM1119694 | Shop A LED1x5700 J178 T840 L2A25 LO1 L1 R-BRANCH LL CORNER180 | non-dimmable, I, IP20, IK05, UGR≤19, double asymmetrical optic, white steel body, T-join with branch to the right for in-line connection, through wired, 5x1.5mm2, three 5-pole connectors | 1132 | 615 | 65 |  | 100000/L80B10 | 3 | 5695 | 32.4 | 176 | 80+ | 4000 | 289.218
| DM1119695 | Shop A LED1x7900 J179 T840 L2A25 LO2 L1 R-BRANCH LL CORNER180 | non-dimmable, I, IP20, IK05, UGR≤22, double asymmetrical optic, white steel body, T-join with branch to the right for in-line connection, through wired, 5x1.5mm2, three 5-pole connectors | 1132 | 615 | 65 |  | 100000/L80B10 | 3 | 7890 | 46.5 | 170 | 80+ | 4000 | 316.695
| DM1119696 | Shop A LED1x8300 J180 T840 L2A25 LO3 L1 R-BRANCH LL CORNER180 | non-dimmable, I, IP20, IK05, UGR≤22, double asymmetrical optic, white steel body, T-join with branch to the right for in-line connection, through wired, 5x1.5mm2, three 5-pole connectors | 1132 | 615 | 65 |  | 100000/L80B10 | 3 | 8285 | 44.1 | 188 | 80+ | 4000 | 340.087
| DM1119697 | Shop A LED1x9900 J181 T840 L2A25 LO4 L1 R-BRANCH LL CORNER180 | non-dimmable, I, IP20, IK05, UGR≤22, double asymmetrical optic, white steel body, T-join with branch to the right for in-line connection, through wired, 5x1.5mm2, three 5-pole connectors | 1132 | 615 | 65 |  | 100000/L80B10 | 3 | 9851 | 52.7 | 187 | 80+ | 4000 | 338.281
| DM1119698 | Shop A LED1x11350 J182 T840 L2A25 LO5 L1 R-BRANCH LL CORNER180 | non-dimmable, I, IP20, IK05, UGR≤22, double asymmetrical optic, white steel body, T-join with branch to the right for in-line connection, through wired, 5x1.5mm2, three 5-pole connectors | 1132 | 615 | 65 |  | 100000/L80B10 | 3 | 11331 | 61.8 | 183 | 80+ | 4000 | 338.281
*note - for versions: LO1, LO2 - only every second LED lights up
*note - plug is positioned at the longest end of the luminaire and socket is out at opposite end. If changes to be made please discuss project with your sales manager.
| DM1119719 | Shop A LED1x5700 J565 T830 L30 LO1 L1 L-CTR-BRANCH LL CORNER180 | non-dimmable, I, IP20, IK05, UGR≤16, 30° beam optic, white steel body, T-join with center branch to the left for in-line connection, through wired, 5x1.5mm2, three 5-pole connectors | 1185 | 571 | 65 |  | 100000/L80B10 | 3 | 5346 | 32.4 | 165 | 80+ | 3000 | 292.4
| DM1119720 | Shop A LED1x7900 J566 T830 L30 LO2 L1 L-CTR-BRANCH LL CORNER180 | non-dimmable, I, IP20, IK05, UGR≤16, 30° beam optic, white steel body, T-join with center branch to the left for in-line connection, through wired, 5x1.5mm2, three 5-pole connectors | 1185 | 571 | 65 |  | 100000/L80B10 | 3 | 7407 | 46.5 | 159 | 80+ | 3000 | 320.092
| DM1119721 | Shop A LED1x8300 J567 T830 L30 LO3 L1 L-CTR-BRANCH LL CORNER180 | non-dimmable, I, IP20, IK05, UGR≤16, 30° beam optic, white steel body, T-join with center branch to the left for in-line connection, through wired, 5x1.5mm2, three 5-pole connectors | 1185 | 571 | 65 |  | 100000/L80B10 | 3 | 7778 | 44.1 | 176 | 80+ | 3000 | 343.226
| DM1119722 | Shop A LED1x9900 J568 T830 L30 LO4 L1 L-CTR-BRANCH LL CORNER180 | non-dimmable, I, IP20, IK05, UGR≤16, 30° beam optic, white steel body, T-join with center branch to the left for in-line connection, through wired, 5x1.5mm2, three 5-pole connectors | 1185 | 571 | 65 |  | 100000/L80B10 | 3 | 9248 | 52.7 | 175 | 80+ | 3000 | 340.732
| DM1119723 | Shop A LED1x11350 J569 T830 L30 LO5 L1 L-CTR-BRANCH LL CORNER180 | non-dimmable, I, IP20, IK05, UGR≤16, 30° beam optic, white steel body, T-join with center branch to the left for in-line connection, through wired, 5x1.5mm2, three 5-pole connectors | 1185 | 571 | 65 |  | 100000/L80B10 | 3 | 10638 | 61.8 | 172 | 80+ | 3000 | 340.732
| DM1119724 | Shop A LED1x5700 J565 T840 L30 LO1 L1 L-CTR-BRANCH LL CORNER180 | non-dimmable, I, IP20, IK05, UGR≤16, 30° beam optic, white steel body, T-join with center branch to the left for in-line connection, through wired, 5x1.5mm2, three 5-pole connectors | 1185 | 571 | 65 |  | 100000/L80B10 | 3 | 5635 | 32.4 | 174 | 80+ | 4000 | 292.4
| DM1119725 | Shop A LED1x7900 J566 T840 L30 LO2 L1 L-CTR-BRANCH LL CORNER180 | non-dimmable, I, IP20, IK05, UGR≤16, 30° beam optic, white steel body, T-join with center branch to the left for in-line connection, through wired, 5x1.5mm2, three 5-pole connectors | 1185 | 571 | 65 |  | 100000/L80B10 | 3 | 7808 | 46.5 | 168 | 80+ | 4000 | 320.092
| DM1119726 | Shop A LED1x8300 J567 T840 L30 LO3 L1 L-CTR-BRANCH LL CORNER180 | non-dimmable, I, IP20, IK05, UGR≤16, 30° beam optic, white steel body, T-join with center branch to the left for in-line connection, through wired, 5x1.5mm2, three 5-pole connectors | 1185 | 571 | 65 |  | 100000/L80B10 | 3 | 8198 | 44.1 | 186 | 80+ | 4000 | 343.226
| DM1119727 | Shop A LED1x9900 J568 T840 L30 LO4 L1 L-CTR-BRANCH LL CORNER180 | non-dimmable, I, IP20, IK05, UGR≤16, 30° beam optic, white steel body, T-join with center branch to the left for in-line connection, through wired, 5x1.5mm2, three 5-pole connectors | 1185 | 571 | 65 |  | 100000/L80B10 | 3 | 9748 | 52.7 | 185 | 80+ | 4000 | 340.732
| DM1119728 | Shop A LED1x11350 J569 T840 L30 LO5 L1 L-CTR-BRANCH LL CORNER180 | non-dimmable, I, IP20, IK05, UGR≤16, 30° beam optic, white steel body, T-join with center branch to the left for in-line connection, through wired, 5x1.5mm2, three 5-pole connectors | 1185 | 571 | 65 |  | 100000/L80B10 | 3 | 11213 | 61.8 | 181 | 80+ | 4000 | 340.732
*note - for versions: LO1, LO2 - only every second LED lights up
*note - plug is positioned at the longest end of the luminaire and socket(s) ar out at each branch. If changes to be made please discuss project with your sales manager.
| DM1119729 | Shop A LED1x5700 J565 T830 L40x75 LO1 L1 L-CTR-BRANCH LL CORNER180 | non-dimmable, I, IP20, IK05, UGR≤16, 40x75° beam optic, white steel body, T-join with center branch to the left for in-line connection, through wired, 5x1.5mm2, three 5-pole connectors | 1185 | 571 | 65 |  | 100000/L80B10 | 3 | 5346 | 32.4 | 165 | 80+ | 3000 | 292.4
| DM1119730 | Shop A LED1x7900 J566 T830 L40x75 LO2 L1 L-CTR-BRANCH LL CORNER180 | non-dimmable, I, IP20, IK05, UGR≤19, 40x75° beam optic, white steel body, T-join with center branch to the left for in-line connection, through wired, 5x1.5mm2, three 5-pole connectors | 1185 | 571 | 65 |  | 100000/L80B10 | 3 | 7407 | 46.5 | 159 | 80+ | 3000 | 320.092
| DM1119731 | Shop A LED1x8300 J567 T830 L40x75 LO3 L1 L-CTR-BRANCH LL CORNER180 | non-dimmable, I, IP20, IK05, UGR≤19, 40x75° beam optic, white steel body, T-join with center branch to the left for in-line connection, through wired, 5x1.5mm2, three 5-pole connectors | 1185 | 571 | 65 |  | 100000/L80B10 | 3 | 7778 | 44.1 | 176 | 80+ | 3000 | 343.226
| DM1119732 | Shop A LED1x9900 J568 T830 L40x75 LO4 L1 L-CTR-BRANCH LL CORNER180 | non-dimmable, I, IP20, IK05, UGR≤19, 40x75° beam optic, white steel body, T-join with center branch to the left for in-line connection, through wired, 5x1.5mm2, three 5-pole connectors | 1185 | 571 | 65 |  | 100000/L80B10 | 3 | 9248 | 52.7 | 175 | 80+ | 3000 | 340.732
| DM1119733 | Shop A LED1x11350 J569 T830 L40x75 LO5 L1 L-CTR-BRANCH LL CORNER180 | non-dimmable, I, IP20, IK05, UGR≤19, 40x75° beam optic, white steel body, T-join with center branch to the left for in-line connection, through wired, 5x1.5mm2, three 5-pole connectors | 1185 | 571 | 65 |  | 100000/L80B10 | 3 | 10638 | 61.8 | 172 | 80+ | 3000 | 340.732
| DM1119734 | Shop A LED1x5700 J565 T840 L40x75 LO1 L1 L-CTR-BRANCH LL CORNER180 | non-dimmable, I, IP20, IK05, UGR≤16, 40x75° beam optic, white steel body, T-join with center branch to the left for in-line connection, through wired, 5x1.5mm2, three 5-pole connectors | 1185 | 571 | 65 |  | 100000/L80B10 | 3 | 5635 | 32.4 | 174 | 80+ | 4000 | 292.4
| DM1119735 | Shop A LED1x7900 J566 T840 L40x75 LO2 L1 L-CTR-BRANCH LL CORNER180 | non-dimmable, I, IP20, IK05, UGR≤19, 40x75° beam optic, white steel body, T-join with center branch to the left for in-line connection, through wired, 5x1.5mm2, three 5-pole connectors | 1185 | 571 | 65 |  | 100000/L80B10 | 3 | 7808 | 46.5 | 168 | 80+ | 4000 | 320.092
| DM1119736 | Shop A LED1x8300 J567 T840 L40x75 LO3 L1 L-CTR-BRANCH LL CORNER180 | non-dimmable, I, IP20, IK05, UGR≤19, 40x75° beam optic, white steel body, T-join with center branch to the left for in-line connection, through wired, 5x1.5mm2, three 5-pole connectors | 1185 | 571 | 65 |  | 100000/L80B10 | 3 | 8198 | 44.1 | 186 | 80+ | 4000 | 343.226
| DM1119737 | Shop A LED1x9900 J568 T840 L40x75 LO4 L1 L-CTR-BRANCH LL CORNER180 | non-dimmable, I, IP20, IK05, UGR≤19, 40x75° beam optic, white steel body, T-join with center branch to the left for in-line connection, through wired, 5x1.5mm2, three 5-pole connectors | 1185 | 571 | 65 |  | 100000/L80B10 | 3 | 9748 | 52.7 | 185 | 80+ | 4000 | 340.732
| DM1119738 | Shop A LED1x11350 J569 T840 L40x75 LO5 L1 L-CTR-BRANCH LL CORNER180 | non-dimmable, I, IP20, IK05, UGR≤19, 40x75° beam optic, white steel body, T-join with center branch to the left for in-line connection, through wired, 5x1.5mm2, three 5-pole connectors | 1185 | 571 | 65 |  | 100000/L80B10 | 3 | 11213 | 61.8 | 181 | 80+ | 4000 | 340.732
*note - for versions: LO1, LO2 - only every second LED lights up
*note - plug is positioned at the longest end of the luminaire and socket(s) ar out at each branch. If changes to be made please discuss project with your sales manager.
| DM1118077 | Shop A LED1x5700 J565 T830 L75 LO1 L1 L-CTR-BRANCH LL CORNER180 | non-dimmable, I, IP20, IK05, UGR≤19, 75° beam optic, white steel body, T-join with center branch to the left for in-line connection, through wired, 5x1.5mm2, three 5-pole connectors | 1185 | 571 | 65 |  | 100000/L80B10 | 3 | 5403 | 32.4 | 167 | 80+ | 3000 | 292.4
| DM1118078 | Shop A LED1x7900 J566 T830 L75 LO2 L1 L-CTR-BRANCH LL CORNER180 | non-dimmable, I, IP20, IK05, UGR≤19, 75° beam optic, white steel body, T-join with center branch to the left for in-line connection, through wired, 5x1.5mm2, three 5-pole connectors | 1185 | 571 | 65 |  | 100000/L80B10 | 3 | 7485 | 46.5 | 161 | 80+ | 3000 | 320.092
| DM1118079 | Shop A LED1x8300 J567 T830 L75 LO3 L1 L-CTR-BRANCH LL CORNER180 | non-dimmable, I, IP20, IK05, UGR≤19, 75° beam optic, white steel body, T-join with center branch to the left for in-line connection, through wired, 5x1.5mm2, three 5-pole connectors | 1185 | 571 | 65 |  | 100000/L80B10 | 3 | 7860 | 44.1 | 178 | 80+ | 3000 | 343.226
| DM1118080 | Shop A LED1x9900 J568 T830 L75 LO4 L1 L-CTR-BRANCH LL CORNER180 | non-dimmable, I, IP20, IK05, UGR≤19, 75° beam optic, white steel body, T-join with center branch to the left for in-line connection, through wired, 5x1.5mm2, three 5-pole connectors | 1185 | 571 | 65 |  | 100000/L80B10 | 3 | 9345 | 52.7 | 177 | 80+ | 3000 | 340.732
| DM1118081 | Shop A LED1x11350 J569 T830 L75 LO5 L1 L-CTR-BRANCH LL CORNER180 | non-dimmable, I, IP20, IK05, UGR≤19, 75° beam optic, white steel body, T-join with center branch to the left for in-line connection, through wired, 5x1.5mm2, three 5-pole connectors | 1185 | 571 | 65 |  | 100000/L80B10 | 3 | 10750 | 61.8 | 174 | 80+ | 3000 | 340.732
| DM1118082 | Shop A LED1x5700 J565 T840 L75 LO1 L1 L-CTR-BRANCH LL CORNER180 | non-dimmable, I, IP20, IK05, UGR≤19, 75° beam optic, white steel body, T-join with center branch to the left for in-line connection, through wired, 5x1.5mm2, three 5-pole connectors | 1185 | 571 | 65 |  | 100000/L80B10 | 3 | 5695 | 32.4 | 176 | 80+ | 4000 | 292.4
| DM1118083 | Shop A LED1x7900 J566 T840 L75 LO2 L1 L-CTR-BRANCH LL CORNER180 | non-dimmable, I, IP20, IK05, UGR≤19, 75° beam optic, white steel body, T-join with center branch to the left for in-line connection, through wired, 5x1.5mm2, three 5-pole connectors | 1185 | 571 | 65 |  | 100000/L80B10 | 3 | 7890 | 46.5 | 170 | 80+ | 4000 | 320.092
| DM1118084 | Shop A LED1x8300 J567 T840 L75 LO3 L1 L-CTR-BRANCH LL CORNER180 | non-dimmable, I, IP20, IK05, UGR≤19, 75° beam optic, white steel body, T-join with center branch to the left for in-line connection, through wired, 5x1.5mm2, three 5-pole connectors | 1185 | 571 | 65 |  | 100000/L80B10 | 3 | 8285 | 44.1 | 188 | 80+ | 4000 | 343.226
| DM1118085 | Shop A LED1x9900 J568 T840 L75 LO4 L1 L-CTR-BRANCH LL CORNER180 | non-dimmable, I, IP20, IK05, UGR≤19, 75° beam optic, white steel body, T-join with center branch to the left for in-line connection, through wired, 5x1.5mm2, three 5-pole connectors | 1185 | 571 | 65 |  | 100000/L80B10 | 3 | 9851 | 52.7 | 187 | 80+ | 4000 | 340.732
| DM1118086 | Shop A LED1x11350 J569 T840 L75 LO5 L1 L-CTR-BRANCH LL CORNER180 | non-dimmable, I, IP20, IK05, UGR≤19, 75° beam optic, white steel body, T-join with center branch to the left for in-line connection, through wired, 5x1.5mm2, three 5-pole connectors | 1185 | 571 | 65 |  | 100000/L80B10 | 3 | 11331 | 61.8 | 183 | 80+ | 4000 | 340.732
*note - for versions: LO1, LO2 - only every second LED lights up
*note - plug is positioned at the longest end of the luminaire and socket(s) ar out at each branch. If changes to be made please discuss project with your sales manager.
| DM1119739 | Shop A LED1x5700 J565 T830 L75W LO1 L1 L-CTR-BRANCH LL CORNER180 | non-dimmable, I, IP20, IK05, UGR≤19, 75° wide beam optic, white steel body, T-join with center branch to the left for in-line connection, through wired, 5x1.5mm2, three 5-pole connectors | 1185 | 571 | 65 |  | 100000/L80B10 | 3 | 5403 | 32.4 | 167 | 80+ | 3000 | 292.4
| DM1119740 | Shop A LED1x7900 J566 T830 L75W LO2 L1 L-CTR-BRANCH LL CORNER180 | non-dimmable, I, IP20, IK05, UGR≤19, 75° wide beam optic, white steel body, T-join with center branch to the left for in-line connection, through wired, 5x1.5mm2, three 5-pole connectors | 1185 | 571 | 65 |  | 100000/L80B10 | 3 | 7485 | 46.5 | 161 | 80+ | 3000 | 320.092
| DM1119741 | Shop A LED1x8300 J567 T830 L75W LO3 L1 L-CTR-BRANCH LL CORNER180 | non-dimmable, I, IP20, IK05, UGR≤19, 75° wide beam optic, white steel body, T-join with center branch to the left for in-line connection, through wired, 5x1.5mm2, three 5-pole connectors | 1185 | 571 | 65 |  | 100000/L80B10 | 3 | 7860 | 44.1 | 178 | 80+ | 3000 | 343.226
| DM1119742 | Shop A LED1x9900 J568 T830 L75W LO4 L1 L-CTR-BRANCH LL CORNER180 | non-dimmable, I, IP20, IK05, UGR≤19, 75° wide beam optic, white steel body, T-join with center branch to the left for in-line connection, through wired, 5x1.5mm2, three 5-pole connectors | 1185 | 571 | 65 |  | 100000/L80B10 | 3 | 9345 | 52.7 | 177 | 80+ | 3000 | 340.732
| DM1119743 | Shop A LED1x11350 J569 T830 L75W LO5 L1 L-CTR-BRANCH LL CORNER180 | non-dimmable, I, IP20, IK05, UGR≤19, 75° wide beam optic, white steel body, T-join with center branch to the left for in-line connection, through wired, 5x1.5mm2, three 5-pole connectors | 1185 | 571 | 65 |  | 100000/L80B10 | 3 | 10750 | 61.8 | 174 | 80+ | 3000 | 340.732
| DM1119744 | Shop A LED1x5700 J565 T840 L75W LO1 L1 L-CTR-BRANCH LL CORNER180 | non-dimmable, I, IP20, IK05, UGR≤19, 75° wide beam optic, white steel body, T-join with center branch to the left for in-line connection, through wired, 5x1.5mm2, three 5-pole connectors | 1185 | 571 | 65 |  | 100000/L80B10 | 3 | 5695 | 32.4 | 176 | 80+ | 4000 | 292.4
| DM1119745 | Shop A LED1x7900 J566 T840 L75W LO2 L1 L-CTR-BRANCH LL CORNER180 | non-dimmable, I, IP20, IK05, UGR≤19, 75° wide beam optic, white steel body, T-join with center branch to the left for in-line connection, through wired, 5x1.5mm2, three 5-pole connectors | 1185 | 571 | 65 |  | 100000/L80B10 | 3 | 7890 | 46.5 | 170 | 80+ | 4000 | 320.092
| DM1119746 | Shop A LED1x8300 J567 T840 L75W LO3 L1 L-CTR-BRANCH LL CORNER180 | non-dimmable, I, IP20, IK05, UGR≤19, 75° wide beam optic, white steel body, T-join with center branch to the left for in-line connection, through wired, 5x1.5mm2, three 5-pole connectors | 1185 | 571 | 65 |  | 100000/L80B10 | 3 | 8285 | 44.1 | 188 | 80+ | 4000 | 343.226
| DM1119747 | Shop A LED1x9900 J568 T840 L75W LO4 L1 L-CTR-BRANCH LL CORNER180 | non-dimmable, I, IP20, IK05, UGR≤19, 75° wide beam optic, white steel body, T-join with center branch to the left for in-line connection, through wired, 5x1.5mm2, three 5-pole connectors | 1185 | 571 | 65 |  | 100000/L80B10 | 3 | 9851 | 52.7 | 187 | 80+ | 4000 | 340.732
| DM1119748 | Shop A LED1x11350 J569 T840 L75W LO5 L1 L-CTR-BRANCH LL CORNER180 | non-dimmable, I, IP20, IK05, UGR≤19, 75° wide beam optic, white steel body, T-join with center branch to the left for in-line connection, through wired, 5x1.5mm2, three 5-pole connectors | 1185 | 571 | 65 |  | 100000/L80B10 | 3 | 11331 | 61.8 | 183 | 80+ | 4000 | 340.732
*note - for versions: LO1, LO2 - only every second LED lights up
*note - plug is positioned at the longest end of the luminaire and socket(s) ar out at each branch. If changes to be made please discuss project with your sales manager.
| DM1119749 | Shop A LED1x5700 J565 T830 L90W LO1 L1 L-CTR-BRANCH LL CORNER180 | non-dimmable, I, IP20, IK05, UGR≤19, 90° wide beam optic, white steel body, T-join with center branch to the left for in-line connection, through wired, 5x1.5mm2, three 5-pole connectors | 1185 | 571 | 65 |  | 100000/L80B10 | 3 | 5403 | 32.4 | 167 | 80+ | 3000 | 292.4
| DM1119750 | Shop A LED1x7900 J566 T830 L90W LO2 L1 L-CTR-BRANCH LL CORNER180 | non-dimmable, I, IP20, IK05, UGR≤22, 90° wide beam optic, white steel body, T-join with center branch to the left for in-line connection, through wired, 5x1.5mm2, three 5-pole connectors | 1185 | 571 | 65 |  | 100000/L80B10 | 3 | 7485 | 46.5 | 161 | 80+ | 3000 | 320.092
| DM1119751 | Shop A LED1x8300 J567 T830 L90W LO3 L1 L-CTR-BRANCH LL CORNER180 | non-dimmable, I, IP20, IK05, UGR≤22, 90° wide beam optic, white steel body, T-join with center branch to the left for in-line connection, through wired, 5x1.5mm2, three 5-pole connectors | 1185 | 571 | 65 |  | 100000/L80B10 | 3 | 7860 | 44.1 | 178 | 80+ | 3000 | 343.226
| DM1119752 | Shop A LED1x9900 J568 T830 L90W LO4 L1 L-CTR-BRANCH LL CORNER180 | non-dimmable, I, IP20, IK05, UGR≤22, 90° wide beam optic, white steel body, T-join with center branch to the left for in-line connection, through wired, 5x1.5mm2, three 5-pole connectors | 1185 | 571 | 65 |  | 100000/L80B10 | 3 | 9345 | 52.7 | 177 | 80+ | 3000 | 340.732
| DM1119753 | Shop A LED1x11350 J569 T830 L90W LO5 L1 L-CTR-BRANCH LL CORNER180 | non-dimmable, I, IP20, IK05, UGR≤22, 90° wide beam optic, white steel body, T-join with center branch to the left for in-line connection, through wired, 5x1.5mm2, three 5-pole connectors | 1185 | 571 | 65 |  | 100000/L80B10 | 3 | 10750 | 61.8 | 174 | 80+ | 3000 | 340.732
| DM1119754 | Shop A LED1x5700 J565 T840 L90W LO1 L1 L-CTR-BRANCH LL CORNER180 | non-dimmable, I, IP20, IK05, UGR≤19, 90° wide beam optic, white steel body, T-join with center branch to the left for in-line connection, through wired, 5x1.5mm2, three 5-pole connectors | 1185 | 571 | 65 |  | 100000/L80B10 | 3 | 5695 | 32.4 | 176 | 80+ | 4000 | 292.4
| DM1119755 | Shop A LED1x7900 J566 T840 L90W LO2 L1 L-CTR-BRANCH LL CORNER180 | non-dimmable, I, IP20, IK05, UGR≤22, 90° wide beam optic, white steel body, T-join with center branch to the left for in-line connection, through wired, 5x1.5mm2, three 5-pole connectors | 1185 | 571 | 65 |  | 100000/L80B10 | 3 | 7890 | 46.5 | 170 | 80+ | 4000 | 320.092
| DM1119756 | Shop A LED1x8300 J567 T840 L90W LO3 L1 L-CTR-BRANCH LL CORNER180 | non-dimmable, I, IP20, IK05, UGR≤22, 90° wide beam optic, white steel body, T-join with center branch to the left for in-line connection, through wired, 5x1.5mm2, three 5-pole connectors | 1185 | 571 | 65 |  | 100000/L80B10 | 3 | 8285 | 44.1 | 188 | 80+ | 4000 | 343.226
| DM1119757 | Shop A LED1x9900 J568 T840 L90W LO4 L1 L-CTR-BRANCH LL CORNER180 | non-dimmable, I, IP20, IK05, UGR≤22, 90° wide beam optic, white steel body, T-join with center branch to the left for in-line connection, through wired, 5x1.5mm2, three 5-pole connectors | 1185 | 571 | 65 |  | 100000/L80B10 | 3 | 9851 | 52.7 | 187 | 80+ | 4000 | 340.732
| DM1119758 | Shop A LED1x11350 J569 T840 L90W LO5 L1 L-CTR-BRANCH LL CORNER180 | non-dimmable, I, IP20, IK05, UGR≤22, 90° wide beam optic, white steel body, T-join with center branch to the left for in-line connection, through wired, 5x1.5mm2, three 5-pole connectors | 1185 | 571 | 65 |  | 100000/L80B10 | 3 | 11331 | 61.8 | 183 | 80+ | 4000 | 340.732
*note - for versions: LO1, LO2 - only every second LED lights up
*note - plug is positioned at the longest end of the luminaire and socket is out at a branch.
| DM1119759 | Shop A LED1x5700 J565 T830 L100 LO1 L1 L-CTR-BRANCH LL CORNER180 | non-dimmable, I, IP20, IK05, 100° beam optic, white steel body, T-join with center branch to the left for in-line connection, through wired, 5x1.5mm2, three 5-pole connectors | 1185 | 571 | 65 |  | 100000/L80B10 | 3 | 5234 | 32.4 | 162 | 80+ | 3000 | 292.4
| DM1119760 | Shop A LED1x7900 J566 T830 L100 LO2 L1 L-CTR-BRANCH LL CORNER180 | non-dimmable, I, IP20, IK05, 100° beam optic, white steel body, T-join with center branch to the left for in-line connection, through wired, 5x1.5mm2, three 5-pole connectors | 1185 | 571 | 65 |  | 100000/L80B10 | 3 | 7251 | 46.5 | 156 | 80+ | 3000 | 320.092
| DM1119761 | Shop A LED1x8300 J567 T830 L100 LO3 L1 L-CTR-BRANCH LL CORNER180 | non-dimmable, I, IP20, IK05, 100° beam optic, white steel body, T-join with center branch to the left for in-line connection, through wired, 5x1.5mm2, three 5-pole connectors | 1185 | 571 | 65 |  | 100000/L80B10 | 3 | 7614 | 44.1 | 173 | 80+ | 3000 | 343.226
| DM1119762 | Shop A LED1x9900 J568 T830 L100 LO4 L1 L-CTR-BRANCH LL CORNER180 | non-dimmable, I, IP20, IK05, 100° beam optic, white steel body, T-join with center branch to the left for in-line connection, through wired, 5x1.5mm2, three 5-pole connectors | 1185 | 571 | 65 |  | 100000/L80B10 | 3 | 9053 | 52.7 | 172 | 80+ | 3000 | 340.732
| DM1119763 | Shop A LED1x11350 J569 T830 L100 LO5 L1 L-CTR-BRANCH LL CORNER180 | non-dimmable, I, IP20, IK05, 100° beam optic, white steel body, T-join with center branch to the left for in-line connection, through wired, 5x1.5mm2, three 5-pole connectors | 1185 | 571 | 65 |  | 100000/L80B10 | 3 | 10414 | 61.8 | 169 | 80+ | 3000 | 340.732
| DM1119764 | Shop A LED1x5700 J565 T840 L100 LO1 L1 L-CTR-BRANCH LL CORNER180 | non-dimmable, I, IP20, IK05, 100° beam optic, white steel body, T-join with center branch to the left for in-line connection, through wired, 5x1.5mm2, three 5-pole connectors | 1185 | 571 | 65 |  | 100000/L80B10 | 3 | 5517 | 32.4 | 170 | 80+ | 4000 | 292.4
| DM1119765 | Shop A LED1x7900 J566 T840 L100 LO2 L1 L-CTR-BRANCH LL CORNER180 | non-dimmable, I, IP20, IK05, 100° beam optic, white steel body, T-join with center branch to the left for in-line connection, through wired, 5x1.5mm2, three 5-pole connectors | 1185 | 571 | 65 |  | 100000/L80B10 | 3 | 7643 | 46.5 | 164 | 80+ | 4000 | 320.092
| DM1119766 | Shop A LED1x8300 J567 T840 L100 LO3 L1 L-CTR-BRANCH LL CORNER180 | non-dimmable, I, IP20, IK05, 100° beam optic, white steel body, T-join with center branch to the left for in-line connection, through wired, 5x1.5mm2, three 5-pole connectors | 1185 | 571 | 65 |  | 100000/L80B10 | 3 | 8026 | 44.1 | 182 | 80+ | 4000 | 343.226
| DM1119767 | Shop A LED1x9900 J568 T840 L100 LO4 L1 L-CTR-BRANCH LL CORNER180 | non-dimmable, I, IP20, IK05, 100° beam optic, white steel body, T-join with center branch to the left for in-line connection, through wired, 5x1.5mm2, three 5-pole connectors | 1185 | 571 | 65 |  | 100000/L80B10 | 3 | 9543 | 52.7 | 181 | 80+ | 4000 | 340.732
| DM1119768 | Shop A LED1x11350 J569 T840 L100 LO5 L1 L-CTR-BRANCH LL CORNER180 | non-dimmable, I, IP20, IK05, 100° beam optic, white steel body, T-join with center branch to the left for in-line connection, through wired, 5x1.5mm2, three 5-pole connectors | 1185 | 571 | 65 |  | 100000/L80B10 | 3 | 10977 | 61.8 | 178 | 80+ | 4000 | 340.732
*note - for versions: LO1, LO2 - only every second LED lights up
*note - plug is positioned at the longest end of the luminaire and socket is out at a branch.
| DM1119769 | Shop A LED1x5700 J565 T830 L2A25 LO1 L1 L-CTR-BRANCH LL CORNER180 | non-dimmable, I, IP20, IK05, UGR≤19, double asymmetrical optic, white steel body, T-join with center branch to the left for in-line connection, through wired, 5x1.5mm2, three 5-pole connectors | 1185 | 571 | 65 |  | 100000/L80B10 | 3 | 5403 | 32.4 | 167 | 80+ | 3000 | 292.4
| DM1119770 | Shop A LED1x7900 J566 T830 L2A25 LO2 L1 L-CTR-BRANCH LL CORNER180 | non-dimmable, I, IP20, IK05, UGR≤22, double asymmetrical optic, white steel body, T-join with center branch to the left for in-line connection, through wired, 5x1.5mm2, three 5-pole connectors | 1185 | 571 | 65 |  | 100000/L80B10 | 3 | 7485 | 46.5 | 161 | 80+ | 3000 | 320.092
| DM1119771 | Shop A LED1x8300 J567 T830 L2A25 LO3 L1 L-CTR-BRANCH LL CORNER180 | non-dimmable, I, IP20, IK05, UGR≤22, double asymmetrical optic, white steel body, T-join with center branch to the left for in-line connection, through wired, 5x1.5mm2, three 5-pole connectors | 1185 | 571 | 65 |  | 100000/L80B10 | 3 | 7860 | 44.1 | 178 | 80+ | 3000 | 343.226
| DM1119772 | Shop A LED1x9900 J568 T830 L2A25 LO4 L1 L-CTR-BRANCH LL CORNER180 | non-dimmable, I, IP20, IK05, UGR≤22, double asymmetrical optic, white steel body, T-join with center branch to the left for in-line connection, through wired, 5x1.5mm2, three 5-pole connectors | 1185 | 571 | 65 |  | 100000/L80B10 | 3 | 9345 | 52.7 | 177 | 80+ | 3000 | 340.732
| DM1119773 | Shop A LED1x11350 J569 T830 L2A25 LO5 L1 L-CTR-BRANCH LL CORNER180 | non-dimmable, I, IP20, IK05, UGR≤22, double asymmetrical optic, white steel body, T-join with center branch to the left for in-line connection, through wired, 5x1.5mm2, three 5-pole connectors | 1185 | 571 | 65 |  | 100000/L80B10 | 3 | 10750 | 61.8 | 174 | 80+ | 3000 | 340.732
| DM1119774 | Shop A LED1x5700 J565 T840 L2A25 LO1 L1 L-CTR-BRANCH LL CORNER180 | non-dimmable, I, IP20, IK05, UGR≤19, double asymmetrical optic, white steel body, T-join with center branch to the left for in-line connection, through wired, 5x1.5mm2, three 5-pole connectors | 1185 | 571 | 65 |  | 100000/L80B10 | 3 | 5695 | 32.4 | 176 | 80+ | 4000 | 292.4
| DM1119775 | Shop A LED1x7900 J566 T840 L2A25 LO2 L1 L-CTR-BRANCH LL CORNER180 | non-dimmable, I, IP20, IK05, UGR≤22, double asymmetrical optic, white steel body, T-join with center branch to the left for in-line connection, through wired, 5x1.5mm2, three 5-pole connectors | 1185 | 571 | 65 |  | 100000/L80B10 | 3 | 7890 | 46.5 | 170 | 80+ | 4000 | 320.092
| DM1119776 | Shop A LED1x8300 J567 T840 L2A25 LO3 L1 L-CTR-BRANCH LL CORNER180 | non-dimmable, I, IP20, IK05, UGR≤22, double asymmetrical optic, white steel body, T-join with center branch to the left for in-line connection, through wired, 5x1.5mm2, three 5-pole connectors | 1185 | 571 | 65 |  | 100000/L80B10 | 3 | 8285 | 44.1 | 188 | 80+ | 4000 | 343.226
| DM1119777 | Shop A LED1x9900 J568 T840 L2A25 LO4 L1 L-CTR-BRANCH LL CORNER180 | non-dimmable, I, IP20, IK05, UGR≤22, double asymmetrical optic, white steel body, T-join with center branch to the left for in-line connection, through wired, 5x1.5mm2, three 5-pole connectors | 1185 | 571 | 65 |  | 100000/L80B10 | 3 | 9851 | 52.7 | 187 | 80+ | 4000 | 340.732
| DM1119778 | Shop A LED1x11350 J569 T840 L2A25 LO5 L1 L-CTR-BRANCH LL CORNER180 | non-dimmable, I, IP20, IK05, UGR≤22, double asymmetrical optic, white steel body, T-join with center branch to the left for in-line connection, through wired, 5x1.5mm2, three 5-pole connectors | 1185 | 571 | 65 |  | 100000/L80B10 | 3 | 11331 | 61.8 | 183 | 80+ | 4000 | 340.732
*note - for versions: LO1, LO2 - only every second LED lights up
*note - plug is positioned at the longest end of the luminaire and socket is out at opposite end. If changes to be made please discuss project with your sales manager.
| DM1119799 | Shop A LED1x5700 J565 T830 L30 LO1 L1 R-CTR-BRANCH LL CORNER180 | non-dimmable, I, IP20, IK05, UGR≤16, 30° beam optic, white steel body, T-join with center branch to the right for in-line connection, through wired, 5x1.5mm2, three 5-pole connectors | 1185 | 571 | 65 |  | 100000/L80B10 | 3 | 5346 | 32.4 | 165 | 80+ | 3000 | 292.4
| DM1119800 | Shop A LED1x7900 J566 T830 L30 LO2 L1 R-CTR-BRANCH LL CORNER180 | non-dimmable, I, IP20, IK05, UGR≤16, 30° beam optic, white steel body, T-join with center branch to the right for in-line connection, through wired, 5x1.5mm2, three 5-pole connectors | 1185 | 571 | 65 |  | 100000/L80B10 | 3 | 7407 | 46.5 | 159 | 80+ | 3000 | 320.092
| DM1119801 | Shop A LED1x8300 J567 T830 L30 LO3 L1 R-CTR-BRANCH LL CORNER180 | non-dimmable, I, IP20, IK05, UGR≤16, 30° beam optic, white steel body, T-join with center branch to the right for in-line connection, through wired, 5x1.5mm2, three 5-pole connectors | 1185 | 571 | 65 |  | 100000/L80B10 | 3 | 7778 | 44.1 | 176 | 80+ | 3000 | 343.226
| DM1119802 | Shop A LED1x9900 J568 T830 L30 LO4 L1 R-CTR-BRANCH LL CORNER180 | non-dimmable, I, IP20, IK05, UGR≤16, 30° beam optic, white steel body, T-join with center branch to the right for in-line connection, through wired, 5x1.5mm2, three 5-pole connectors | 1185 | 571 | 65 |  | 100000/L80B10 | 3 | 9248 | 52.7 | 175 | 80+ | 3000 | 340.732
| DM1119803 | Shop A LED1x11350 J569 T830 L30 LO5 L1 R-CTR-BRANCH LL CORNER180 | non-dimmable, I, IP20, IK05, UGR≤16, 30° beam optic, white steel body, T-join with center branch to the right for in-line connection, through wired, 5x1.5mm2, three 5-pole connectors | 1185 | 571 | 65 |  | 100000/L80B10 | 3 | 10638 | 61.8 | 172 | 80+ | 3000 | 340.732
| DM1119804 | Shop A LED1x5700 J565 T840 L30 LO1 L1 R-CTR-BRANCH LL CORNER180 | non-dimmable, I, IP20, IK05, UGR≤16, 30° beam optic, white steel body, T-join with center branch to the right for in-line connection, through wired, 5x1.5mm2, three 5-pole connectors | 1185 | 571 | 65 |  | 100000/L80B10 | 3 | 5635 | 32.4 | 174 | 80+ | 4000 | 292.4
| DM1119805 | Shop A LED1x7900 J566 T840 L30 LO2 L1 R-CTR-BRANCH LL CORNER180 | non-dimmable, I, IP20, IK05, UGR≤16, 30° beam optic, white steel body, T-join with center branch to the right for in-line connection, through wired, 5x1.5mm2, three 5-pole connectors | 1185 | 571 | 65 |  | 100000/L80B10 | 3 | 7808 | 46.5 | 168 | 80+ | 4000 | 320.092
| DM1119806 | Shop A LED1x8300 J567 T840 L30 LO3 L1 R-CTR-BRANCH LL CORNER180 | non-dimmable, I, IP20, IK05, UGR≤16, 30° beam optic, white steel body, T-join with center branch to the right for in-line connection, through wired, 5x1.5mm2, three 5-pole connectors | 1185 | 571 | 65 |  | 100000/L80B10 | 3 | 8198 | 44.1 | 186 | 80+ | 4000 | 343.226
| DM1119807 | Shop A LED1x9900 J568 T840 L30 LO4 L1 R-CTR-BRANCH LL CORNER180 | non-dimmable, I, IP20, IK05, UGR≤16, 30° beam optic, white steel body, T-join with center branch to the right for in-line connection, through wired, 5x1.5mm2, three 5-pole connectors | 1185 | 571 | 65 |  | 100000/L80B10 | 3 | 9748 | 52.7 | 185 | 80+ | 4000 | 340.732
| DM1119808 | Shop A LED1x11350 J569 T840 L30 LO5 L1 R-CTR-BRANCH LL CORNER180 | non-dimmable, I, IP20, IK05, UGR≤16, 30° beam optic, white steel body, T-join with center branch to the right for in-line connection, through wired, 5x1.5mm2, three 5-pole connectors | 1185 | 571 | 65 |  | 100000/L80B10 | 3 | 11213 | 61.8 | 181 | 80+ | 4000 | 340.732
*note - for versions: LO1, LO2 - only every second LED lights up
*note - plug is positioned at the longest end of the luminaire and socket(s) ar out at each branch. If changes to be made please discuss project with your sales manager.
| DM1119809 | Shop A LED1x5700 J565 T830 L40x75 LO1 L1 R-CTR-BRANCH LL CORNER180 | non-dimmable, I, IP20, IK05, UGR≤16, 40x75° beam optic, white steel body, T-join with center branch to the right for in-line connection, through wired, 5x1.5mm2, three 5-pole connectors | 1185 | 571 | 65 |  | 100000/L80B10 | 3 | 5346 | 32.4 | 165 | 80+ | 3000 | 292.4
| DM1119810 | Shop A LED1x7900 J566 T830 L40x75 LO2 L1 R-CTR-BRANCH LL CORNER180 | non-dimmable, I, IP20, IK05, UGR≤19, 40x75° beam optic, white steel body, T-join with center branch to the right for in-line connection, through wired, 5x1.5mm2, three 5-pole connectors | 1185 | 571 | 65 |  | 100000/L80B10 | 3 | 7407 | 46.5 | 159 | 80+ | 3000 | 320.092
| DM1119811 | Shop A LED1x8300 J567 T830 L40x75 LO3 L1 R-CTR-BRANCH LL CORNER180 | non-dimmable, I, IP20, IK05, UGR≤19, 40x75° beam optic, white steel body, T-join with center branch to the right for in-line connection, through wired, 5x1.5mm2, three 5-pole connectors | 1185 | 571 | 65 |  | 100000/L80B10 | 3 | 7778 | 44.1 | 176 | 80+ | 3000 | 343.226
| DM1119812 | Shop A LED1x9900 J568 T830 L40x75 LO4 L1 R-CTR-BRANCH LL CORNER180 | non-dimmable, I, IP20, IK05, UGR≤19, 40x75° beam optic, white steel body, T-join with center branch to the right for in-line connection, through wired, 5x1.5mm2, three 5-pole connectors | 1185 | 571 | 65 |  | 100000/L80B10 | 3 | 9248 | 52.7 | 175 | 80+ | 3000 | 340.732
| DM1119813 | Shop A LED1x11350 J569 T830 L40x75 LO5 L1 R-CTR-BRANCH LL CORNER180 | non-dimmable, I, IP20, IK05, UGR≤19, 40x75° beam optic, white steel body, T-join with center branch to the right for in-line connection, through wired, 5x1.5mm2, three 5-pole connectors | 1185 | 571 | 65 |  | 100000/L80B10 | 3 | 10638 | 61.8 | 172 | 80+ | 3000 | 340.732
| DM1119814 | Shop A LED1x5700 J565 T840 L40x75 LO1 L1 R-CTR-BRANCH LL CORNER180 | non-dimmable, I, IP20, IK05, UGR≤16, 40x75° beam optic, white steel body, T-join with center branch to the right for in-line connection, through wired, 5x1.5mm2, three 5-pole connectors | 1185 | 571 | 65 |  | 100000/L80B10 | 3 | 5635 | 32.4 | 174 | 80+ | 4000 | 292.4
| DM1119815 | Shop A LED1x7900 J566 T840 L40x75 LO2 L1 R-CTR-BRANCH LL CORNER180 | non-dimmable, I, IP20, IK05, UGR≤19, 40x75° beam optic, white steel body, T-join with center branch to the right for in-line connection, through wired, 5x1.5mm2, three 5-pole connectors | 1185 | 571 | 65 |  | 100000/L80B10 | 3 | 7808 | 46.5 | 168 | 80+ | 4000 | 320.092
| DM1119816 | Shop A LED1x8300 J567 T840 L40x75 LO3 L1 R-CTR-BRANCH LL CORNER180 | non-dimmable, I, IP20, IK05, UGR≤19, 40x75° beam optic, white steel body, T-join with center branch to the right for in-line connection, through wired, 5x1.5mm2, three 5-pole connectors | 1185 | 571 | 65 |  | 100000/L80B10 | 3 | 8198 | 44.1 | 186 | 80+ | 4000 | 343.226
| DM1119817 | Shop A LED1x9900 J568 T840 L40x75 LO4 L1 R-CTR-BRANCH LL CORNER180 | non-dimmable, I, IP20, IK05, UGR≤19, 40x75° beam optic, white steel body, T-join with center branch to the right for in-line connection, through wired, 5x1.5mm2, three 5-pole connectors | 1185 | 571 | 65 |  | 100000/L80B10 | 3 | 9748 | 52.7 | 185 | 80+ | 4000 | 340.732
| DM1119818 | Shop A LED1x11350 J569 T840 L40x75 LO5 L1 R-CTR-BRANCH LL CORNER180 | non-dimmable, I, IP20, IK05, UGR≤19, 40x75° beam optic, white steel body, T-join with center branch to the right for in-line connection, through wired, 5x1.5mm2, three 5-pole connectors | 1185 | 571 | 65 |  | 100000/L80B10 | 3 | 11213 | 61.8 | 181 | 80+ | 4000 | 340.732
*note - for versions: LO1, LO2 - only every second LED lights up
*note - plug is positioned at the longest end of the luminaire and socket(s) ar out at each branch. If changes to be made please discuss project with your sales manager.
| DM1118087 | Shop A LED1x5700 J565 T830 L75 LO1 L1 R-CTR-BRANCH LL CORNER180 | non-dimmable, I, IP20, IK05, UGR≤19, 75° beam optic, white steel body, T-join with center branch to the right for in-line connection, through wired, 5x1.5mm2, three 5-pole connectors | 1185 | 571 | 65 |  | 100000/L80B10 | 3 | 5403 | 32.4 | 167 | 80+ | 3000 | 292.4
| DM1118088 | Shop A LED1x7900 J566 T830 L75 LO2 L1 R-CTR-BRANCH LL CORNER180 | non-dimmable, I, IP20, IK05, UGR≤19, 75° beam optic, white steel body, T-join with center branch to the right for in-line connection, through wired, 5x1.5mm2, three 5-pole connectors | 1185 | 571 | 65 |  | 100000/L80B10 | 3 | 7485 | 46.5 | 161 | 80+ | 3000 | 320.092
| DM1118089 | Shop A LED1x8300 J567 T830 L75 LO3 L1 R-CTR-BRANCH LL CORNER180 | non-dimmable, I, IP20, IK05, UGR≤19, 75° beam optic, white steel body, T-join with center branch to the right for in-line connection, through wired, 5x1.5mm2, three 5-pole connectors | 1185 | 571 | 65 |  | 100000/L80B10 | 3 | 7860 | 44.1 | 178 | 80+ | 3000 | 343.226
| DM1118090 | Shop A LED1x9900 J568 T830 L75 LO4 L1 R-CTR-BRANCH LL CORNER180 | non-dimmable, I, IP20, IK05, UGR≤19, 75° beam optic, white steel body, T-join with center branch to the right for in-line connection, through wired, 5x1.5mm2, three 5-pole connectors | 1185 | 571 | 65 |  | 100000/L80B10 | 3 | 9345 | 52.7 | 177 | 80+ | 3000 | 340.732
| DM1118091 | Shop A LED1x11350 J569 T830 L75 LO5 L1 R-CTR-BRANCH LL CORNER180 | non-dimmable, I, IP20, IK05, UGR≤19, 75° beam optic, white steel body, T-join with center branch to the right for in-line connection, through wired, 5x1.5mm2, three 5-pole connectors | 1185 | 571 | 65 |  | 100000/L80B10 | 3 | 10750 | 61.8 | 174 | 80+ | 3000 | 340.732
| DM1118092 | Shop A LED1x5700 J565 T840 L75 LO1 L1 R-CTR-BRANCH LL CORNER180 | non-dimmable, I, IP20, IK05, UGR≤19, 75° beam optic, white steel body, T-join with center branch to the right for in-line connection, through wired, 5x1.5mm2, three 5-pole connectors | 1185 | 571 | 65 |  | 100000/L80B10 | 3 | 5695 | 32.4 | 176 | 80+ | 4000 | 292.4
| DM1118093 | Shop A LED1x7900 J566 T840 L75 LO2 L1 R-CTR-BRANCH LL CORNER180 | non-dimmable, I, IP20, IK05, UGR≤19, 75° beam optic, white steel body, T-join with center branch to the right for in-line connection, through wired, 5x1.5mm2, three 5-pole connectors | 1185 | 571 | 65 |  | 100000/L80B10 | 3 | 7890 | 46.5 | 170 | 80+ | 4000 | 320.092
| DM1118094 | Shop A LED1x8300 J567 T840 L75 LO3 L1 R-CTR-BRANCH LL CORNER180 | non-dimmable, I, IP20, IK05, UGR≤19, 75° beam optic, white steel body, T-join with center branch to the right for in-line connection, through wired, 5x1.5mm2, three 5-pole connectors | 1185 | 571 | 65 |  | 100000/L80B10 | 3 | 8285 | 44.1 | 188 | 80+ | 4000 | 343.226
| DM1118095 | Shop A LED1x9900 J568 T840 L75 LO4 L1 R-CTR-BRANCH LL CORNER180 | non-dimmable, I, IP20, IK05, UGR≤19, 75° beam optic, white steel body, T-join with center branch to the right for in-line connection, through wired, 5x1.5mm2, three 5-pole connectors | 1185 | 571 | 65 |  | 100000/L80B10 | 3 | 9851 | 52.7 | 187 | 80+ | 4000 | 340.732
| DM1118096 | Shop A LED1x11350 J569 T840 L75 LO5 L1 R-CTR-BRANCH LL CORNER180 | non-dimmable, I, IP20, IK05, UGR≤19, 75° beam optic, white steel body, T-join with center branch to the right for in-line connection, through wired, 5x1.5mm2, three 5-pole connectors | 1185 | 571 | 65 |  | 100000/L80B10 | 3 | 11331 | 61.8 | 183 | 80+ | 4000 | 340.732
*note - for versions: LO1, LO2 - only every second LED lights up
*note - plug is positioned at the longest end of the luminaire and socket(s) ar out at each branch. If changes to be made please discuss project with your sales manager.
| DM1119819 | Shop A LED1x5700 J565 T830 L75W LO1 L1 R-CTR-BRANCH LL CORNER180 | non-dimmable, I, IP20, IK05, UGR≤19, 75° wide beam optic, white steel body, T-join with center branch to the right for in-line connection, through wired, 5x1.5mm2, three 5-pole connectors | 1185 | 571 | 65 |  | 100000/L80B10 | 3 | 5403 | 32.4 | 167 | 80+ | 3000 | 292.4
| DM1119820 | Shop A LED1x7900 J566 T830 L75W LO2 L1 R-CTR-BRANCH LL CORNER180 | non-dimmable, I, IP20, IK05, UGR≤19, 75° wide beam optic, white steel body, T-join with center branch to the right for in-line connection, through wired, 5x1.5mm2, three 5-pole connectors | 1185 | 571 | 65 |  | 100000/L80B10 | 3 | 7485 | 46.5 | 161 | 80+ | 3000 | 320.092
| DM1119821 | Shop A LED1x8300 J567 T830 L75W LO3 L1 R-CTR-BRANCH LL CORNER180 | non-dimmable, I, IP20, IK05, UGR≤19, 75° wide beam optic, white steel body, T-join with center branch to the right for in-line connection, through wired, 5x1.5mm2, three 5-pole connectors | 1185 | 571 | 65 |  | 100000/L80B10 | 3 | 7860 | 44.1 | 178 | 80+ | 3000 | 343.226
| DM1119822 | Shop A LED1x9900 J568 T830 L75W LO4 L1 R-CTR-BRANCH LL CORNER180 | non-dimmable, I, IP20, IK05, UGR≤19, 75° wide beam optic, white steel body, T-join with center branch to the right for in-line connection, through wired, 5x1.5mm2, three 5-pole connectors | 1185 | 571 | 65 |  | 100000/L80B10 | 3 | 9345 | 52.7 | 177 | 80+ | 3000 | 340.732
| DM1119823 | Shop A LED1x11350 J569 T830 L75W LO5 L1 R-CTR-BRANCH LL CORNER180 | non-dimmable, I, IP20, IK05, UGR≤19, 75° wide beam optic, white steel body, T-join with center branch to the right for in-line connection, through wired, 5x1.5mm2, three 5-pole connectors | 1185 | 571 | 65 |  | 100000/L80B10 | 3 | 10750 | 61.8 | 174 | 80+ | 3000 | 340.732
| DM1119824 | Shop A LED1x5700 J565 T840 L75W LO1 L1 R-CTR-BRANCH LL CORNER180 | non-dimmable, I, IP20, IK05, UGR≤19, 75° wide beam optic, white steel body, T-join with center branch to the right for in-line connection, through wired, 5x1.5mm2, three 5-pole connectors | 1185 | 571 | 65 |  | 100000/L80B10 | 3 | 5695 | 32.4 | 176 | 80+ | 4000 | 292.4
| DM1119825 | Shop A LED1x7900 J566 T840 L75W LO2 L1 R-CTR-BRANCH LL CORNER180 | non-dimmable, I, IP20, IK05, UGR≤19, 75° wide beam optic, white steel body, T-join with center branch to the right for in-line connection, through wired, 5x1.5mm2, three 5-pole connectors | 1185 | 571 | 65 |  | 100000/L80B10 | 3 | 7890 | 46.5 | 170 | 80+ | 4000 | 320.092
| DM1119826 | Shop A LED1x8300 J567 T840 L75W LO3 L1 R-CTR-BRANCH LL CORNER180 | non-dimmable, I, IP20, IK05, UGR≤19, 75° wide beam optic, white steel body, T-join with center branch to the right for in-line connection, through wired, 5x1.5mm2, three 5-pole connectors | 1185 | 571 | 65 |  | 100000/L80B10 | 3 | 8285 | 44.1 | 188 | 80+ | 4000 | 343.226
| DM1119827 | Shop A LED1x9900 J568 T840 L75W LO4 L1 R-CTR-BRANCH LL CORNER180 | non-dimmable, I, IP20, IK05, UGR≤19, 75° wide beam optic, white steel body, T-join with center branch to the right for in-line connection, through wired, 5x1.5mm2, three 5-pole connectors | 1185 | 571 | 65 |  | 100000/L80B10 | 3 | 9851 | 52.7 | 187 | 80+ | 4000 | 340.732
| DM1119828 | Shop A LED1x11350 J569 T840 L75W LO5 L1 R-CTR-BRANCH LL CORNER180 | non-dimmable, I, IP20, IK05, UGR≤19, 75° wide beam optic, white steel body, T-join with center branch to the right for in-line connection, through wired, 5x1.5mm2, three 5-pole connectors | 1185 | 571 | 65 |  | 100000/L80B10 | 3 | 11331 | 61.8 | 183 | 80+ | 4000 | 340.732
*note - for versions: LO1, LO2 - only every second LED lights up
*note - plug is positioned at the longest end of the luminaire and socket(s) ar out at each branch. If changes to be made please discuss project with your sales manager.
| DM1119829 | Shop A LED1x5700 J565 T830 L90W LO1 L1 R-CTR-BRANCH LL CORNER180 | non-dimmable, I, IP20, IK05, UGR≤19, 90° wide beam optic, white steel body, T-join with center branch to the right for in-line connection, through wired, 5x1.5mm2, three 5-pole connectors | 1185 | 571 | 65 |  | 100000/L80B10 | 3 | 5403 | 32.4 | 167 | 80+ | 3000 | 292.4
| DM1119830 | Shop A LED1x7900 J566 T830 L90W LO2 L1 R-CTR-BRANCH LL CORNER180 | non-dimmable, I, IP20, IK05, UGR≤22, 90° wide beam optic, white steel body, T-join with center branch to the right for in-line connection, through wired, 5x1.5mm2, three 5-pole connectors | 1185 | 571 | 65 |  | 100000/L80B10 | 3 | 7485 | 46.5 | 161 | 80+ | 3000 | 320.092
| DM1119831 | Shop A LED1x8300 J567 T830 L90W LO3 L1 R-CTR-BRANCH LL CORNER180 | non-dimmable, I, IP20, IK05, UGR≤22, 90° wide beam optic, white steel body, T-join with center branch to the right for in-line connection, through wired, 5x1.5mm2, three 5-pole connectors | 1185 | 571 | 65 |  | 100000/L80B10 | 3 | 7860 | 44.1 | 178 | 80+ | 3000 | 343.226
| DM1119832 | Shop A LED1x9900 J568 T830 L90W LO4 L1 R-CTR-BRANCH LL CORNER180 | non-dimmable, I, IP20, IK05, UGR≤22, 90° wide beam optic, white steel body, T-join with center branch to the right for in-line connection, through wired, 5x1.5mm2, three 5-pole connectors | 1185 | 571 | 65 |  | 100000/L80B10 | 3 | 9345 | 52.7 | 177 | 80+ | 3000 | 340.732
| DM1119833 | Shop A LED1x11350 J569 T830 L90W LO5 L1 R-CTR-BRANCH LL CORNER180 | non-dimmable, I, IP20, IK05, UGR≤22, 90° wide beam optic, white steel body, T-join with center branch to the right for in-line connection, through wired, 5x1.5mm2, three 5-pole connectors | 1185 | 571 | 65 |  | 100000/L80B10 | 3 | 10750 | 61.8 | 174 | 80+ | 3000 | 340.732
| DM1119834 | Shop A LED1x5700 J565 T840 L90W LO1 L1 R-CTR-BRANCH LL CORNER180 | non-dimmable, I, IP20, IK05, UGR≤19, 90° wide beam optic, white steel body, T-join with center branch to the right for in-line connection, through wired, 5x1.5mm2, three 5-pole connectors | 1185 | 571 | 65 |  | 100000/L80B10 | 3 | 5695 | 32.4 | 176 | 80+ | 4000 | 292.4
| DM1119835 | Shop A LED1x7900 J566 T840 L90W LO2 L1 R-CTR-BRANCH LL CORNER180 | non-dimmable, I, IP20, IK05, UGR≤22, 90° wide beam optic, white steel body, T-join with center branch to the right for in-line connection, through wired, 5x1.5mm2, three 5-pole connectors | 1185 | 571 | 65 |  | 100000/L80B10 | 3 | 7890 | 46.5 | 170 | 80+ | 4000 | 320.092
| DM1119836 | Shop A LED1x8300 J567 T840 L90W LO3 L1 R-CTR-BRANCH LL CORNER180 | non-dimmable, I, IP20, IK05, UGR≤22, 90° wide beam optic, white steel body, T-join with center branch to the right for in-line connection, through wired, 5x1.5mm2, three 5-pole connectors | 1185 | 571 | 65 |  | 100000/L80B10 | 3 | 8285 | 44.1 | 188 | 80+ | 4000 | 343.226
| DM1119837 | Shop A LED1x9900 J568 T840 L90W LO4 L1 R-CTR-BRANCH LL CORNER180 | non-dimmable, I, IP20, IK05, UGR≤22, 90° wide beam optic, white steel body, T-join with center branch to the right for in-line connection, through wired, 5x1.5mm2, three 5-pole connectors | 1185 | 571 | 65 |  | 100000/L80B10 | 3 | 9851 | 52.7 | 187 | 80+ | 4000 | 340.732
| DM1119838 | Shop A LED1x11350 J569 T840 L90W LO5 L1 R-CTR-BRANCH LL CORNER180 | non-dimmable, I, IP20, IK05, UGR≤22, 90° wide beam optic, white steel body, T-join with center branch to the right for in-line connection, through wired, 5x1.5mm2, three 5-pole connectors | 1185 | 571 | 65 |  | 100000/L80B10 | 3 | 11331 | 61.8 | 183 | 80+ | 4000 | 340.732
*note - for versions: LO1, LO2 - only every second LED lights up
*note - plug is positioned at the longest end of the luminaire and socket is out at a branch.
| DM1119839 | Shop A LED1x5700 J565 T830 L100 LO1 L1 R-CTR-BRANCH LL CORNER180 | non-dimmable, I, IP20, IK05, 100° beam optic, white steel body, T-join with center branch to the right for in-line connection, through wired, 5x1.5mm2, three 5-pole connectors | 1185 | 571 | 65 |  | 100000/L80B10 | 3 | 5234 | 32.4 | 162 | 80+ | 3000 | 292.4
| DM1119840 | Shop A LED1x7900 J566 T830 L100 LO2 L1 R-CTR-BRANCH LL CORNER180 | non-dimmable, I, IP20, IK05, 100° beam optic, white steel body, T-join with center branch to the right for in-line connection, through wired, 5x1.5mm2, three 5-pole connectors | 1185 | 571 | 65 |  | 100000/L80B10 | 3 | 7251 | 46.5 | 156 | 80+ | 3000 | 320.092
| DM1119841 | Shop A LED1x8300 J567 T830 L100 LO3 L1 R-CTR-BRANCH LL CORNER180 | non-dimmable, I, IP20, IK05, 100° beam optic, white steel body, T-join with center branch to the right for in-line connection, through wired, 5x1.5mm2, three 5-pole connectors | 1185 | 571 | 65 |  | 100000/L80B10 | 3 | 7614 | 44.1 | 173 | 80+ | 3000 | 343.226
| DM1119842 | Shop A LED1x9900 J568 T830 L100 LO4 L1 R-CTR-BRANCH LL CORNER180 | non-dimmable, I, IP20, IK05, 100° beam optic, white steel body, T-join with center branch to the right for in-line connection, through wired, 5x1.5mm2, three 5-pole connectors | 1185 | 571 | 65 |  | 100000/L80B10 | 3 | 9053 | 52.7 | 172 | 80+ | 3000 | 340.732
| DM1119843 | Shop A LED1x11350 J569 T830 L100 LO5 L1 R-CTR-BRANCH LL CORNER180 | non-dimmable, I, IP20, IK05, 100° beam optic, white steel body, T-join with center branch to the right for in-line connection, through wired, 5x1.5mm2, three 5-pole connectors | 1185 | 571 | 65 |  | 100000/L80B10 | 3 | 10414 | 61.8 | 169 | 80+ | 3000 | 340.732
| DM1119844 | Shop A LED1x5700 J565 T840 L100 LO1 L1 R-CTR-BRANCH LL CORNER180 | non-dimmable, I, IP20, IK05, 100° beam optic, white steel body, T-join with center branch to the right for in-line connection, through wired, 5x1.5mm2, three 5-pole connectors | 1185 | 571 | 65 |  | 100000/L80B10 | 3 | 5517 | 32.4 | 170 | 80+ | 4000 | 292.4
| DM1119845 | Shop A LED1x7900 J566 T840 L100 LO2 L1 R-CTR-BRANCH LL CORNER180 | non-dimmable, I, IP20, IK05, 100° beam optic, white steel body, T-join with center branch to the right for in-line connection, through wired, 5x1.5mm2, three 5-pole connectors | 1185 | 571 | 65 |  | 100000/L80B10 | 3 | 7643 | 46.5 | 164 | 80+ | 4000 | 320.092
| DM1119846 | Shop A LED1x8300 J567 T840 L100 LO3 L1 R-CTR-BRANCH LL CORNER180 | non-dimmable, I, IP20, IK05, 100° beam optic, white steel body, T-join with center branch to the right for in-line connection, through wired, 5x1.5mm2, three 5-pole connectors | 1185 | 571 | 65 |  | 100000/L80B10 | 3 | 8026 | 44.1 | 182 | 80+ | 4000 | 343.226
| DM1119847 | Shop A LED1x9900 J568 T840 L100 LO4 L1 R-CTR-BRANCH LL CORNER180 | non-dimmable, I, IP20, IK05, 100° beam optic, white steel body, T-join with center branch to the right for in-line connection, through wired, 5x1.5mm2, three 5-pole connectors | 1185 | 571 | 65 |  | 100000/L80B10 | 3 | 9543 | 52.7 | 181 | 80+ | 4000 | 340.732
| DM1119848 | Shop A LED1x11350 J569 T840 L100 LO5 L1 R-CTR-BRANCH LL CORNER180 | non-dimmable, I, IP20, IK05, 100° beam optic, white steel body, T-join with center branch to the right for in-line connection, through wired, 5x1.5mm2, three 5-pole connectors | 1185 | 571 | 65 |  | 100000/L80B10 | 3 | 10977 | 61.8 | 178 | 80+ | 4000 | 340.732
*note - for versions: LO1, LO2 - only every second LED lights up
*note - plug is positioned at the longest end of the luminaire and socket is out at a branch.
| DM1119849 | Shop A LED1x5700 J565 T830 L2A25 LO1 L1 R-CTR-BRANCH LL CORNER180 | non-dimmable, I, IP20, IK05, UGR≤19, double asymmetrical optic, white steel body, T-join with center branch to the right for in-line connection, through wired, 5x1.5mm2, three 5-pole connectors | 1185 | 571 | 65 |  | 100000/L80B10 | 3 | 5403 | 32.4 | 167 | 80+ | 3000 | 292.4
| DM1119850 | Shop A LED1x7900 J566 T830 L2A25 LO2 L1 R-CTR-BRANCH LL CORNER180 | non-dimmable, I, IP20, IK05, UGR≤22, double asymmetrical optic, white steel body, T-join with center branch to the right for in-line connection, through wired, 5x1.5mm2, three 5-pole connectors | 1185 | 571 | 65 |  | 100000/L80B10 | 3 | 7485 | 46.5 | 161 | 80+ | 3000 | 320.092
| DM1119851 | Shop A LED1x8300 J567 T830 L2A25 LO3 L1 R-CTR-BRANCH LL CORNER180 | non-dimmable, I, IP20, IK05, UGR≤22, double asymmetrical optic, white steel body, T-join with center branch to the right for in-line connection, through wired, 5x1.5mm2, three 5-pole connectors | 1185 | 571 | 65 |  | 100000/L80B10 | 3 | 7860 | 44.1 | 178 | 80+ | 3000 | 343.226
| DM1119852 | Shop A LED1x9900 J568 T830 L2A25 LO4 L1 R-CTR-BRANCH LL CORNER180 | non-dimmable, I, IP20, IK05, UGR≤22, double asymmetrical optic, white steel body, T-join with center branch to the right for in-line connection, through wired, 5x1.5mm2, three 5-pole connectors | 1185 | 571 | 65 |  | 100000/L80B10 | 3 | 9345 | 52.7 | 177 | 80+ | 3000 | 340.732
| DM1119853 | Shop A LED1x11350 J569 T830 L2A25 LO5 L1 R-CTR-BRANCH LL CORNER180 | non-dimmable, I, IP20, IK05, UGR≤22, double asymmetrical optic, white steel body, T-join with center branch to the right for in-line connection, through wired, 5x1.5mm2, three 5-pole connectors | 1185 | 571 | 65 |  | 100000/L80B10 | 3 | 10750 | 61.8 | 174 | 80+ | 3000 | 340.732
| DM1119854 | Shop A LED1x5700 J565 T840 L2A25 LO1 L1 R-CTR-BRANCH LL CORNER180 | non-dimmable, I, IP20, IK05, UGR≤19, double asymmetrical optic, white steel body, T-join with center branch to the right for in-line connection, through wired, 5x1.5mm2, three 5-pole connectors | 1185 | 571 | 65 |  | 100000/L80B10 | 3 | 5695 | 32.4 | 176 | 80+ | 4000 | 292.4
| DM1119855 | Shop A LED1x7900 J566 T840 L2A25 LO2 L1 R-CTR-BRANCH LL CORNER180 | non-dimmable, I, IP20, IK05, UGR≤22, double asymmetrical optic, white steel body, T-join with center branch to the right for in-line connection, through wired, 5x1.5mm2, three 5-pole connectors | 1185 | 571 | 65 |  | 100000/L80B10 | 3 | 7890 | 46.5 | 170 | 80+ | 4000 | 320.092
| DM1119856 | Shop A LED1x8300 J567 T840 L2A25 LO3 L1 R-CTR-BRANCH LL CORNER180 | non-dimmable, I, IP20, IK05, UGR≤22, double asymmetrical optic, white steel body, T-join with center branch to the right for in-line connection, through wired, 5x1.5mm2, three 5-pole connectors | 1185 | 571 | 65 |  | 100000/L80B10 | 3 | 8285 | 44.1 | 188 | 80+ | 4000 | 343.226
| DM1119857 | Shop A LED1x9900 J568 T840 L2A25 LO4 L1 R-CTR-BRANCH LL CORNER180 | non-dimmable, I, IP20, IK05, UGR≤22, double asymmetrical optic, white steel body, T-join with center branch to the right for in-line connection, through wired, 5x1.5mm2, three 5-pole connectors | 1185 | 571 | 65 |  | 100000/L80B10 | 3 | 9851 | 52.7 | 187 | 80+ | 4000 | 340.732
| DM1119858 | Shop A LED1x11350 J569 T840 L2A25 LO5 L1 R-CTR-BRANCH LL CORNER180 | non-dimmable, I, IP20, IK05, UGR≤22, double asymmetrical optic, white steel body, T-join with center branch to the right for in-line connection, through wired, 5x1.5mm2, three 5-pole connectors | 1185 | 571 | 65 |  | 100000/L80B10 | 3 | 11331 | 61.8 | 183 | 80+ | 4000 | 340.732
*note - for versions: LO1, LO2 - only every second LED lights up
*note - plug is positioned at the longest end of the luminaire and socket is out at opposite end. If changes to be made please discuss project with your sales manager.
| DM1119879 | Shop A LED1x3800 J183 T830 L30 LO1 L1 L-BRANCH LL CORNER90 | non-dimmable, I, IP20, IK05, UGR≤16, 30° beam optic, white steel body, L-join with branch to the left for in-line connection, through wired, 5x1.5mm2, three 5-pole connectors | 615 | 571 | 65 |  | 100000/L80B10 | 3 | 3564 | 21.8 | 163 | 80+ | 3000 | 222.482
| DM1119880 | Shop A LED1x5300 J184 T830 L30 LO2 L1 L-BRANCH LL CORNER90 | non-dimmable, I, IP20, IK05, UGR≤16, 30° beam optic, white steel body, L-join with branch to the left for in-line connection, through wired, 5x1.5mm2, three 5-pole connectors | 615 | 571 | 65 |  | 100000/L80B10 | 3 | 4938 | 31.7 | 156 | 80+ | 3000 | 249.959
| DM1119881 | Shop A LED1x5550 J185 T830 L30 LO3 L1 L-BRANCH LL CORNER90 | non-dimmable, I, IP20, IK05, UGR≤16, 30° beam optic, white steel body, L-join with branch to the left for in-line connection, through wired, 5x1.5mm2, three 5-pole connectors | 615 | 571 | 65 |  | 100000/L80B10 | 3 | 5185 | 30 | 173 | 80+ | 3000 | 256.753
| DM1119882 | Shop A LED1x6600 J186 T830 L30 LO4 L1 L-BRANCH LL CORNER90 | non-dimmable, I, IP20, IK05, UGR≤16, 30° beam optic, white steel body, L-join with branch to the left for in-line connection, through wired, 5x1.5mm2, three 5-pole connectors | 615 | 571 | 65 |  | 100000/L80B10 | 3 | 6165 | 35.9 | 172 | 80+ | 3000 | 256.753
| DM1119883 | Shop A LED1x7600 J187 T830 L30 LO5 L1 L-BRANCH LL CORNER90 | non-dimmable, I, IP20, IK05, UGR≤16, 30° beam optic, white steel body, L-join with branch to the left for in-line connection, through wired, 5x1.5mm2, three 5-pole connectors | 615 | 571 | 65 |  | 100000/L80B10 | 3 | 7092 | 41.6 | 170 | 80+ | 3000 | 256.753
| DM1119884 | Shop A LED1x3800 J183 T840 L30 LO1 L1 L-BRANCH LL CORNER90 | non-dimmable, I, IP20, IK05, UGR≤16, 30° beam optic, white steel body, L-join with branch to the left for in-line connection, through wired, 5x1.5mm2, three 5-pole connectors | 615 | 571 | 65 |  | 100000/L80B10 | 3 | 3757 | 21.8 | 172 | 80+ | 4000 | 222.482
| DM1119885 | Shop A LED1x5300 J184 T840 L30 LO2 L1 L-BRANCH LL CORNER90 | non-dimmable, I, IP20, IK05, UGR≤16, 30° beam optic, white steel body, L-join with branch to the left for in-line connection, through wired, 5x1.5mm2, three 5-pole connectors | 615 | 571 | 65 |  | 100000/L80B10 | 3 | 5205 | 31.7 | 164 | 80+ | 4000 | 249.959
| DM1119886 | Shop A LED1x5550 J185 T840 L30 LO3 L1 L-BRANCH LL CORNER90 | non-dimmable, I, IP20, IK05, UGR≤16, 30° beam optic, white steel body, L-join with branch to the left for in-line connection, through wired, 5x1.5mm2, three 5-pole connectors | 615 | 571 | 65 |  | 100000/L80B10 | 3 | 5465 | 30 | 182 | 80+ | 4000 | 256.753
| DM1119887 | Shop A LED1x6600 J186 T840 L30 LO4 L1 L-BRANCH LL CORNER90 | non-dimmable, I, IP20, IK05, UGR≤16, 30° beam optic, white steel body, L-join with branch to the left for in-line connection, through wired, 5x1.5mm2, three 5-pole connectors | 615 | 571 | 65 |  | 100000/L80B10 | 3 | 6499 | 35.9 | 181 | 80+ | 4000 | 256.753
| DM1119888 | Shop A LED1x7600 J187 T840 L30 LO5 L1 L-BRANCH LL CORNER90 | non-dimmable, I, IP20, IK05, UGR≤16, 30° beam optic, white steel body, L-join with branch to the left for in-line connection, through wired, 5x1.5mm2, three 5-pole connectors | 615 | 571 | 65 |  | 100000/L80B10 | 3 | 7475 | 41.6 | 180 | 80+ | 4000 | 256.753
*note - for versions: LO1, LO2 - only every second LED lights up
*note - plug is positioned at the longest end of the luminaire and socket(s) ar out at each branch. If changes to be made please discuss project with your sales manager.
| DM1119889 | Shop A LED1x3800 J183 T830 L40x75 LO1 L1 L-BRANCH LL CORNER90 | non-dimmable, I, IP20, IK05, UGR≤16, 40x75° beam optic, white steel body, L-join with branch to the left for in-line connection, through wired, 5x1.5mm2, three 5-pole connectors | 615 | 571 | 65 |  | 100000/L80B10 | 3 | 3564 | 21.8 | 163 | 80+ | 3000 | 222.482
| DM1119890 | Shop A LED1x5300 J184 T830 L40x75 LO2 L1 L-BRANCH LL CORNER90 | non-dimmable, I, IP20, IK05, UGR≤19, 40x75° beam optic, white steel body, L-join with branch to the left for in-line connection, through wired, 5x1.5mm2, three 5-pole connectors | 615 | 571 | 65 |  | 100000/L80B10 | 3 | 4938 | 31.7 | 156 | 80+ | 3000 | 249.959
| DM1119891 | Shop A LED1x5550 J185 T830 L40x75 LO3 L1 L-BRANCH LL CORNER90 | non-dimmable, I, IP20, IK05, UGR≤19, 40x75° beam optic, white steel body, L-join with branch to the left for in-line connection, through wired, 5x1.5mm2, three 5-pole connectors | 615 | 571 | 65 |  | 100000/L80B10 | 3 | 5185 | 30 | 173 | 80+ | 3000 | 256.753
| DM1119892 | Shop A LED1x6600 J186 T830 L40x75 LO4 L1 L-BRANCH LL CORNER90 | non-dimmable, I, IP20, IK05, UGR≤19, 40x75° beam optic, white steel body, L-join with branch to the left for in-line connection, through wired, 5x1.5mm2, three 5-pole connectors | 615 | 571 | 65 |  | 100000/L80B10 | 3 | 6165 | 35.9 | 172 | 80+ | 3000 | 256.753
| DM1119893 | Shop A LED1x7600 J187 T830 L40x75 LO5 L1 L-BRANCH LL CORNER90 | non-dimmable, I, IP20, IK05, UGR≤19, 40x75° beam optic, white steel body, L-join with branch to the left for in-line connection, through wired, 5x1.5mm2, three 5-pole connectors | 615 | 571 | 65 |  | 100000/L80B10 | 3 | 7092 | 41.6 | 170 | 80+ | 3000 | 256.753
| DM1119894 | Shop A LED1x3800 J183 T840 L40x75 LO1 L1 L-BRANCH LL CORNER90 | non-dimmable, I, IP20, IK05, UGR≤16, 40x75° beam optic, white steel body, L-join with branch to the left for in-line connection, through wired, 5x1.5mm2, three 5-pole connectors | 615 | 571 | 65 |  | 100000/L80B10 | 3 | 3757 | 21.8 | 172 | 80+ | 4000 | 222.482
| DM1119895 | Shop A LED1x5300 J184 T840 L40x75 LO2 L1 L-BRANCH LL CORNER90 | non-dimmable, I, IP20, IK05, UGR≤19, 40x75° beam optic, white steel body, L-join with branch to the left for in-line connection, through wired, 5x1.5mm2, three 5-pole connectors | 615 | 571 | 65 |  | 100000/L80B10 | 3 | 5205 | 31.7 | 164 | 80+ | 4000 | 249.959
| DM1119896 | Shop A LED1x5550 J185 T840 L40x75 LO3 L1 L-BRANCH LL CORNER90 | non-dimmable, I, IP20, IK05, UGR≤19, 40x75° beam optic, white steel body, L-join with branch to the left for in-line connection, through wired, 5x1.5mm2, three 5-pole connectors | 615 | 571 | 65 |  | 100000/L80B10 | 3 | 5465 | 30 | 182 | 80+ | 4000 | 256.753
| DM1119897 | Shop A LED1x6600 J186 T840 L40x75 LO4 L1 L-BRANCH LL CORNER90 | non-dimmable, I, IP20, IK05, UGR≤19, 40x75° beam optic, white steel body, L-join with branch to the left for in-line connection, through wired, 5x1.5mm2, three 5-pole connectors | 615 | 571 | 65 |  | 100000/L80B10 | 3 | 6499 | 35.9 | 181 | 80+ | 4000 | 256.753
| DM1119898 | Shop A LED1x7600 J187 T840 L40x75 LO5 L1 L-BRANCH LL CORNER90 | non-dimmable, I, IP20, IK05, UGR≤19, 40x75° beam optic, white steel body, L-join with branch to the left for in-line connection, through wired, 5x1.5mm2, three 5-pole connectors | 615 | 571 | 65 |  | 100000/L80B10 | 3 | 7475 | 41.6 | 180 | 80+ | 4000 | 256.753
*note - for versions: LO1, LO2 - only every second LED lights up
*note - plug is positioned at the longest end of the luminaire and socket(s) ar out at each branch. If changes to be made please discuss project with your sales manager.
| DM1115454 | Shop A LED1x3800 J183 T830 L75 LO1 L1 L-BRANCH LL CORNER90 | non-dimmable, I, IP20, IK05, UGR≤19, 75° beam optic, white steel body, L-join with branch to the left for in-line connection, through wired, 5x1.5mm2, three 5-pole connectors | 615 | 571 | 65 |  | 100000/L80B10 | 3 | 3602 | 21.8 | 165 | 80+ | 3000 | 222.482
| DM1115455 | Shop A LED1x5300 J184 T830 L75 LO2 L1 L-BRANCH LL CORNER90 | non-dimmable, I, IP20, IK05, UGR≤19, 75° beam optic, white steel body, L-join with branch to the left for in-line connection, through wired, 5x1.5mm2, three 5-pole connectors | 615 | 571 | 65 |  | 100000/L80B10 | 3 | 4990 | 31.7 | 157 | 80+ | 3000 | 249.959
| DM1115456 | Shop A LED1x5550 J185 T830 L75 LO3 L1 L-BRANCH LL CORNER90 | non-dimmable, I, IP20, IK05, UGR≤19, 75° beam optic, white steel body, L-join with branch to the left for in-line connection, through wired, 5x1.5mm2, three 5-pole connectors | 615 | 571 | 65 |  | 100000/L80B10 | 3 | 5240 | 30 | 175 | 80+ | 3000 | 256.753
| DM1115457 | Shop A LED1x6600 J186 T830 L75 LO4 L1 L-BRANCH LL CORNER90 | non-dimmable, I, IP20, IK05, UGR≤19, 75° beam optic, white steel body, L-join with branch to the left for in-line connection, through wired, 5x1.5mm2, three 5-pole connectors | 615 | 571 | 65 |  | 100000/L80B10 | 3 | 6230 | 35.9 | 174 | 80+ | 3000 | 256.753
| DM1115458 | Shop A LED1x7600 J187 T830 L75 LO5 L1 L-BRANCH LL CORNER90 | non-dimmable, I, IP20, IK05, UGR≤22, 75° beam optic, white steel body, L-join with branch to the left for in-line connection, through wired, 5x1.5mm2, three 5-pole connectors | 615 | 571 | 65 |  | 100000/L80B10 | 3 | 7166 | 41.6 | 172 | 80+ | 3000 | 256.753
| DM1115459 | Shop A LED1x3800 J183 T840 L75 LO1 L1 L-BRANCH LL CORNER90 | non-dimmable, I, IP20, IK05, UGR≤19, 75° beam optic, white steel body, L-join with branch to the left for in-line connection, through wired, 5x1.5mm2, three 5-pole connectors | 615 | 571 | 65 |  | 100000/L80B10 | 3 | 3796 | 21.8 | 174 | 80+ | 4000 | 222.482
| DM1115460 | Shop A LED1x5300 J184 T840 L75 LO2 L1 L-BRANCH LL CORNER90 | non-dimmable, I, IP20, IK05, UGR≤19, 75° beam optic, white steel body, L-join with branch to the left for in-line connection, through wired, 5x1.5mm2, three 5-pole connectors | 615 | 571 | 65 |  | 100000/L80B10 | 3 | 5260 | 31.7 | 166 | 80+ | 4000 | 249.959
| DM1115461 | Shop A LED1x5550 J185 T840 L75 LO3 L1 L-BRANCH LL CORNER90 | non-dimmable, I, IP20, IK05, UGR≤19, 75° beam optic, white steel body, L-join with branch to the left for in-line connection, through wired, 5x1.5mm2, three 5-pole connectors | 615 | 571 | 65 |  | 100000/L80B10 | 3 | 5523 | 30 | 184 | 80+ | 4000 | 256.753
| DM1115462 | Shop A LED1x6600 J186 T840 L75 LO4 L1 L-BRANCH LL CORNER90 | non-dimmable, I, IP20, IK05, UGR≤19, 75° beam optic, white steel body, L-join with branch to the left for in-line connection, through wired, 5x1.5mm2, three 5-pole connectors | 615 | 571 | 65 |  | 100000/L80B10 | 3 | 6567 | 35.9 | 183 | 80+ | 4000 | 256.753
| DM1115463 | Shop A LED1x7600 J187 T840 L75 LO5 L1 L-BRANCH LL CORNER90 | non-dimmable, I, IP20, IK05, UGR≤22, 75° beam optic, white steel body, L-join with branch to the left for in-line connection, through wired, 5x1.5mm2, three 5-pole connectors | 615 | 571 | 65 |  | 100000/L80B10 | 3 | 7554 | 41.6 | 182 | 80+ | 4000 | 256.753
*note - for versions: LO1, LO2 - only every second LED lights up
*note - plug is positioned at the longest end of the luminaire and socket(s) ar out at each branch. If changes to be made please discuss project with your sales manager.
| DM1119899 | Shop A LED1x3800 J183 T830 L75W LO1 L1 L-BRANCH LL CORNER90 | non-dimmable, I, IP20, IK05, UGR≤19, 75° wide beam optic, white steel body, L-join with branch to the left for in-line connection, through wired, 5x1.5mm2, three 5-pole connectors | 615 | 571 | 65 |  | 100000/L80B10 | 3 | 3602 | 21.8 | 165 | 80+ | 3000 | 222.482
| DM1119900 | Shop A LED1x5300 J184 T830 L75W LO2 L1 L-BRANCH LL CORNER90 | non-dimmable, I, IP20, IK05, UGR≤19, 75° wide beam optic, white steel body, L-join with branch to the left for in-line connection, through wired, 5x1.5mm2, three 5-pole connectors | 615 | 571 | 65 |  | 100000/L80B10 | 3 | 4990 | 31.7 | 157 | 80+ | 3000 | 249.959
| DM1119901 | Shop A LED1x5550 J185 T830 L75W LO3 L1 L-BRANCH LL CORNER90 | non-dimmable, I, IP20, IK05, UGR≤19, 75° wide beam optic, white steel body, L-join with branch to the left for in-line connection, through wired, 5x1.5mm2, three 5-pole connectors | 615 | 571 | 65 |  | 100000/L80B10 | 3 | 5240 | 30 | 175 | 80+ | 3000 | 256.753
| DM1119902 | Shop A LED1x6600 J186 T830 L75W LO4 L1 L-BRANCH LL CORNER90 | non-dimmable, I, IP20, IK05, UGR≤19, 75° wide beam optic, white steel body, L-join with branch to the left for in-line connection, through wired, 5x1.5mm2, three 5-pole connectors | 615 | 571 | 65 |  | 100000/L80B10 | 3 | 6230 | 35.9 | 174 | 80+ | 3000 | 256.753
| DM1119903 | Shop A LED1x7600 J187 T830 L75W LO5 L1 L-BRANCH LL CORNER90 | non-dimmable, I, IP20, IK05, UGR≤22, 75° wide beam optic, white steel body, L-join with branch to the left for in-line connection, through wired, 5x1.5mm2, three 5-pole connectors | 615 | 571 | 65 |  | 100000/L80B10 | 3 | 7166 | 41.6 | 172 | 80+ | 3000 | 256.753
| DM1119904 | Shop A LED1x3800 J183 T840 L75W LO1 L1 L-BRANCH LL CORNER90 | non-dimmable, I, IP20, IK05, UGR≤19, 75° wide beam optic, white steel body, L-join with branch to the left for in-line connection, through wired, 5x1.5mm2, three 5-pole connectors | 615 | 571 | 65 |  | 100000/L80B10 | 3 | 3796 | 21.8 | 174 | 80+ | 4000 | 222.482
| DM1119905 | Shop A LED1x5300 J184 T840 L75W LO2 L1 L-BRANCH LL CORNER90 | non-dimmable, I, IP20, IK05, UGR≤19, 75° wide beam optic, white steel body, L-join with branch to the left for in-line connection, through wired, 5x1.5mm2, three 5-pole connectors | 615 | 571 | 65 |  | 100000/L80B10 | 3 | 5260 | 31.7 | 166 | 80+ | 4000 | 249.959
| DM1119906 | Shop A LED1x5550 J185 T840 L75W LO3 L1 L-BRANCH LL CORNER90 | non-dimmable, I, IP20, IK05, UGR≤19, 75° wide beam optic, white steel body, L-join with branch to the left for in-line connection, through wired, 5x1.5mm2, three 5-pole connectors | 615 | 571 | 65 |  | 100000/L80B10 | 3 | 5523 | 30 | 184 | 80+ | 4000 | 256.753
| DM1119907 | Shop A LED1x6600 J186 T840 L75W LO4 L1 L-BRANCH LL CORNER90 | non-dimmable, I, IP20, IK05, UGR≤19, 75° wide beam optic, white steel body, L-join with branch to the left for in-line connection, through wired, 5x1.5mm2, three 5-pole connectors | 615 | 571 | 65 |  | 100000/L80B10 | 3 | 6567 | 35.9 | 183 | 80+ | 4000 | 256.753
| DM1119908 | Shop A LED1x7600 J187 T840 L75W LO5 L1 L-BRANCH LL CORNER90 | non-dimmable, I, IP20, IK05, UGR≤22, 75° wide beam optic, white steel body, L-join with branch to the left for in-line connection, through wired, 5x1.5mm2, three 5-pole connectors | 615 | 571 | 65 |  | 100000/L80B10 | 3 | 7554 | 41.6 | 182 | 80+ | 4000 | 256.753
*note - for versions: LO1, LO2 - only every second LED lights up
*note - plug is positioned at the longest end of the luminaire and socket(s) ar out at each branch. If changes to be made please discuss project with your sales manager.
| DM1119909 | Shop A LED1x3800 J183 T830 L90W LO1 L1 L-BRANCH LL CORNER90 | non-dimmable, I, IP20, IK05, UGR≤19, 90° wide beam optic, white steel body, L-join with branch to the left for in-line connection, through wired, 5x1.5mm2, three 5-pole connectors | 615 | 571 | 65 |  | 100000/L80B10 | 3 | 3602 | 21.8 | 165 | 80+ | 3000 | 222.482
| DM1119910 | Shop A LED1x5300 J184 T830 L90W LO2 L1 L-BRANCH LL CORNER90 | non-dimmable, I, IP20, IK05, UGR≤22, 90° wide beam optic, white steel body, L-join with branch to the left for in-line connection, through wired, 5x1.5mm2, three 5-pole connectors | 615 | 571 | 65 |  | 100000/L80B10 | 3 | 4990 | 31.7 | 157 | 80+ | 3000 | 249.959
| DM1119911 | Shop A LED1x5550 J185 T830 L90W LO3 L1 L-BRANCH LL CORNER90 | non-dimmable, I, IP20, IK05, UGR≤22, 90° wide beam optic, white steel body, L-join with branch to the left for in-line connection, through wired, 5x1.5mm2, three 5-pole connectors | 615 | 571 | 65 |  | 100000/L80B10 | 3 | 5240 | 30 | 175 | 80+ | 3000 | 256.753
| DM1119912 | Shop A LED1x6600 J186 T830 L90W LO4 L1 L-BRANCH LL CORNER90 | non-dimmable, I, IP20, IK05, UGR≤22, 90° wide beam optic, white steel body, L-join with branch to the left for in-line connection, through wired, 5x1.5mm2, three 5-pole connectors | 615 | 571 | 65 |  | 100000/L80B10 | 3 | 6230 | 35.9 | 174 | 80+ | 3000 | 256.753
| DM1119913 | Shop A LED1x7600 J187 T830 L90W LO5 L1 L-BRANCH LL CORNER90 | non-dimmable, I, IP20, IK05, UGR≤22, 90° wide beam optic, white steel body, L-join with branch to the left for in-line connection, through wired, 5x1.5mm2, three 5-pole connectors | 615 | 571 | 65 |  | 100000/L80B10 | 3 | 7166 | 41.6 | 172 | 80+ | 3000 | 256.753
| DM1119914 | Shop A LED1x3800 J183 T840 L90W LO1 L1 L-BRANCH LL CORNER90 | non-dimmable, I, IP20, IK05, UGR≤19, 90° wide beam optic, white steel body, L-join with branch to the left for in-line connection, through wired, 5x1.5mm2, three 5-pole connectors | 615 | 571 | 65 |  | 100000/L80B10 | 3 | 3796 | 21.8 | 174 | 80+ | 4000 | 222.482
| DM1119915 | Shop A LED1x5300 J184 T840 L90W LO2 L1 L-BRANCH LL CORNER90 | non-dimmable, I, IP20, IK05, UGR≤22, 90° wide beam optic, white steel body, L-join with branch to the left for in-line connection, through wired, 5x1.5mm2, three 5-pole connectors | 615 | 571 | 65 |  | 100000/L80B10 | 3 | 5260 | 31.7 | 166 | 80+ | 4000 | 249.959
| DM1119916 | Shop A LED1x5550 J185 T840 L90W LO3 L1 L-BRANCH LL CORNER90 | non-dimmable, I, IP20, IK05, UGR≤22, 90° wide beam optic, white steel body, L-join with branch to the left for in-line connection, through wired, 5x1.5mm2, three 5-pole connectors | 615 | 571 | 65 |  | 100000/L80B10 | 3 | 5523 | 30 | 184 | 80+ | 4000 | 256.753
| DM1119917 | Shop A LED1x6600 J186 T840 L90W LO4 L1 L-BRANCH LL CORNER90 | non-dimmable, I, IP20, IK05, UGR≤22, 90° wide beam optic, white steel body, L-join with branch to the left for in-line connection, through wired, 5x1.5mm2, three 5-pole connectors | 615 | 571 | 65 |  | 100000/L80B10 | 3 | 6567 | 35.9 | 183 | 80+ | 4000 | 256.753
| DM1119918 | Shop A LED1x7600 J187 T840 L90W LO5 L1 L-BRANCH LL CORNER90 | non-dimmable, I, IP20, IK05, UGR≤22, 90° wide beam optic, white steel body, L-join with branch to the left for in-line connection, through wired, 5x1.5mm2, three 5-pole connectors | 615 | 571 | 65 |  | 100000/L80B10 | 3 | 7554 | 41.6 | 182 | 80+ | 4000 | 256.753
*note - for versions: LO1, LO2 - only every second LED lights up
*note - plug is positioned at the longest end of the luminaire and socket is out at a branch.
| DM1119919 | Shop A LED1x3800 J183 T830 L100 LO1 L1 L-BRANCH LL CORNER90 | non-dimmable, I, IP20, IK05, 100° beam optic, white steel body, L-join with branch to the left for in-line connection, through wired, 5x1.5mm2, three 5-pole connectors | 615 | 571 | 65 |  | 100000/L80B10 | 3 | 3489 | 21.8 | 160 | 80+ | 3000 | 222.482
| DM1119920 | Shop A LED1x5300 J184 T830 L100 LO2 L1 L-BRANCH LL CORNER90 | non-dimmable, I, IP20, IK05, 100° beam optic, white steel body, L-join with branch to the left for in-line connection, through wired, 5x1.5mm2, three 5-pole connectors | 615 | 571 | 65 |  | 100000/L80B10 | 3 | 4834 | 31.7 | 152 | 80+ | 3000 | 249.959
| DM1119921 | Shop A LED1x5550 J185 T830 L100 LO3 L1 L-BRANCH LL CORNER90 | non-dimmable, I, IP20, IK05, 100° beam optic, white steel body, L-join with branch to the left for in-line connection, through wired, 5x1.5mm2, three 5-pole connectors | 615 | 571 | 65 |  | 100000/L80B10 | 3 | 5076 | 30 | 169 | 80+ | 3000 | 256.753
| DM1119922 | Shop A LED1x6600 J186 T830 L100 LO4 L1 L-BRANCH LL CORNER90 | non-dimmable, I, IP20, IK05, 100° beam optic, white steel body, L-join with branch to the left for in-line connection, through wired, 5x1.5mm2, three 5-pole connectors | 615 | 571 | 65 |  | 100000/L80B10 | 3 | 6036 | 35.9 | 168 | 80+ | 3000 | 256.753
| DM1119923 | Shop A LED1x7600 J187 T830 L100 LO5 L1 L-BRANCH LL CORNER90 | non-dimmable, I, IP20, IK05, 100° beam optic, white steel body, L-join with branch to the left for in-line connection, through wired, 5x1.5mm2, three 5-pole connectors | 615 | 571 | 65 |  | 100000/L80B10 | 3 | 6942 | 41.6 | 167 | 80+ | 3000 | 256.753
| DM1119924 | Shop A LED1x3800 J183 T840 L100 LO1 L1 L-BRANCH LL CORNER90 | non-dimmable, I, IP20, IK05, 100° beam optic, white steel body, L-join with branch to the left for in-line connection, through wired, 5x1.5mm2, three 5-pole connectors | 615 | 571 | 65 |  | 100000/L80B10 | 3 | 3678 | 21.8 | 169 | 80+ | 4000 | 222.482
| DM1119925 | Shop A LED1x5300 J184 T840 L100 LO2 L1 L-BRANCH LL CORNER90 | non-dimmable, I, IP20, IK05, 100° beam optic, white steel body, L-join with branch to the left for in-line connection, through wired, 5x1.5mm2, three 5-pole connectors | 615 | 571 | 65 |  | 100000/L80B10 | 3 | 5096 | 31.7 | 161 | 80+ | 4000 | 249.959
| DM1119926 | Shop A LED1x5550 J185 T840 L100 LO3 L1 L-BRANCH LL CORNER90 | non-dimmable, I, IP20, IK05, 100° beam optic, white steel body, L-join with branch to the left for in-line connection, through wired, 5x1.5mm2, three 5-pole connectors | 615 | 571 | 65 |  | 100000/L80B10 | 3 | 5350 | 30 | 178 | 80+ | 4000 | 256.753
| DM1119927 | Shop A LED1x6600 J186 T840 L100 LO4 L1 L-BRANCH LL CORNER90 | non-dimmable, I, IP20, IK05, 100° beam optic, white steel body, L-join with branch to the left for in-line connection, through wired, 5x1.5mm2, three 5-pole connectors | 615 | 571 | 65 |  | 100000/L80B10 | 3 | 6362 | 35.9 | 177 | 80+ | 4000 | 256.753
| DM1119928 | Shop A LED1x7600 J187 T840 L100 LO5 L1 L-BRANCH LL CORNER90 | non-dimmable, I, IP20, IK05, 100° beam optic, white steel body, L-join with branch to the left for in-line connection, through wired, 5x1.5mm2, three 5-pole connectors | 615 | 571 | 65 |  | 100000/L80B10 | 3 | 7318 | 41.6 | 176 | 80+ | 4000 | 256.753
*note - for versions: LO1, LO2 - only every second LED lights up
*note - plug is positioned at the longest end of the luminaire and socket is out at a branch.
| DM1119929 | Shop A LED1x3800 J183 T830 L2A25 LO1 L1 L-BRANCH LL CORNER90 | non-dimmable, I, IP20, IK05, UGR≤19, double asymmetrical optic, white steel body, L-join with branch to the left for in-line connection, through wired, 5x1.5mm2, three 5-pole connectors | 615 | 571 | 65 |  | 100000/L80B10 | 3 | 3602 | 21.8 | 165 | 80+ | 3000 | 222.482
| DM1119930 | Shop A LED1x5300 J184 T830 L2A25 LO2 L1 L-BRANCH LL CORNER90 | non-dimmable, I, IP20, IK05, UGR≤22, double asymmetrical optic, white steel body, L-join with branch to the left for in-line connection, through wired, 5x1.5mm2, three 5-pole connectors | 615 | 571 | 65 |  | 100000/L80B10 | 3 | 4990 | 31.7 | 157 | 80+ | 3000 | 249.959
| DM1119931 | Shop A LED1x5550 J185 T830 L2A25 LO3 L1 L-BRANCH LL CORNER90 | non-dimmable, I, IP20, IK05, UGR≤22, double asymmetrical optic, white steel body, L-join with branch to the left for in-line connection, through wired, 5x1.5mm2, three 5-pole connectors | 615 | 571 | 65 |  | 100000/L80B10 | 3 | 5240 | 30 | 175 | 80+ | 3000 | 256.753
| DM1119932 | Shop A LED1x6600 J186 T830 L2A25 LO4 L1 L-BRANCH LL CORNER90 | non-dimmable, I, IP20, IK05, UGR≤22, double asymmetrical optic, white steel body, L-join with branch to the left for in-line connection, through wired, 5x1.5mm2, three 5-pole connectors | 615 | 571 | 65 |  | 100000/L80B10 | 3 | 6230 | 35.9 | 174 | 80+ | 3000 | 256.753
| DM1119933 | Shop A LED1x7600 J187 T830 L2A25 LO5 L1 L-BRANCH LL CORNER90 | non-dimmable, I, IP20, IK05, UGR≤22, double asymmetrical optic, white steel body, L-join with branch to the left for in-line connection, through wired, 5x1.5mm2, three 5-pole connectors | 615 | 571 | 65 |  | 100000/L80B10 | 3 | 7166 | 41.6 | 172 | 80+ | 3000 | 256.753
| DM1119934 | Shop A LED1x3800 J183 T840 L2A25 LO1 L1 L-BRANCH LL CORNER90 | non-dimmable, I, IP20, IK05, UGR≤19, double asymmetrical optic, white steel body, L-join with branch to the left for in-line connection, through wired, 5x1.5mm2, three 5-pole connectors | 615 | 571 | 65 |  | 100000/L80B10 | 3 | 3796 | 21.8 | 174 | 80+ | 4000 | 222.482
| DM1119935 | Shop A LED1x5300 J184 T840 L2A25 LO2 L1 L-BRANCH LL CORNER90 | non-dimmable, I, IP20, IK05, UGR≤22, double asymmetrical optic, white steel body, L-join with branch to the left for in-line connection, through wired, 5x1.5mm2, three 5-pole connectors | 615 | 571 | 65 |  | 100000/L80B10 | 3 | 5260 | 31.7 | 166 | 80+ | 4000 | 249.959
| DM1119936 | Shop A LED1x5550 J185 T840 L2A25 LO3 L1 L-BRANCH LL CORNER90 | non-dimmable, I, IP20, IK05, UGR≤22, double asymmetrical optic, white steel body, L-join with branch to the left for in-line connection, through wired, 5x1.5mm2, three 5-pole connectors | 615 | 571 | 65 |  | 100000/L80B10 | 3 | 5523 | 30 | 184 | 80+ | 4000 | 256.753
| DM1119937 | Shop A LED1x6600 J186 T840 L2A25 LO4 L1 L-BRANCH LL CORNER90 | non-dimmable, I, IP20, IK05, UGR≤22, double asymmetrical optic, white steel body, L-join with branch to the left for in-line connection, through wired, 5x1.5mm2, three 5-pole connectors | 615 | 571 | 65 |  | 100000/L80B10 | 3 | 6567 | 35.9 | 183 | 80+ | 4000 | 256.753
| DM1119938 | Shop A LED1x7600 J187 T840 L2A25 LO5 L1 L-BRANCH LL CORNER90 | non-dimmable, I, IP20, IK05, UGR≤22, double asymmetrical optic, white steel body, L-join with branch to the left for in-line connection, through wired, 5x1.5mm2, three 5-pole connectors | 615 | 571 | 65 |  | 100000/L80B10 | 3 | 7554 | 41.6 | 182 | 80+ | 4000 | 256.753
*note - for versions: LO1, LO2 - only every second LED lights up
*note - plug is positioned at the longest end of the luminaire and socket is out at opposite end. If changes to be made please discuss project with your sales manager.
| DM1119959 | Shop A LED1x3800 J183 T830 L30 LO1 L1 R-BRANCH LL CORNER90 | non-dimmable, I, IP20, IK05, UGR≤16, 30° beam optic, white steel body, L-join with branch to the right for in-line connection, through wired, 5x1.5mm2, three 5-pole connectors | 615 | 571 | 65 |  | 100000/L80B10 | 3 | 3564 | 21.8 | 163 | 80+ | 3000 | 222.482
| DM1119960 | Shop A LED1x5300 J184 T830 L30 LO2 L1 R-BRANCH LL CORNER90 | non-dimmable, I, IP20, IK05, UGR≤16, 30° beam optic, white steel body, L-join with branch to the right for in-line connection, through wired, 5x1.5mm2, three 5-pole connectors | 615 | 571 | 65 |  | 100000/L80B10 | 3 | 4938 | 31.7 | 156 | 80+ | 3000 | 249.959
| DM1119961 | Shop A LED1x5550 J185 T830 L30 LO3 L1 R-BRANCH LL CORNER90 | non-dimmable, I, IP20, IK05, UGR≤16, 30° beam optic, white steel body, L-join with branch to the right for in-line connection, through wired, 5x1.5mm2, three 5-pole connectors | 615 | 571 | 65 |  | 100000/L80B10 | 3 | 5185 | 30 | 173 | 80+ | 3000 | 256.753
| DM1119962 | Shop A LED1x6600 J186 T830 L30 LO4 L1 R-BRANCH LL CORNER90 | non-dimmable, I, IP20, IK05, UGR≤16, 30° beam optic, white steel body, L-join with branch to the right for in-line connection, through wired, 5x1.5mm2, three 5-pole connectors | 615 | 571 | 65 |  | 100000/L80B10 | 3 | 6165 | 35.9 | 172 | 80+ | 3000 | 256.753
| DM1119963 | Shop A LED1x7600 J187 T830 L30 LO5 L1 R-BRANCH LL CORNER90 | non-dimmable, I, IP20, IK05, UGR≤16, 30° beam optic, white steel body, L-join with branch to the right for in-line connection, through wired, 5x1.5mm2, three 5-pole connectors | 615 | 571 | 65 |  | 100000/L80B10 | 3 | 7092 | 41.6 | 170 | 80+ | 3000 | 256.753
| DM1119964 | Shop A LED1x3800 J183 T840 L30 LO1 L1 R-BRANCH LL CORNER90 | non-dimmable, I, IP20, IK05, UGR≤16, 30° beam optic, white steel body, L-join with branch to the right for in-line connection, through wired, 5x1.5mm2, three 5-pole connectors | 615 | 571 | 65 |  | 100000/L80B10 | 3 | 3757 | 21.8 | 172 | 80+ | 4000 | 222.482
| DM1119965 | Shop A LED1x5300 J184 T840 L30 LO2 L1 R-BRANCH LL CORNER90 | non-dimmable, I, IP20, IK05, UGR≤16, 30° beam optic, white steel body, L-join with branch to the right for in-line connection, through wired, 5x1.5mm2, three 5-pole connectors | 615 | 571 | 65 |  | 100000/L80B10 | 3 | 5205 | 31.7 | 164 | 80+ | 4000 | 249.959
| DM1119966 | Shop A LED1x5550 J185 T840 L30 LO3 L1 R-BRANCH LL CORNER90 | non-dimmable, I, IP20, IK05, UGR≤16, 30° beam optic, white steel body, L-join with branch to the right for in-line connection, through wired, 5x1.5mm2, three 5-pole connectors | 615 | 571 | 65 |  | 100000/L80B10 | 3 | 5465 | 30 | 182 | 80+ | 4000 | 256.753
| DM1119967 | Shop A LED1x6600 J186 T840 L30 LO4 L1 R-BRANCH LL CORNER90 | non-dimmable, I, IP20, IK05, UGR≤16, 30° beam optic, white steel body, L-join with branch to the right for in-line connection, through wired, 5x1.5mm2, three 5-pole connectors | 615 | 571 | 65 |  | 100000/L80B10 | 3 | 6499 | 35.9 | 181 | 80+ | 4000 | 256.753
| DM1119968 | Shop A LED1x7600 J187 T840 L30 LO5 L1 R-BRANCH LL CORNER90 | non-dimmable, I, IP20, IK05, UGR≤16, 30° beam optic, white steel body, L-join with branch to the right for in-line connection, through wired, 5x1.5mm2, three 5-pole connectors | 615 | 571 | 65 |  | 100000/L80B10 | 3 | 7475 | 41.6 | 180 | 80+ | 4000 | 256.753
*note - for versions: LO1, LO2 - only every second LED lights up
*note - plug is positioned at the longest end of the luminaire and socket(s) ar out at each branch. If changes to be made please discuss project with your sales manager.
| DM1119969 | Shop A LED1x3800 J183 T830 L40x75 LO1 L1 R-BRANCH LL CORNER90 | non-dimmable, I, IP20, IK05, UGR≤16, 40x75° beam optic, white steel body, L-join with branch to the right for in-line connection, through wired, 5x1.5mm2, three 5-pole connectors | 615 | 571 | 65 |  | 100000/L80B10 | 3 | 3564 | 21.8 | 163 | 80+ | 3000 | 222.482
| DM1119970 | Shop A LED1x5300 J184 T830 L40x75 LO2 L1 R-BRANCH LL CORNER90 | non-dimmable, I, IP20, IK05, UGR≤19, 40x75° beam optic, white steel body, L-join with branch to the right for in-line connection, through wired, 5x1.5mm2, three 5-pole connectors | 615 | 571 | 65 |  | 100000/L80B10 | 3 | 4938 | 31.7 | 156 | 80+ | 3000 | 249.959
| DM1119971 | Shop A LED1x5550 J185 T830 L40x75 LO3 L1 R-BRANCH LL CORNER90 | non-dimmable, I, IP20, IK05, UGR≤19, 40x75° beam optic, white steel body, L-join with branch to the right for in-line connection, through wired, 5x1.5mm2, three 5-pole connectors | 615 | 571 | 65 |  | 100000/L80B10 | 3 | 5185 | 30 | 173 | 80+ | 3000 | 256.753
| DM1119972 | Shop A LED1x6600 J186 T830 L40x75 LO4 L1 R-BRANCH LL CORNER90 | non-dimmable, I, IP20, IK05, UGR≤19, 40x75° beam optic, white steel body, L-join with branch to the right for in-line connection, through wired, 5x1.5mm2, three 5-pole connectors | 615 | 571 | 65 |  | 100000/L80B10 | 3 | 6165 | 35.9 | 172 | 80+ | 3000 | 256.753
| DM1119973 | Shop A LED1x7600 J187 T830 L40x75 LO5 L1 R-BRANCH LL CORNER90 | non-dimmable, I, IP20, IK05, UGR≤19, 40x75° beam optic, white steel body, L-join with branch to the right for in-line connection, through wired, 5x1.5mm2, three 5-pole connectors | 615 | 571 | 65 |  | 100000/L80B10 | 3 | 7092 | 41.6 | 170 | 80+ | 3000 | 256.753
| DM1119974 | Shop A LED1x3800 J183 T840 L40x75 LO1 L1 R-BRANCH LL CORNER90 | non-dimmable, I, IP20, IK05, UGR≤16, 40x75° beam optic, white steel body, L-join with branch to the right for in-line connection, through wired, 5x1.5mm2, three 5-pole connectors | 615 | 571 | 65 |  | 100000/L80B10 | 3 | 3757 | 21.8 | 172 | 80+ | 4000 | 222.482
| DM1119975 | Shop A LED1x5300 J184 T840 L40x75 LO2 L1 R-BRANCH LL CORNER90 | non-dimmable, I, IP20, IK05, UGR≤19, 40x75° beam optic, white steel body, L-join with branch to the right for in-line connection, through wired, 5x1.5mm2, three 5-pole connectors | 615 | 571 | 65 |  | 100000/L80B10 | 3 | 5205 | 31.7 | 164 | 80+ | 4000 | 249.959
| DM1119976 | Shop A LED1x5550 J185 T840 L40x75 LO3 L1 R-BRANCH LL CORNER90 | non-dimmable, I, IP20, IK05, UGR≤19, 40x75° beam optic, white steel body, L-join with branch to the right for in-line connection, through wired, 5x1.5mm2, three 5-pole connectors | 615 | 571 | 65 |  | 100000/L80B10 | 3 | 5465 | 30 | 182 | 80+ | 4000 | 256.753
| DM1119977 | Shop A LED1x6600 J186 T840 L40x75 LO4 L1 R-BRANCH LL CORNER90 | non-dimmable, I, IP20, IK05, UGR≤19, 40x75° beam optic, white steel body, L-join with branch to the right for in-line connection, through wired, 5x1.5mm2, three 5-pole connectors | 615 | 571 | 65 |  | 100000/L80B10 | 3 | 6499 | 35.9 | 181 | 80+ | 4000 | 256.753
| DM1119978 | Shop A LED1x7600 J187 T840 L40x75 LO5 L1 R-BRANCH LL CORNER90 | non-dimmable, I, IP20, IK05, UGR≤19, 40x75° beam optic, white steel body, L-join with branch to the right for in-line connection, through wired, 5x1.5mm2, three 5-pole connectors | 615 | 571 | 65 |  | 100000/L80B10 | 3 | 7475 | 41.6 | 180 | 80+ | 4000 | 256.753
*note - for versions: LO1, LO2 - only every second LED lights up
*note - plug is positioned at the longest end of the luminaire and socket(s) ar out at each branch. If changes to be made please discuss project with your sales manager.
| DM1115464 | Shop A LED1x3800 J183 T830 L75 LO1 L1 R-BRANCH LL CORNER90 | non-dimmable, I, IP20, IK05, UGR≤19, 75° beam optic, white steel body, L-join with branch to the right for in-line connection, through wired, 5x1.5mm2, three 5-pole connectors | 615 | 571 | 65 |  | 100000/L80B10 | 3 | 3602 | 21.8 | 165 | 80+ | 3000 | 222.482
| DM1115465 | Shop A LED1x5300 J184 T830 L75 LO2 L1 R-BRANCH LL CORNER90 | non-dimmable, I, IP20, IK05, UGR≤19, 75° beam optic, white steel body, L-join with branch to the right for in-line connection, through wired, 5x1.5mm2, three 5-pole connectors | 615 | 571 | 65 |  | 100000/L80B10 | 3 | 4990 | 31.7 | 157 | 80+ | 3000 | 249.959
| DM1115466 | Shop A LED1x5550 J185 T830 L75 LO3 L1 R-BRANCH LL CORNER90 | non-dimmable, I, IP20, IK05, UGR≤19, 75° beam optic, white steel body, L-join with branch to the right for in-line connection, through wired, 5x1.5mm2, three 5-pole connectors | 615 | 571 | 65 |  | 100000/L80B10 | 3 | 5240 | 30 | 175 | 80+ | 3000 | 256.753
| DM1115467 | Shop A LED1x6600 J186 T830 L75 LO4 L1 R-BRANCH LL CORNER90 | non-dimmable, I, IP20, IK05, UGR≤19, 75° beam optic, white steel body, L-join with branch to the right for in-line connection, through wired, 5x1.5mm2, three 5-pole connectors | 615 | 571 | 65 |  | 100000/L80B10 | 3 | 6230 | 35.9 | 174 | 80+ | 3000 | 256.753
| DM1115468 | Shop A LED1x7600 J187 T830 L75 LO5 L1 R-BRANCH LL CORNER90 | non-dimmable, I, IP20, IK05, UGR≤22, 75° beam optic, white steel body, L-join with branch to the right for in-line connection, through wired, 5x1.5mm2, three 5-pole connectors | 615 | 571 | 65 |  | 100000/L80B10 | 3 | 7166 | 41.6 | 172 | 80+ | 3000 | 256.753
| DM1115469 | Shop A LED1x3800 J183 T840 L75 LO1 L1 R-BRANCH LL CORNER90 | non-dimmable, I, IP20, IK05, UGR≤19, 75° beam optic, white steel body, L-join with branch to the right for in-line connection, through wired, 5x1.5mm2, three 5-pole connectors | 615 | 571 | 65 |  | 100000/L80B10 | 3 | 3796 | 21.8 | 174 | 80+ | 4000 | 222.482
| DM1115470 | Shop A LED1x5300 J184 T840 L75 LO2 L1 R-BRANCH LL CORNER90 | non-dimmable, I, IP20, IK05, UGR≤19, 75° beam optic, white steel body, L-join with branch to the right for in-line connection, through wired, 5x1.5mm2, three 5-pole connectors | 615 | 571 | 65 |  | 100000/L80B10 | 3 | 5260 | 31.7 | 166 | 80+ | 4000 | 249.959
| DM1115471 | Shop A LED1x5550 J185 T840 L75 LO3 L1 R-BRANCH LL CORNER90 | non-dimmable, I, IP20, IK05, UGR≤19, 75° beam optic, white steel body, L-join with branch to the right for in-line connection, through wired, 5x1.5mm2, three 5-pole connectors | 615 | 571 | 65 |  | 100000/L80B10 | 3 | 5523 | 30 | 184 | 80+ | 4000 | 256.753
| DM1115472 | Shop A LED1x6600 J186 T840 L75 LO4 L1 R-BRANCH LL CORNER90 | non-dimmable, I, IP20, IK05, UGR≤19, 75° beam optic, white steel body, L-join with branch to the right for in-line connection, through wired, 5x1.5mm2, three 5-pole connectors | 615 | 571 | 65 |  | 100000/L80B10 | 3 | 6567 | 35.9 | 183 | 80+ | 4000 | 256.753
| DM1115473 | Shop A LED1x7600 J187 T840 L75 LO5 L1 R-BRANCH LL CORNER90 | non-dimmable, I, IP20, IK05, UGR≤22, 75° beam optic, white steel body, L-join with branch to the right for in-line connection, through wired, 5x1.5mm2, three 5-pole connectors | 615 | 571 | 65 |  | 100000/L80B10 | 3 | 7554 | 41.6 | 182 | 80+ | 4000 | 256.753
*note - for versions: LO1, LO2 - only every second LED lights up
*note - plug is positioned at the longest end of the luminaire and socket(s) ar out at each branch. If changes to be made please discuss project with your sales manager.
| DM1119979 | Shop A LED1x3800 J183 T830 L75W LO1 L1 R-BRANCH LL CORNER90 | non-dimmable, I, IP20, IK05, UGR≤19, 75° wide beam optic, white steel body, L-join with branch to the right for in-line connection, through wired, 5x1.5mm2, three 5-pole connectors | 615 | 571 | 65 |  | 100000/L80B10 | 3 | 3602 | 21.8 | 165 | 80+ | 3000 | 222.482
| DM1119980 | Shop A LED1x5300 J184 T830 L75W LO2 L1 R-BRANCH LL CORNER90 | non-dimmable, I, IP20, IK05, UGR≤19, 75° wide beam optic, white steel body, L-join with branch to the right for in-line connection, through wired, 5x1.5mm2, three 5-pole connectors | 615 | 571 | 65 |  | 100000/L80B10 | 3 | 4990 | 31.7 | 157 | 80+ | 3000 | 249.959
| DM1119981 | Shop A LED1x5550 J185 T830 L75W LO3 L1 R-BRANCH LL CORNER90 | non-dimmable, I, IP20, IK05, UGR≤19, 75° wide beam optic, white steel body, L-join with branch to the right for in-line connection, through wired, 5x1.5mm2, three 5-pole connectors | 615 | 571 | 65 |  | 100000/L80B10 | 3 | 5240 | 30 | 175 | 80+ | 3000 | 256.753
| DM1119982 | Shop A LED1x6600 J186 T830 L75W LO4 L1 R-BRANCH LL CORNER90 | non-dimmable, I, IP20, IK05, UGR≤19, 75° wide beam optic, white steel body, L-join with branch to the right for in-line connection, through wired, 5x1.5mm2, three 5-pole connectors | 615 | 571 | 65 |  | 100000/L80B10 | 3 | 6230 | 35.9 | 174 | 80+ | 3000 | 256.753
| DM1119983 | Shop A LED1x7600 J187 T830 L75W LO5 L1 R-BRANCH LL CORNER90 | non-dimmable, I, IP20, IK05, UGR≤22, 75° wide beam optic, white steel body, L-join with branch to the right for in-line connection, through wired, 5x1.5mm2, three 5-pole connectors | 615 | 571 | 65 |  | 100000/L80B10 | 3 | 7166 | 41.6 | 172 | 80+ | 3000 | 256.753
| DM1119984 | Shop A LED1x3800 J183 T840 L75W LO1 L1 R-BRANCH LL CORNER90 | non-dimmable, I, IP20, IK05, UGR≤19, 75° wide beam optic, white steel body, L-join with branch to the right for in-line connection, through wired, 5x1.5mm2, three 5-pole connectors | 615 | 571 | 65 |  | 100000/L80B10 | 3 | 3796 | 21.8 | 174 | 80+ | 4000 | 222.482
| DM1119985 | Shop A LED1x5300 J184 T840 L75W LO2 L1 R-BRANCH LL CORNER90 | non-dimmable, I, IP20, IK05, UGR≤19, 75° wide beam optic, white steel body, L-join with branch to the right for in-line connection, through wired, 5x1.5mm2, three 5-pole connectors | 615 | 571 | 65 |  | 100000/L80B10 | 3 | 5260 | 31.7 | 166 | 80+ | 4000 | 249.959
| DM1119986 | Shop A LED1x5550 J185 T840 L75W LO3 L1 R-BRANCH LL CORNER90 | non-dimmable, I, IP20, IK05, UGR≤19, 75° wide beam optic, white steel body, L-join with branch to the right for in-line connection, through wired, 5x1.5mm2, three 5-pole connectors | 615 | 571 | 65 |  | 100000/L80B10 | 3 | 5523 | 30 | 184 | 80+ | 4000 | 256.753
| DM1119987 | Shop A LED1x6600 J186 T840 L75W LO4 L1 R-BRANCH LL CORNER90 | non-dimmable, I, IP20, IK05, UGR≤19, 75° wide beam optic, white steel body, L-join with branch to the right for in-line connection, through wired, 5x1.5mm2, three 5-pole connectors | 615 | 571 | 65 |  | 100000/L80B10 | 3 | 6567 | 35.9 | 183 | 80+ | 4000 | 256.753
| DM1119988 | Shop A LED1x7600 J187 T840 L75W LO5 L1 R-BRANCH LL CORNER90 | non-dimmable, I, IP20, IK05, UGR≤22, 75° wide beam optic, white steel body, L-join with branch to the right for in-line connection, through wired, 5x1.5mm2, three 5-pole connectors | 615 | 571 | 65 |  | 100000/L80B10 | 3 | 7554 | 41.6 | 182 | 80+ | 4000 | 256.753
*note - for versions: LO1, LO2 - only every second LED lights up
*note - plug is positioned at the longest end of the luminaire and socket(s) ar out at each branch. If changes to be made please discuss project with your sales manager.
| DM1119989 | Shop A LED1x3800 J183 T830 L90W LO1 L1 R-BRANCH LL CORNER90 | non-dimmable, I, IP20, IK05, UGR≤19, 90° wide beam optic, white steel body, L-join with branch to the right for in-line connection, through wired, 5x1.5mm2, three 5-pole connectors | 615 | 571 | 65 |  | 100000/L80B10 | 3 | 3602 | 21.8 | 165 | 80+ | 3000 | 222.482
| DM1119990 | Shop A LED1x5300 J184 T830 L90W LO2 L1 R-BRANCH LL CORNER90 | non-dimmable, I, IP20, IK05, UGR≤22, 90° wide beam optic, white steel body, L-join with branch to the right for in-line connection, through wired, 5x1.5mm2, three 5-pole connectors | 615 | 571 | 65 |  | 100000/L80B10 | 3 | 4990 | 31.7 | 157 | 80+ | 3000 | 249.959
| DM1119991 | Shop A LED1x5550 J185 T830 L90W LO3 L1 R-BRANCH LL CORNER90 | non-dimmable, I, IP20, IK05, UGR≤22, 90° wide beam optic, white steel body, L-join with branch to the right for in-line connection, through wired, 5x1.5mm2, three 5-pole connectors | 615 | 571 | 65 |  | 100000/L80B10 | 3 | 5240 | 30 | 175 | 80+ | 3000 | 256.753
| DM1119992 | Shop A LED1x6600 J186 T830 L90W LO4 L1 R-BRANCH LL CORNER90 | non-dimmable, I, IP20, IK05, UGR≤22, 90° wide beam optic, white steel body, L-join with branch to the right for in-line connection, through wired, 5x1.5mm2, three 5-pole connectors | 615 | 571 | 65 |  | 100000/L80B10 | 3 | 6230 | 35.9 | 174 | 80+ | 3000 | 256.753
| DM1119993 | Shop A LED1x7600 J187 T830 L90W LO5 L1 R-BRANCH LL CORNER90 | non-dimmable, I, IP20, IK05, UGR≤22, 90° wide beam optic, white steel body, L-join with branch to the right for in-line connection, through wired, 5x1.5mm2, three 5-pole connectors | 615 | 571 | 65 |  | 100000/L80B10 | 3 | 7166 | 41.6 | 172 | 80+ | 3000 | 256.753
| DM1119994 | Shop A LED1x3800 J183 T840 L90W LO1 L1 R-BRANCH LL CORNER90 | non-dimmable, I, IP20, IK05, UGR≤19, 90° wide beam optic, white steel body, L-join with branch to the right for in-line connection, through wired, 5x1.5mm2, three 5-pole connectors | 615 | 571 | 65 |  | 100000/L80B10 | 3 | 3796 | 21.8 | 174 | 80+ | 4000 | 222.482
| DM1119995 | Shop A LED1x5300 J184 T840 L90W LO2 L1 R-BRANCH LL CORNER90 | non-dimmable, I, IP20, IK05, UGR≤22, 90° wide beam optic, white steel body, L-join with branch to the right for in-line connection, through wired, 5x1.5mm2, three 5-pole connectors | 615 | 571 | 65 |  | 100000/L80B10 | 3 | 5260 | 31.7 | 166 | 80+ | 4000 | 249.959
| DM1119996 | Shop A LED1x5550 J185 T840 L90W LO3 L1 R-BRANCH LL CORNER90 | non-dimmable, I, IP20, IK05, UGR≤22, 90° wide beam optic, white steel body, L-join with branch to the right for in-line connection, through wired, 5x1.5mm2, three 5-pole connectors | 615 | 571 | 65 |  | 100000/L80B10 | 3 | 5523 | 30 | 184 | 80+ | 4000 | 256.753
| DM1119997 | Shop A LED1x6600 J186 T840 L90W LO4 L1 R-BRANCH LL CORNER90 | non-dimmable, I, IP20, IK05, UGR≤22, 90° wide beam optic, white steel body, L-join with branch to the right for in-line connection, through wired, 5x1.5mm2, three 5-pole connectors | 615 | 571 | 65 |  | 100000/L80B10 | 3 | 6567 | 35.9 | 183 | 80+ | 4000 | 256.753
| DM1119998 | Shop A LED1x7600 J187 T840 L90W LO5 L1 R-BRANCH LL CORNER90 | non-dimmable, I, IP20, IK05, UGR≤22, 90° wide beam optic, white steel body, L-join with branch to the right for in-line connection, through wired, 5x1.5mm2, three 5-pole connectors | 615 | 571 | 65 |  | 100000/L80B10 | 3 | 7554 | 41.6 | 182 | 80+ | 4000 | 256.753
*note - for versions: LO1, LO2 - only every second LED lights up
*note - plug is positioned at the longest end of the luminaire and socket is out at a branch.
| DM1119999 | Shop A LED1x3800 J183 T830 L100 LO1 L1 R-BRANCH LL CORNER90 | non-dimmable, I, IP20, IK05, 100° beam optic, white steel body, L-join with branch to the right for in-line connection, through wired, 5x1.5mm2, three 5-pole connectors | 615 | 571 | 65 |  | 100000/L80B10 | 3 | 3489 | 21.8 | 160 | 80+ | 3000 | 222.482
| DM1120000 | Shop A LED1x5300 J184 T830 L100 LO2 L1 R-BRANCH LL CORNER90 | non-dimmable, I, IP20, IK05, 100° beam optic, white steel body, L-join with branch to the right for in-line connection, through wired, 5x1.5mm2, three 5-pole connectors | 615 | 571 | 65 |  | 100000/L80B10 | 3 | 4834 | 31.7 | 152 | 80+ | 3000 | 249.959
| DM1120001 | Shop A LED1x5550 J185 T830 L100 LO3 L1 R-BRANCH LL CORNER90 | non-dimmable, I, IP20, IK05, 100° beam optic, white steel body, L-join with branch to the right for in-line connection, through wired, 5x1.5mm2, three 5-pole connectors | 615 | 571 | 65 |  | 100000/L80B10 | 3 | 5076 | 30 | 169 | 80+ | 3000 | 256.753
| DM1120002 | Shop A LED1x6600 J186 T830 L100 LO4 L1 R-BRANCH LL CORNER90 | non-dimmable, I, IP20, IK05, 100° beam optic, white steel body, L-join with branch to the right for in-line connection, through wired, 5x1.5mm2, three 5-pole connectors | 615 | 571 | 65 |  | 100000/L80B10 | 3 | 6036 | 35.9 | 168 | 80+ | 3000 | 256.753
| DM1120003 | Shop A LED1x7600 J187 T830 L100 LO5 L1 R-BRANCH LL CORNER90 | non-dimmable, I, IP20, IK05, 100° beam optic, white steel body, L-join with branch to the right for in-line connection, through wired, 5x1.5mm2, three 5-pole connectors | 615 | 571 | 65 |  | 100000/L80B10 | 3 | 6942 | 41.6 | 167 | 80+ | 3000 | 256.753
| DM1120004 | Shop A LED1x3800 J183 T840 L100 LO1 L1 R-BRANCH LL CORNER90 | non-dimmable, I, IP20, IK05, 100° beam optic, white steel body, L-join with branch to the right for in-line connection, through wired, 5x1.5mm2, three 5-pole connectors | 615 | 571 | 65 |  | 100000/L80B10 | 3 | 3678 | 21.8 | 169 | 80+ | 4000 | 222.482
| DM1120005 | Shop A LED1x5300 J184 T840 L100 LO2 L1 R-BRANCH LL CORNER90 | non-dimmable, I, IP20, IK05, 100° beam optic, white steel body, L-join with branch to the right for in-line connection, through wired, 5x1.5mm2, three 5-pole connectors | 615 | 571 | 65 |  | 100000/L80B10 | 3 | 5096 | 31.7 | 161 | 80+ | 4000 | 249.959
| DM1120006 | Shop A LED1x5550 J185 T840 L100 LO3 L1 R-BRANCH LL CORNER90 | non-dimmable, I, IP20, IK05, 100° beam optic, white steel body, L-join with branch to the right for in-line connection, through wired, 5x1.5mm2, three 5-pole connectors | 615 | 571 | 65 |  | 100000/L80B10 | 3 | 5350 | 30 | 178 | 80+ | 4000 | 256.753
| DM1120007 | Shop A LED1x6600 J186 T840 L100 LO4 L1 R-BRANCH LL CORNER90 | non-dimmable, I, IP20, IK05, 100° beam optic, white steel body, L-join with branch to the right for in-line connection, through wired, 5x1.5mm2, three 5-pole connectors | 615 | 571 | 65 |  | 100000/L80B10 | 3 | 6362 | 35.9 | 177 | 80+ | 4000 | 256.753
| DM1120008 | Shop A LED1x7600 J187 T840 L100 LO5 L1 R-BRANCH LL CORNER90 | non-dimmable, I, IP20, IK05, 100° beam optic, white steel body, L-join with branch to the right for in-line connection, through wired, 5x1.5mm2, three 5-pole connectors | 615 | 571 | 65 |  | 100000/L80B10 | 3 | 7318 | 41.6 | 176 | 80+ | 4000 | 256.753
*note - for versions: LO1, LO2 - only every second LED lights up
*note - plug is positioned at the longest end of the luminaire and socket is out at a branch.
| DM1120009 | Shop A LED1x3800 J183 T830 L2A25 LO1 L1 R-BRANCH LL CORNER90 | non-dimmable, I, IP20, IK05, UGR≤19, double asymmetrical optic, white steel body, L-join with branch to the right for in-line connection, through wired, 5x1.5mm2, three 5-pole connectors | 615 | 571 | 65 |  | 100000/L80B10 | 3 | 3602 | 21.8 | 165 | 80+ | 3000 | 222.482
| DM1120010 | Shop A LED1x5300 J184 T830 L2A25 LO2 L1 R-BRANCH LL CORNER90 | non-dimmable, I, IP20, IK05, UGR≤22, double asymmetrical optic, white steel body, L-join with branch to the right for in-line connection, through wired, 5x1.5mm2, three 5-pole connectors | 615 | 571 | 65 |  | 100000/L80B10 | 3 | 4990 | 31.7 | 157 | 80+ | 3000 | 249.959
| DM1120011 | Shop A LED1x5550 J185 T830 L2A25 LO3 L1 R-BRANCH LL CORNER90 | non-dimmable, I, IP20, IK05, UGR≤22, double asymmetrical optic, white steel body, L-join with branch to the right for in-line connection, through wired, 5x1.5mm2, three 5-pole connectors | 615 | 571 | 65 |  | 100000/L80B10 | 3 | 5240 | 30 | 175 | 80+ | 3000 | 256.753
| DM1120012 | Shop A LED1x6600 J186 T830 L2A25 LO4 L1 R-BRANCH LL CORNER90 | non-dimmable, I, IP20, IK05, UGR≤22, double asymmetrical optic, white steel body, L-join with branch to the right for in-line connection, through wired, 5x1.5mm2, three 5-pole connectors | 615 | 571 | 65 |  | 100000/L80B10 | 3 | 6230 | 35.9 | 174 | 80+ | 3000 | 256.753
| DM1120013 | Shop A LED1x7600 J187 T830 L2A25 LO5 L1 R-BRANCH LL CORNER90 | non-dimmable, I, IP20, IK05, UGR≤22, double asymmetrical optic, white steel body, L-join with branch to the right for in-line connection, through wired, 5x1.5mm2, three 5-pole connectors | 615 | 571 | 65 |  | 100000/L80B10 | 3 | 7166 | 41.6 | 172 | 80+ | 3000 | 256.753
| DM1120014 | Shop A LED1x3800 J183 T840 L2A25 LO1 L1 R-BRANCH LL CORNER90 | non-dimmable, I, IP20, IK05, UGR≤19, double asymmetrical optic, white steel body, L-join with branch to the right for in-line connection, through wired, 5x1.5mm2, three 5-pole connectors | 615 | 571 | 65 |  | 100000/L80B10 | 3 | 3796 | 21.8 | 174 | 80+ | 4000 | 222.482
| DM1120015 | Shop A LED1x5300 J184 T840 L2A25 LO2 L1 R-BRANCH LL CORNER90 | non-dimmable, I, IP20, IK05, UGR≤22, double asymmetrical optic, white steel body, L-join with branch to the right for in-line connection, through wired, 5x1.5mm2, three 5-pole connectors | 615 | 571 | 65 |  | 100000/L80B10 | 3 | 5260 | 31.7 | 166 | 80+ | 4000 | 249.959
| DM1120016 | Shop A LED1x5550 J185 T840 L2A25 LO3 L1 R-BRANCH LL CORNER90 | non-dimmable, I, IP20, IK05, UGR≤22, double asymmetrical optic, white steel body, L-join with branch to the right for in-line connection, through wired, 5x1.5mm2, three 5-pole connectors | 615 | 571 | 65 |  | 100000/L80B10 | 3 | 5523 | 30 | 184 | 80+ | 4000 | 256.753
| DM1120017 | Shop A LED1x6600 J186 T840 L2A25 LO4 L1 R-BRANCH LL CORNER90 | non-dimmable, I, IP20, IK05, UGR≤22, double asymmetrical optic, white steel body, L-join with branch to the right for in-line connection, through wired, 5x1.5mm2, three 5-pole connectors | 615 | 571 | 65 |  | 100000/L80B10 | 3 | 6567 | 35.9 | 183 | 80+ | 4000 | 256.753
| DM1120018 | Shop A LED1x7600 J187 T840 L2A25 LO5 L1 R-BRANCH LL CORNER90 | non-dimmable, I, IP20, IK05, UGR≤22, double asymmetrical optic, white steel body, L-join with branch to the right for in-line connection, through wired, 5x1.5mm2, three 5-pole connectors | 615 | 571 | 65 |  | 100000/L80B10 | 3 | 7554 | 41.6 | 182 | 80+ | 4000 | 256.753
*note - for versions: LO1, LO2 - only every second LED lights up
*note - plug is positioned at the longest end of the luminaire and socket is out at opposite end. If changes to be made please discuss project with your sales manager.
| DM1120039 | Shop A LED1x7600 J419 T830 L30 LO1 L1 LL CORNER360 | non-dimmable, I, IP20, IK05, UGR≤16, 30° beam optic, white steel body, for in-line connection, through wired, 5x1.5mm2, four 5-pole connectors | 1185 | 1132 | 65 |  | 100000/L80B10 | 3 | 7129 | 41.8 | 171 | 80+ | 3000 | 394.998
| DM1120040 | Shop A LED1x10550 J420 T830 L30 LO2 L1 LL CORNER360 | non-dimmable, I, IP20, IK05, UGR≤16, 30° beam optic, white steel body, for in-line connection, through wired, 5x1.5mm2, four 5-pole connectors | 1185 | 1132 | 65 |  | 100000/L80B10 | 3 | 9877 | 60 | 165 | 80+ | 3000 | 401.62
| DM1120041 | Shop A LED1x11050 J421 T830 L30 LO3 L1 LL CORNER360 | non-dimmable, I, IP20, IK05, UGR≤16, 30° beam optic, white steel body, for in-line connection, through wired, 5x1.5mm2, four 5-pole connectors | 1185 | 1132 | 65 |  | 100000/L80B10 | 3 | 10370 | 58.1 | 178 | 80+ | 3000 | 432.451
| DM1120042 | Shop A LED1x13150 J422 T830 L30 LO4 L1 LL CORNER360 | non-dimmable, I, IP20, IK05, UGR≤16, 30° beam optic, white steel body, for in-line connection, through wired, 5x1.5mm2, four 5-pole connectors | 1185 | 1132 | 65 |  | 100000/L80B10 | 3 | 12331 | 70.3 | 175 | 80+ | 3000 | 435.848
| DM1120043 | Shop A LED1x15150 J423 T830 L30 LO5 L1 LL CORNER360 | non-dimmable, I, IP20, IK05, UGR≤16, 30° beam optic, white steel body, for in-line connection, through wired, 5x1.5mm2, four 5-pole connectors | 1185 | 1132 | 65 |  | 100000/L80B10 | 3 | 14184 | 82.4 | 172 | 80+ | 3000 | 435.848
| DM1120044 | Shop A LED1x7600 J419 T840 L30 LO1 L1 LL CORNER360 | non-dimmable, I, IP20, IK05, UGR≤16, 30° beam optic, white steel body, for in-line connection, through wired, 5x1.5mm2, four 5-pole connectors | 1185 | 1132 | 65 |  | 100000/L80B10 | 3 | 7514 | 41.8 | 180 | 80+ | 4000 | 394.998
| DM1120045 | Shop A LED1x10550 J420 T840 L30 LO2 L1 LL CORNER360 | non-dimmable, I, IP20, IK05, UGR≤16, 30° beam optic, white steel body, for in-line connection, through wired, 5x1.5mm2, four 5-pole connectors | 1185 | 1132 | 65 |  | 100000/L80B10 | 3 | 10410 | 60 | 174 | 80+ | 4000 | 401.62
| DM1120046 | Shop A LED1x11050 J421 T840 L30 LO3 L1 LL CORNER360 | non-dimmable, I, IP20, IK05, UGR≤16, 30° beam optic, white steel body, for in-line connection, through wired, 5x1.5mm2, four 5-pole connectors | 1185 | 1132 | 65 |  | 100000/L80B10 | 3 | 10931 | 58.1 | 188 | 80+ | 4000 | 432.451
| DM1120047 | Shop A LED1x13150 J422 T840 L30 LO4 L1 LL CORNER360 | non-dimmable, I, IP20, IK05, UGR≤16, 30° beam optic, white steel body, for in-line connection, through wired, 5x1.5mm2, four 5-pole connectors | 1185 | 1132 | 65 |  | 100000/L80B10 | 3 | 12997 | 70.3 | 185 | 80+ | 4000 | 435.848
| DM1120048 | Shop A LED1x15150 J423 T840 L30 LO5 L1 LL CORNER360 | non-dimmable, I, IP20, IK05, UGR≤19, 30° beam optic, white steel body, for in-line connection, through wired, 5x1.5mm2, four 5-pole connectors | 1185 | 1132 | 65 |  | 100000/L80B10 | 3 | 14950 | 82.4 | 181 | 80+ | 4000 | 435.848
*note - for versions: LO1, LO2 - only every second LED lights up
*note - plug is positioned at the longest end of the luminaire and socket(s) ar out at each branch. If changes to be made please discuss project with your sales manager.
| DM1120049 | Shop A LED1x7600 J419 T830 L40x75 LO1 L1 LL CORNER360 | non-dimmable, I, IP20, IK05, UGR≤16, 40x75° beam optic, white steel body, for in-line connection, through wired, 5x1.5mm2, four 5-pole connectors | 1185 | 1132 | 65 |  | 100000/L80B10 | 3 | 7129 | 41.8 | 171 | 80+ | 3000 | 394.998
| DM1120050 | Shop A LED1x10550 J420 T830 L40x75 LO2 L1 LL CORNER360 | non-dimmable, I, IP20, IK05, UGR≤19, 40x75° beam optic, white steel body, for in-line connection, through wired, 5x1.5mm2, four 5-pole connectors | 1185 | 1132 | 65 |  | 100000/L80B10 | 3 | 9877 | 60 | 165 | 80+ | 3000 | 401.62
| DM1120051 | Shop A LED1x11050 J421 T830 L40x75 LO3 L1 LL CORNER360 | non-dimmable, I, IP20, IK05, UGR≤19, 40x75° beam optic, white steel body, for in-line connection, through wired, 5x1.5mm2, four 5-pole connectors | 1185 | 1132 | 65 |  | 100000/L80B10 | 3 | 10370 | 58.1 | 178 | 80+ | 3000 | 432.451
| DM1120052 | Shop A LED1x13150 J422 T830 L40x75 LO4 L1 LL CORNER360 | non-dimmable, I, IP20, IK05, UGR≤19, 40x75° beam optic, white steel body, for in-line connection, through wired, 5x1.5mm2, four 5-pole connectors | 1185 | 1132 | 65 |  | 100000/L80B10 | 3 | 12331 | 70.3 | 175 | 80+ | 3000 | 435.848
| DM1120053 | Shop A LED1x15150 J423 T830 L40x75 LO5 L1 LL CORNER360 | non-dimmable, I, IP20, IK05, UGR≤19, 40x75° beam optic, white steel body, for in-line connection, through wired, 5x1.5mm2, four 5-pole connectors | 1185 | 1132 | 65 |  | 100000/L80B10 | 3 | 14184 | 82.4 | 172 | 80+ | 3000 | 435.848
| DM1120054 | Shop A LED1x7600 J419 T840 L40x75 LO1 L1 LL CORNER360 | non-dimmable, I, IP20, IK05, UGR≤16, 40x75° beam optic, white steel body, for in-line connection, through wired, 5x1.5mm2, four 5-pole connectors | 1185 | 1132 | 65 |  | 100000/L80B10 | 3 | 7514 | 41.8 | 180 | 80+ | 4000 | 394.998
| DM1120055 | Shop A LED1x10550 J420 T840 L40x75 LO2 L1 LL CORNER360 | non-dimmable, I, IP20, IK05, UGR≤19, 40x75° beam optic, white steel body, for in-line connection, through wired, 5x1.5mm2, four 5-pole connectors | 1185 | 1132 | 65 |  | 100000/L80B10 | 3 | 10410 | 60 | 174 | 80+ | 4000 | 401.62
| DM1120056 | Shop A LED1x11050 J421 T840 L40x75 LO3 L1 LL CORNER360 | non-dimmable, I, IP20, IK05, UGR≤19, 40x75° beam optic, white steel body, for in-line connection, through wired, 5x1.5mm2, four 5-pole connectors | 1185 | 1132 | 65 |  | 100000/L80B10 | 3 | 10931 | 58.1 | 188 | 80+ | 4000 | 432.451
| DM1120057 | Shop A LED1x13150 J422 T840 L40x75 LO4 L1 LL CORNER360 | non-dimmable, I, IP20, IK05, UGR≤19, 40x75° beam optic, white steel body, for in-line connection, through wired, 5x1.5mm2, four 5-pole connectors | 1185 | 1132 | 65 |  | 100000/L80B10 | 3 | 12997 | 70.3 | 185 | 80+ | 4000 | 435.848
| DM1120058 | Shop A LED1x15150 J423 T840 L40x75 LO5 L1 LL CORNER360 | non-dimmable, I, IP20, IK05, UGR≤19, 40x75° beam optic, white steel body, for in-line connection, through wired, 5x1.5mm2, four 5-pole connectors | 1185 | 1132 | 65 |  | 100000/L80B10 | 3 | 14950 | 82.4 | 181 | 80+ | 4000 | 435.848
*note - for versions: LO1, LO2 - only every second LED lights up
*note - plug is positioned at the longest end of the luminaire and socket(s) ar out at each branch. If changes to be made please discuss project with your sales manager.
| DM1118097 | Shop A LED1x7600 J419 T830 L75 LO1 L1 LL CORNER360 | non-dimmable, I, IP20, IK05, UGR≤19, 75° beam optic, white steel body, for in-line connection, through wired, 5x1.5mm2, four 5-pole connectors | 1185 | 1132 | 65 |  | 100000/L80B10 | 3 | 7204 | 41.8 | 172 | 80+ | 3000 | 394.998
| DM1118098 | Shop A LED1x10550 J420 T830 L75 LO2 L1 LL CORNER360 | non-dimmable, I, IP20, IK05, UGR≤19, 75° beam optic, white steel body, for in-line connection, through wired, 5x1.5mm2, four 5-pole connectors | 1185 | 1132 | 65 |  | 100000/L80B10 | 3 | 9981 | 60 | 166 | 80+ | 3000 | 401.62
| DM1118099 | Shop A LED1x11050 J421 T830 L75 LO3 L1 LL CORNER360 | non-dimmable, I, IP20, IK05, UGR≤19, 75° beam optic, white steel body, for in-line connection, through wired, 5x1.5mm2, four 5-pole connectors | 1185 | 1132 | 65 |  | 100000/L80B10 | 3 | 10480 | 58.1 | 180 | 80+ | 3000 | 432.451
| DM1118100 | Shop A LED1x13150 J422 T830 L75 LO4 L1 LL CORNER360 | non-dimmable, I, IP20, IK05, UGR≤19, 75° beam optic, white steel body, for in-line connection, through wired, 5x1.5mm2, four 5-pole connectors | 1185 | 1132 | 65 |  | 100000/L80B10 | 3 | 12461 | 70.3 | 177 | 80+ | 3000 | 435.848
| DM1118101 | Shop A LED1x15150 J423 T830 L75 LO5 L1 LL CORNER360 | non-dimmable, I, IP20, IK05, UGR≤22, 75° beam optic, white steel body, for in-line connection, through wired, 5x1.5mm2, four 5-pole connectors | 1185 | 1132 | 65 |  | 100000/L80B10 | 3 | 14333 | 82.4 | 174 | 80+ | 3000 | 435.848
| DM1118102 | Shop A LED1x7600 J419 T840 L75 LO1 L1 LL CORNER360 | non-dimmable, I, IP20, IK05, UGR≤19, 75° beam optic, white steel body, for in-line connection, through wired, 5x1.5mm2, four 5-pole connectors | 1185 | 1132 | 65 |  | 100000/L80B10 | 3 | 7593 | 41.8 | 182 | 80+ | 4000 | 394.998
| DM1118103 | Shop A LED1x10550 J420 T840 L75 LO2 L1 LL CORNER360 | non-dimmable, I, IP20, IK05, UGR≤19, 75° beam optic, white steel body, for in-line connection, through wired, 5x1.5mm2, four 5-pole connectors | 1185 | 1132 | 65 |  | 100000/L80B10 | 3 | 10520 | 60 | 175 | 80+ | 4000 | 401.62
| DM1118104 | Shop A LED1x11050 J421 T840 L75 LO3 L1 LL CORNER360 | non-dimmable, I, IP20, IK05, UGR≤19, 75° beam optic, white steel body, for in-line connection, through wired, 5x1.5mm2, four 5-pole connectors | 1185 | 1132 | 65 |  | 100000/L80B10 | 3 | 11046 | 58.1 | 190 | 80+ | 4000 | 432.451
| DM1118105 | Shop A LED1x13150 J422 T840 L75 LO4 L1 LL CORNER360 | non-dimmable, I, IP20, IK05, UGR≤19, 75° beam optic, white steel body, for in-line connection, through wired, 5x1.5mm2, four 5-pole connectors | 1185 | 1132 | 65 |  | 100000/L80B10 | 3 | 13134 | 70.3 | 187 | 80+ | 4000 | 435.848
| DM1118106 | Shop A LED1x15150 J423 T840 L75 LO5 L1 LL CORNER360 | non-dimmable, I, IP20, IK05, UGR≤22, 75° beam optic, white steel body, for in-line connection, through wired, 5x1.5mm2, four 5-pole connectors | 1185 | 1132 | 65 |  | 100000/L80B10 | 3 | 15108 | 82.4 | 183 | 80+ | 4000 | 435.848
*note - for versions: LO1, LO2 - only every second LED lights up
*note - plug is positioned at the longest end of the luminaire and socket(s) ar out at each branch. If changes to be made please discuss project with your sales manager.
| DM1120059 | Shop A LED1x7600 J419 T830 L75W LO1 L1 LL CORNER360 | non-dimmable, I, IP20, IK05, UGR≤19, 75° wide beam optic, white steel body, for in-line connection, through wired, 5x1.5mm2, four 5-pole connectors | 1185 | 1132 | 65 |  | 100000/L80B10 | 3 | 7204 | 41.8 | 172 | 80+ | 3000 | 394.998
| DM1120060 | Shop A LED1x10550 J420 T830 L75W LO2 L1 LL CORNER360 | non-dimmable, I, IP20, IK05, UGR≤19, 75° wide beam optic, white steel body, for in-line connection, through wired, 5x1.5mm2, four 5-pole connectors | 1185 | 1132 | 65 |  | 100000/L80B10 | 3 | 9981 | 60 | 166 | 80+ | 3000 | 401.62
| DM1120061 | Shop A LED1x11050 J421 T830 L75W LO3 L1 LL CORNER360 | non-dimmable, I, IP20, IK05, UGR≤19, 75° wide beam optic, white steel body, for in-line connection, through wired, 5x1.5mm2, four 5-pole connectors | 1185 | 1132 | 65 |  | 100000/L80B10 | 3 | 10480 | 58.1 | 180 | 80+ | 3000 | 432.451
| DM1120062 | Shop A LED1x13150 J422 T830 L75W LO4 L1 LL CORNER360 | non-dimmable, I, IP20, IK05, UGR≤19, 75° wide beam optic, white steel body, for in-line connection, through wired, 5x1.5mm2, four 5-pole connectors | 1185 | 1132 | 65 |  | 100000/L80B10 | 3 | 12461 | 70.3 | 177 | 80+ | 3000 | 435.848
| DM1120063 | Shop A LED1x15150 J423 T830 L75W LO5 L1 LL CORNER360 | non-dimmable, I, IP20, IK05, UGR≤22, 75° wide beam optic, white steel body, for in-line connection, through wired, 5x1.5mm2, four 5-pole connectors | 1185 | 1132 | 65 |  | 100000/L80B10 | 3 | 14333 | 82.4 | 174 | 80+ | 3000 | 435.848
| DM1120064 | Shop A LED1x7600 J419 T840 L75W LO1 L1 LL CORNER360 | non-dimmable, I, IP20, IK05, UGR≤19, 75° wide beam optic, white steel body, for in-line connection, through wired, 5x1.5mm2, four 5-pole connectors | 1185 | 1132 | 65 |  | 100000/L80B10 | 3 | 7593 | 41.8 | 182 | 80+ | 4000 | 394.998
| DM1120065 | Shop A LED1x10550 J420 T840 L75W LO2 L1 LL CORNER360 | non-dimmable, I, IP20, IK05, UGR≤19, 75° wide beam optic, white steel body, for in-line connection, through wired, 5x1.5mm2, four 5-pole connectors | 1185 | 1132 | 65 |  | 100000/L80B10 | 3 | 10520 | 60 | 175 | 80+ | 4000 | 401.62
| DM1120066 | Shop A LED1x11050 J421 T840 L75W LO3 L1 LL CORNER360 | non-dimmable, I, IP20, IK05, UGR≤19, 75° wide beam optic, white steel body, for in-line connection, through wired, 5x1.5mm2, four 5-pole connectors | 1185 | 1132 | 65 |  | 100000/L80B10 | 3 | 11046 | 58.1 | 190 | 80+ | 4000 | 432.451
| DM1120067 | Shop A LED1x13150 J422 T840 L75W LO4 L1 LL CORNER360 | non-dimmable, I, IP20, IK05, UGR≤19, 75° wide beam optic, white steel body, for in-line connection, through wired, 5x1.5mm2, four 5-pole connectors | 1185 | 1132 | 65 |  | 100000/L80B10 | 3 | 13134 | 70.3 | 187 | 80+ | 4000 | 435.848
| DM1120068 | Shop A LED1x15150 J423 T840 L75W LO5 L1 LL CORNER360 | non-dimmable, I, IP20, IK05, UGR≤22, 75° wide beam optic, white steel body, for in-line connection, through wired, 5x1.5mm2, four 5-pole connectors | 1185 | 1132 | 65 |  | 100000/L80B10 | 3 | 15108 | 82.4 | 183 | 80+ | 4000 | 435.848
*note - for versions: LO1, LO2 - only every second LED lights up
*note - plug is positioned at the longest end of the luminaire and socket(s) ar out at each branch. If changes to be made please discuss project with your sales manager.
| DM1120069 | Shop A LED1x7600 J419 T830 L90W LO1 L1 LL CORNER360 | non-dimmable, I, IP20, IK05, UGR≤19, 90° wide beam optic, white steel body, for in-line connection, through wired, 5x1.5mm2, four 5-pole connectors | 1185 | 1132 | 65 |  | 100000/L80B10 | 3 | 7204 | 41.8 | 172 | 80+ | 3000 | 394.998
| DM1120070 | Shop A LED1x10550 J420 T830 L90W LO2 L1 LL CORNER360 | non-dimmable, I, IP20, IK05, UGR≤22, 90° wide beam optic, white steel body, for in-line connection, through wired, 5x1.5mm2, four 5-pole connectors | 1185 | 1132 | 65 |  | 100000/L80B10 | 3 | 9981 | 60 | 166 | 80+ | 3000 | 401.62
| DM1120071 | Shop A LED1x11050 J421 T830 L90W LO3 L1 LL CORNER360 | non-dimmable, I, IP20, IK05, UGR≤22, 90° wide beam optic, white steel body, for in-line connection, through wired, 5x1.5mm2, four 5-pole connectors | 1185 | 1132 | 65 |  | 100000/L80B10 | 3 | 10480 | 58.1 | 180 | 80+ | 3000 | 432.451
| DM1120072 | Shop A LED1x13150 J422 T830 L90W LO4 L1 LL CORNER360 | non-dimmable, I, IP20, IK05, UGR≤22, 90° wide beam optic, white steel body, for in-line connection, through wired, 5x1.5mm2, four 5-pole connectors | 1185 | 1132 | 65 |  | 100000/L80B10 | 3 | 12461 | 70.3 | 177 | 80+ | 3000 | 435.848
| DM1120073 | Shop A LED1x15150 J423 T830 L90W LO5 L1 LL CORNER360 | non-dimmable, I, IP20, IK05, UGR≤22, 90° wide beam optic, white steel body, for in-line connection, through wired, 5x1.5mm2, four 5-pole connectors | 1185 | 1132 | 65 |  | 100000/L80B10 | 3 | 14333 | 82.4 | 174 | 80+ | 3000 | 435.848
| DM1120074 | Shop A LED1x7600 J419 T840 L90W LO1 L1 LL CORNER360 | non-dimmable, I, IP20, IK05, UGR≤19, 90° wide beam optic, white steel body, for in-line connection, through wired, 5x1.5mm2, four 5-pole connectors | 1185 | 1132 | 65 |  | 100000/L80B10 | 3 | 7593 | 41.8 | 182 | 80+ | 4000 | 394.998
| DM1120075 | Shop A LED1x10550 J420 T840 L90W LO2 L1 LL CORNER360 | non-dimmable, I, IP20, IK05, UGR≤22, 90° wide beam optic, white steel body, for in-line connection, through wired, 5x1.5mm2, four 5-pole connectors | 1185 | 1132 | 65 |  | 100000/L80B10 | 3 | 10520 | 60 | 175 | 80+ | 4000 | 401.62
| DM1120076 | Shop A LED1x11050 J421 T840 L90W LO3 L1 LL CORNER360 | non-dimmable, I, IP20, IK05, UGR≤22, 90° wide beam optic, white steel body, for in-line connection, through wired, 5x1.5mm2, four 5-pole connectors | 1185 | 1132 | 65 |  | 100000/L80B10 | 3 | 11046 | 58.1 | 190 | 80+ | 4000 | 432.451
| DM1120077 | Shop A LED1x13150 J422 T840 L90W LO4 L1 LL CORNER360 | non-dimmable, I, IP20, IK05, UGR≤22, 90° wide beam optic, white steel body, for in-line connection, through wired, 5x1.5mm2, four 5-pole connectors | 1185 | 1132 | 65 |  | 100000/L80B10 | 3 | 13134 | 70.3 | 187 | 80+ | 4000 | 435.848
| DM1120078 | Shop A LED1x15150 J423 T840 L90W LO5 L1 LL CORNER360 | non-dimmable, I, IP20, IK05, UGR≤22, 90° wide beam optic, white steel body, for in-line connection, through wired, 5x1.5mm2, four 5-pole connectors | 1185 | 1132 | 65 |  | 100000/L80B10 | 3 | 15108 | 82.4 | 183 | 80+ | 4000 | 435.848
*note - for versions: LO1, LO2 - only every second LED lights up
*note - plug is positioned at the longest end of the luminaire and socket is out at a branch.
| DM1120079 | Shop A LED1x7600 J419 T830 L100 LO1 L1 LL CORNER360 | non-dimmable, I, IP20, IK05, 100° beam optic, white steel body, for in-line connection, through wired, 5x1.5mm2, four 5-pole connectors | 1185 | 1132 | 65 |  | 100000/L80B10 | 3 | 6978 | 41.8 | 167 | 80+ | 3000 | 394.998
| DM1120080 | Shop A LED1x10550 J420 T830 L100 LO2 L1 LL CORNER360 | non-dimmable, I, IP20, IK05, 100° beam optic, white steel body, for in-line connection, through wired, 5x1.5mm2, four 5-pole connectors | 1185 | 1132 | 65 |  | 100000/L80B10 | 3 | 9669 | 60 | 161 | 80+ | 3000 | 401.62
| DM1120081 | Shop A LED1x11050 J421 T830 L100 LO3 L1 LL CORNER360 | non-dimmable, I, IP20, IK05, 100° beam optic, white steel body, for in-line connection, through wired, 5x1.5mm2, four 5-pole connectors | 1185 | 1132 | 65 |  | 100000/L80B10 | 3 | 10152 | 58.1 | 175 | 80+ | 3000 | 432.451
| DM1120082 | Shop A LED1x13150 J422 T830 L100 LO4 L1 LL CORNER360 | non-dimmable, I, IP20, IK05, 100° beam optic, white steel body, for in-line connection, through wired, 5x1.5mm2, four 5-pole connectors | 1185 | 1132 | 65 |  | 100000/L80B10 | 3 | 12071 | 70.3 | 172 | 80+ | 3000 | 435.848
| DM1120083 | Shop A LED1x15150 J423 T830 L100 LO5 L1 LL CORNER360 | non-dimmable, I, IP20, IK05, 100° beam optic, white steel body, for in-line connection, through wired, 5x1.5mm2, four 5-pole connectors | 1185 | 1132 | 65 |  | 100000/L80B10 | 3 | 13885 | 82.4 | 169 | 80+ | 3000 | 435.848
| DM1120084 | Shop A LED1x7600 J419 T840 L100 LO1 L1 LL CORNER360 | non-dimmable, I, IP20, IK05, 100° beam optic, white steel body, for in-line connection, through wired, 5x1.5mm2, four 5-pole connectors | 1185 | 1132 | 65 |  | 100000/L80B10 | 3 | 7356 | 41.8 | 176 | 80+ | 4000 | 394.998
| DM1120085 | Shop A LED1x10550 J420 T840 L100 LO2 L1 LL CORNER360 | non-dimmable, I, IP20, IK05, 100° beam optic, white steel body, for in-line connection, through wired, 5x1.5mm2, four 5-pole connectors | 1185 | 1132 | 65 |  | 100000/L80B10 | 3 | 10191 | 60 | 170 | 80+ | 4000 | 401.62
| DM1120086 | Shop A LED1x11050 J421 T840 L100 LO3 L1 LL CORNER360 | non-dimmable, I, IP20, IK05, 100° beam optic, white steel body, for in-line connection, through wired, 5x1.5mm2, four 5-pole connectors | 1185 | 1132 | 65 |  | 100000/L80B10 | 3 | 10701 | 58.1 | 184 | 80+ | 4000 | 432.451
| DM1120087 | Shop A LED1x13150 J422 T840 L100 LO4 L1 LL CORNER360 | non-dimmable, I, IP20, IK05, 100° beam optic, white steel body, for in-line connection, through wired, 5x1.5mm2, four 5-pole connectors | 1185 | 1132 | 65 |  | 100000/L80B10 | 3 | 12724 | 70.3 | 181 | 80+ | 4000 | 435.848
| DM1120088 | Shop A LED1x15150 J423 T840 L100 LO5 L1 LL CORNER360 | non-dimmable, I, IP20, IK05, 100° beam optic, white steel body, for in-line connection, through wired, 5x1.5mm2, four 5-pole connectors | 1185 | 1132 | 65 |  | 100000/L80B10 | 3 | 14635 | 82.4 | 178 | 80+ | 4000 | 435.848
*note - for versions: LO1, LO2 - only every second LED lights up
*note - plug is positioned at the longest end of the luminaire and socket is out at a branch.
| DM1120089 | Shop A LED1x7600 J419 T830 L2A25 LO1 L1 LL CORNER360 | non-dimmable, I, IP20, IK05, UGR≤19, double asymmetrical optic, white steel body, for in-line connection, through wired, 5x1.5mm2, four 5-pole connectors | 1185 | 1132 | 65 |  | 100000/L80B10 | 3 | 7204 | 41.8 | 172 | 80+ | 3000 | 394.998
| DM1120090 | Shop A LED1x10550 J420 T830 L2A25 LO2 L1 LL CORNER360 | non-dimmable, I, IP20, IK05, UGR≤22, double asymmetrical optic, white steel body, for in-line connection, through wired, 5x1.5mm2, four 5-pole connectors | 1185 | 1132 | 65 |  | 100000/L80B10 | 3 | 9981 | 60 | 166 | 80+ | 3000 | 401.62
| DM1120091 | Shop A LED1x11050 J421 T830 L2A25 LO3 L1 LL CORNER360 | non-dimmable, I, IP20, IK05, UGR≤22, double asymmetrical optic, white steel body, for in-line connection, through wired, 5x1.5mm2, four 5-pole connectors | 1185 | 1132 | 65 |  | 100000/L80B10 | 3 | 10480 | 58.1 | 180 | 80+ | 3000 | 432.451
| DM1120092 | Shop A LED1x13150 J422 T830 L2A25 LO4 L1 LL CORNER360 | non-dimmable, I, IP20, IK05, UGR≤22, double asymmetrical optic, white steel body, for in-line connection, through wired, 5x1.5mm2, four 5-pole connectors | 1185 | 1132 | 65 |  | 100000/L80B10 | 3 | 12461 | 70.3 | 177 | 80+ | 3000 | 435.848
| DM1120093 | Shop A LED1x15150 J423 T830 L2A25 LO5 L1 LL CORNER360 | non-dimmable, I, IP20, IK05, UGR≤22, double asymmetrical optic, white steel body, for in-line connection, through wired, 5x1.5mm2, four 5-pole connectors | 1185 | 1132 | 65 |  | 100000/L80B10 | 3 | 14333 | 82.4 | 174 | 80+ | 3000 | 435.848
| DM1120094 | Shop A LED1x7600 J419 T840 L2A25 LO1 L1 LL CORNER360 | non-dimmable, I, IP20, IK05, UGR≤19, double asymmetrical optic, white steel body, for in-line connection, through wired, 5x1.5mm2, four 5-pole connectors | 1185 | 1132 | 65 |  | 100000/L80B10 | 3 | 7593 | 41.8 | 182 | 80+ | 4000 | 394.998
| DM1120095 | Shop A LED1x10550 J420 T840 L2A25 LO2 L1 LL CORNER360 | non-dimmable, I, IP20, IK05, UGR≤22, double asymmetrical optic, white steel body, for in-line connection, through wired, 5x1.5mm2, four 5-pole connectors | 1185 | 1132 | 65 |  | 100000/L80B10 | 3 | 10520 | 60 | 175 | 80+ | 4000 | 401.62
| DM1120096 | Shop A LED1x11050 J421 T840 L2A25 LO3 L1 LL CORNER360 | non-dimmable, I, IP20, IK05, UGR≤22, double asymmetrical optic, white steel body, for in-line connection, through wired, 5x1.5mm2, four 5-pole connectors | 1185 | 1132 | 65 |  | 100000/L80B10 | 3 | 11046 | 58.1 | 190 | 80+ | 4000 | 432.451
| DM1120097 | Shop A LED1x13150 J422 T840 L2A25 LO4 L1 LL CORNER360 | non-dimmable, I, IP20, IK05, UGR≤22, double asymmetrical optic, white steel body, for in-line connection, through wired, 5x1.5mm2, four 5-pole connectors | 1185 | 1132 | 65 |  | 100000/L80B10 | 3 | 13134 | 70.3 | 187 | 80+ | 4000 | 435.848
| DM1120098 | Shop A LED1x15150 J423 T840 L2A25 LO5 L1 LL CORNER360 | non-dimmable, I, IP20, IK05, UGR≤22, double asymmetrical optic, white steel body, for in-line connection, through wired, 5x1.5mm2, four 5-pole connectors | 1185 | 1132 | 65 |  | 100000/L80B10 | 3 | 15108 | 82.4 | 183 | 80+ | 4000 | 435.848
*note - for versions: LO1, LO2 - only every second LED lights up
*note - plug is positioned at the longest end of the luminaire and socket is out at opposite end. If changes to be made please discuss project with your sales manager.
Available options:
|  | T830 | Colour temperature 3000K, CRI 80+
|  | T840 | Colour temperature 4000K, CRI 80+
|  | T930 (J178...J182; J565...J569) | Colour temperature 3000K, CRI 90+ | [11 empty] | 4.343
|  | T930 (J183...J187; J570...J574) | Colour temperature 3000K, CRI 90+ | [11 empty] | 2.752
|  | T930 (J419...429) | Colour temperature 3000K, CRI 90+ | [11 empty] | 5.289
|  | T940 (J178...J182; J565...J569) | Colour temperature 4000K, CRI 90+ | [11 empty] | 4.343
|  | T940 (J183...J187; J570...J574) | Colour temperature 4000K, CRI 90+ | [11 empty] | 2.752
|  | T940 (J419...429) | Colour temperature 4000K, CRI 90+ | [11 empty] | 5.289
|  | L30 | Optics with 30 beam angle
|  | L40x75 | Optics with 40x75 beam angle
|  | L75W | Optics with 75 beam angle, wide
|  | L75 | Optics with 75 beam angle
|  | L90W | Optics with 90 beam angle, wide
|  | L100 | Optics with 100° beam angle, diffused
|  | L2A25 | Optics with double asymmetric beam
|  | L1A18-L | Optics with asymmetric beam, light direction - left
|  | L1A18-R | Optics with asymmetric beam, light direction - right
|  | LO1...5 | Light output level 1 to 5
|  | DALI | Driver with DALI interface and switch-control dimming | [11 empty] | 55
|  | DALI 2WIE5D | Driver with DALI interface and switch-control dimming. Two 5-pole DALI "Wieland - gesis classic" type or compatible connectors. Through wired, 3x1.5mm2 + 2x0.5mm2 (DALI).
*note - with 2WIE5D option luminaire is through wired with only one phase.
|  | L1 | Driver connected to L1 line
|  | L2 | Driver connected to L2 line
|  | L3 | Driver connected to L3 line
|  | RAL (OPTIONAL QNT. ≤10) | RAL colour | [11 empty] | 25.456
|  | RAL (OPTIONAL QNT. >10) | RAL colour | [11 empty] | 8.643
Available accessories:
| DM9022958 | Power supply socket 1602/VCB-M-5 5x1.5-2.5mm2 | 5-pole socket (Stucchi - 1602/VCB-M-5) for power supply, 1pcs | [11 empty] | 9.804
*note - please use power supply socket for first in-line luminaire connection to power source
| DM9002149 | Suspension MTG KIT SUSI | Suspension wire set "I" type, 1.5m adjustable, 1pcs | [11 empty] | 12.728
*note - for compatibility with exact product please refer to installation manual
| DM1121678 | BLANK Shop A LED L-BRANCH CORNER180 RAL9003 | Blank part kit for connecting luminaires in-line "T" shaped with a branch to the left, 1pcs | [11 empty] | 138.976
| DM1121679 | BLANK Shop A LED R-BRANCH CORNER180 RAL9003 | Blank part kit for connecting luminaires in-line "T" shaped with a branch to the right, 1pcs | [11 empty] | 138.976
| DM1121680 | BLANK Shop A LED L-CTR-BRANCH CORNER180 RAL9003 | Blank part kit for connecting luminaires in-line "T" shaped with a centre branch to the left, 1pcs | [11 empty] | 138.976
| DM1121681 | BLANK Shop A LED R-CTR-BRANCH CORNER180 RAL9003 | Blank part kit for connecting luminaires in-line "T" shaped with a centre branch to the right, 1pcs | [11 empty] | 138.976
| DM1121682 | BLANK Shop A LED L-BRANCH CORNER90 RAL9003 | Blank part kit for connecting luminaires in-line "L" shaped with a branch to the left, 1pcs | [11 empty] | 75.164
| DM1121683 | BLANK Shop A LED R-BRANCH CORNER90 RAL9003 | Blank part kit for connecting luminaires in-line "L" shaped with a branch to the right, 1pcs | [11 empty] | 75.164
| DM1121684 | BLANK Shop A LED L-BRANCH CORNER360 RAL9003 | Blank part kit for connecting luminaires in-line "+" shaped, 1pcs | [11 empty] | 187.781
|  | END CAP Shop A LED RAL9003 | End cap kit for Shop LSW LED luminaires, 1pcs (extra) | [11 empty] | 10.234
| DM9022161 | CAP4, light grey | Square decorative metal cap for hiding cable inlet with suspension wire attachment point, push-in terminals 3x1x1.5mm2, light grey | [11 empty] | 15.265
| DM9024862 | CAP4, white | Square decorative metal cap for hiding cable inlet with suspension wire attachment point, push-in terminals 3x1x1.5mm2, white | [11 empty] | 15.265
| DM9025036 | CAP4, black | Square decorative metal cap for hiding cable inlet with suspension wire attachment point, push-in terminals 3x1x1.5mm2, black | [11 empty] | 15.265
| DM9033621 | CAP5, light grey | Square decorative metal cap for hiding cable inlet with suspension wire attachment point, push-in terminals 5x1x1.5mm2, light grey | [11 empty] | 21.156
| DM9033622 | CAP5, white | Square decorative metal cap for hiding cable inlet with suspension wire attachment point, push-in terminals 5x1x1.5mm2, white | [11 empty] | 21.156
| DM9033623 | CAP5, black | Square decorative metal cap for hiding cable inlet with suspension wire attachment point, push-in terminals 5x1x1.5mm2, black | [11 empty] | 21.156
| DM9015094 | CAP cable 3x0.75 2.0m, clear | Cable 3x0.75mm² for suspended luminaire up to 2.0 meters, transparent | [11 empty] | 15.91
| DM9016341 | CAP cable clip D6.3mm SET clear | Cable and suspension wire clip set, 4pcs. For cable diameter up to 6,3mm and wire diameter 1mm | [11 empty] | 2.752
| DM1103127 | Mall LED1x3300 E963 T830 L30 LO1 LL | non-dimmable, I, IP20, IK05, UGR≤19, 30° beam optic, white steel body, for in-line connection | 1133 | 65 | 60 |  | 100000/L80B10 | 3 | 3099 | 18.4 | 168 | 80+ | 3000 | 276.963
| DM1103128 | Mall LED1x4350 E964 T830 L30 LO2 LL | non-dimmable, I, IP20, IK05, UGR≤19, 30° beam optic, white steel body, for in-line connection | 1133 | 65 | 60 |  | 100000/L80B10 | 3 | 4038 | 24.8 | 163 | 80+ | 3000 | 276.963
| DM1103129 | Mall LED1x5300 E965 T830 L30 LO3 LL | non-dimmable, I, IP20, IK05, UGR≤19, 30° beam optic, white steel body, for in-line connection | 1133 | 65 | 60 |  | 100000/L80B10 | 3 | 4938 | 30.6 | 161 | 80+ | 3000 | 283.284
| DM1108607 | Mall LED1x5550 G648 T830 L30 LO4 LL | non-dimmable, I, IP20, IK05, UGR≤19, 30° beam optic, white steel body, for in-line connection | 1133 | 65 | 60 |  | 100000/L80B10 | 3 | 5185 | 29.7 | 175 | 80+ | 3000 | 292.185
| DM1103130 | Mall LED1x6600 E966 T830 L30 LO5 LL | non-dimmable, I, IP20, IK05, UGR≤19, 30° beam optic, white steel body, for in-line connection | 1133 | 65 | 60 |  | 100000/L80B10 | 3 | 6166 | 35.5 | 174 | 80+ | 3000 | 292.185
| DM1103131 | Mall LED1x7600 E967 T830 L30 LO6 LL | non-dimmable, I, IP20, IK05, UGR≤19, 30° beam optic, white steel body, for in-line connection | 1133 | 65 | 60 |  | 100000/L80B10 | 3 | 7092 | 41.6 | 170 | 80+ | 3000 | 298.549
| DM1103132 | Mall LED1x4150 E986 T830 L30 LO1 LL | non-dimmable, I, IP20, IK05, UGR≤19, 30° beam optic, white steel body, for in-line connection | 1414 | 65 | 60 |  | 100000/L80B10 | 3 | 3873 | 23 | 168 | 80+ | 3000 | 314.674
| DM1103133 | Mall LED1x5400 E987 T830 L30 LO2 LL | non-dimmable, I, IP20, IK05, UGR≤19, 30° beam optic, white steel body, for in-line connection | 1414 | 65 | 60 |  | 100000/L80B10 | 3 | 5047 | 30.3 | 167 | 80+ | 3000 | 314.674
| DM1103134 | Mall LED1x6600 E988 T830 L30 LO3 LL | non-dimmable, I, IP20, IK05, UGR≤19, 30° beam optic, white steel body, for in-line connection | 1414 | 65 | 60 |  | 100000/L80B10 | 3 | 6173 | 37.9 | 163 | 80+ | 3000 | 320.995
| DM1108608 | Mall LED1x6950 G649 T830 L30 LO4 LL | non-dimmable, I, IP20, IK05, UGR≤19, 30° beam optic, white steel body, for in-line connection | 1414 | 65 | 60 |  | 100000/L80B10 | 3 | 6482 | 37.1 | 175 | 80+ | 3000 | 333.981
| DM1103135 | Mall LED1x8250 E989 T830 L30 LO5 LL | non-dimmable, I, IP20, IK05, UGR≤19, 30° beam optic, white steel body, for in-line connection | 1414 | 65 | 60 |  | 100000/L80B10 | 3 | 7706 | 44.4 | 174 | 80+ | 3000 | 340.302
| DM1103136 | Mall LED1x9450 E990 T830 L30 LO6 LL | non-dimmable, I, IP20, IK05, UGR≤19, 30° beam optic, white steel body, for in-line connection | 1414 | 65 | 60 |  | 100000/L80B10 | 3 | 8864 | 52.1 | 170 | 80+ | 3000 | 340.302
| DM1103137 | Mall LED1x8300 E991 T830 L30 LO1 LL | non-dimmable, I, IP20, IK05, UGR≤19, 30° beam optic, white steel body, for in-line connection | 2829 | 65 | 60 |  | 100000/L80B10 | 3 | 7746 | 44.5 | 174 | 80+ | 3000 | 527.782
| DM1103138 | Mall LED1x10800 E992 T830 L30 LO2 LL | non-dimmable, I, IP20, IK05, UGR≤19, 30° beam optic, white steel body, for in-line connection | 2829 | 65 | 60 |  | 100000/L80B10 | 3 | 10095 | 59.4 | 170 | 80+ | 3000 | 527.782
| DM1103139 | Mall LED1x13150 E993 T830 L30 LO3 LL | non-dimmable, I, IP20, IK05, UGR≤19, 30° beam optic, white steel body, for in-line connection | 2829 | 65 | 60 |  | 100000/L80B10 | 3 | 12345 | 75 | 165 | 80+ | 3000 | 541.413
| DM1108609 | Mall LED1x13850 G650 T830 L30 LO4 LL | non-dimmable, I, IP20, IK05, UGR≤19, 30° beam optic, white steel body, for in-line connection | 2829 | 65 | 60 |  | 100000/L80B10 | 3 | 12963 | 71.9 | 180 | 80+ | 3000 | 568.89
| DM1103140 | Mall LED1x16450 E994 T830 L30 LO5 LL | non-dimmable, I, IP20, IK05, UGR≤19, 30° beam optic, white steel body, for in-line connection | 2829 | 65 | 60 |  | 100000/L80B10 | 3 | 15414 | 87.9 | 175 | 80+ | 3000 | 579.296
| DM1103141 | Mall LED1x18900 E995 T830 L30 LO6 LL | non-dimmable, I, IP20, IK05, UGR≤19, 30° beam optic, white steel body, for in-line connection | 2829 | 65 | 60 |  | 100000/L80B10 | 3 | 17730 | 103 | 172 | 80+ | 3000 | 579.296
| DM1103142 | Mall LED1x3300 E963 T840 L30 LO1 LL | non-dimmable, I, IP20, IK05, UGR≤19, 30° beam optic, white steel body, for in-line connection | 1133 | 65 | 60 |  | 100000/L80B10 | 3 | 3266 | 18.4 | 178 | 80+ | 4000 | 276.963
| DM1103143 | Mall LED1x4350 E964 T840 L30 LO2 LL | non-dimmable, I, IP20, IK05, UGR≤19, 30° beam optic, white steel body, for in-line connection | 1133 | 65 | 60 |  | 100000/L80B10 | 3 | 4256 | 24.8 | 172 | 80+ | 4000 | 276.963
| DM1103144 | Mall LED1x5300 E965 T840 L30 LO3 LL | non-dimmable, I, IP20, IK05, UGR≤19, 30° beam optic, white steel body, for in-line connection | 1133 | 65 | 60 |  | 100000/L80B10 | 3 | 5205 | 30.6 | 170 | 80+ | 4000 | 283.284
| DM1108610 | Mall LED1x5550 G648 T840 L30 LO4 LL | non-dimmable, I, IP20, IK05, UGR≤19, 30° beam optic, white steel body, for in-line connection | 1133 | 65 | 60 |  | 100000/L80B10 | 3 | 5465 | 29.7 | 184 | 80+ | 4000 | 292.185
| DM1103145 | Mall LED1x6600 E966 T840 L30 LO5 LL | non-dimmable, I, IP20, IK05, UGR≤19, 30° beam optic, white steel body, for in-line connection | 1133 | 65 | 60 |  | 100000/L80B10 | 3 | 6499 | 35.5 | 183 | 80+ | 4000 | 292.185
| DM1103146 | Mall LED1x7600 E967 T840 L30 LO6 LL | non-dimmable, I, IP20, IK05, UGR≤19, 30° beam optic, white steel body, for in-line connection | 1133 | 65 | 60 |  | 100000/L80B10 | 3 | 7476 | 41.6 | 180 | 80+ | 4000 | 298.549
| DM1103147 | Mall LED1x4150 E986 T840 L30 LO1 LL | non-dimmable, I, IP20, IK05, UGR≤19, 30° beam optic, white steel body, for in-line connection | 1414 | 65 | 60 |  | 100000/L80B10 | 3 | 4082 | 23 | 177 | 80+ | 4000 | 314.674
| DM1103148 | Mall LED1x5400 E987 T840 L30 LO2 LL | non-dimmable, I, IP20, IK05, UGR≤19, 30° beam optic, white steel body, for in-line connection | 1414 | 65 | 60 |  | 100000/L80B10 | 3 | 5320 | 30.3 | 176 | 80+ | 4000 | 314.674
| DM1103149 | Mall LED1x6600 E988 T840 L30 LO3 LL | non-dimmable, I, IP20, IK05, UGR≤19, 30° beam optic, white steel body, for in-line connection | 1414 | 65 | 60 |  | 100000/L80B10 | 3 | 6507 | 37.9 | 172 | 80+ | 4000 | 320.995
| DM1108611 | Mall LED1x6950 G649 T840 L30 LO4 LL | non-dimmable, I, IP20, IK05, UGR≤19, 30° beam optic, white steel body, for in-line connection | 1414 | 65 | 60 |  | 100000/L80B10 | 3 | 6831 | 37.1 | 184 | 80+ | 4000 | 333.981
| DM1103150 | Mall LED1x8250 E989 T840 L30 LO5 LL | non-dimmable, I, IP20, IK05, UGR≤19, 30° beam optic, white steel body, for in-line connection | 1414 | 65 | 60 |  | 100000/L80B10 | 3 | 8123 | 44.4 | 183 | 80+ | 4000 | 340.302
| DM1103151 | Mall LED1x9450 E990 T840 L30 LO6 LL | non-dimmable, I, IP20, IK05, UGR≤19, 30° beam optic, white steel body, for in-line connection | 1414 | 65 | 60 |  | 100000/L80B10 | 3 | 9344 | 52.1 | 179 | 80+ | 4000 | 340.302
| DM1103152 | Mall LED1x8300 E991 T840 L30 LO1 LL | non-dimmable, I, IP20, IK05, UGR≤19, 30° beam optic, white steel body, for in-line connection | 2829 | 65 | 60 |  | 100000/L80B10 | 3 | 8165 | 44.5 | 183 | 80+ | 4000 | 527.782
| DM1103153 | Mall LED1x10800 E992 T840 L30 LO2 LL | non-dimmable, I, IP20, IK05, UGR≤19, 30° beam optic, white steel body, for in-line connection | 2829 | 65 | 60 |  | 100000/L80B10 | 3 | 10641 | 59.4 | 179 | 80+ | 4000 | 527.782
| DM1103154 | Mall LED1x13150 E993 T840 L30 LO3 LL | non-dimmable, I, IP20, IK05, UGR≤19, 30° beam optic, white steel body, for in-line connection | 2829 | 65 | 60 |  | 100000/L80B10 | 3 | 13013 | 75 | 174 | 80+ | 4000 | 541.413
| DM1108612 | Mall LED1x13850 G650 T840 L30 LO4 LL | non-dimmable, I, IP20, IK05, UGR≤19, 30° beam optic, white steel body, for in-line connection | 2829 | 65 | 60 |  | 100000/L80B10 | 3 | 13664 | 71.9 | 190 | 80+ | 4000 | 568.89
| DM1103155 | Mall LED1x16450 E994 T840 L30 LO5 LL | non-dimmable, I, IP20, IK05, UGR≤19, 30° beam optic, white steel body, for in-line connection | 2829 | 65 | 60 |  | 100000/L80B10 | 3 | 16247 | 87.9 | 185 | 80+ | 4000 | 579.296
| DM1103156 | Mall LED1x18900 E995 T840 L30 LO6 LL | non-dimmable, I, IP20, IK05, UGR≤19, 30° beam optic, white steel body, for in-line connection | 2829 | 65 | 60 |  | 100000/L80B10 | 3 | 18687 | 103 | 181 | 80+ | 4000 | 579.296
*note - for versions: LO1, LO2, LO3- only every second LED lights up
| DM1103157 | Mall LED1x3300 E963 T830 L40x75 LO1 LL | non-dimmable, I, IP20, IK05, UGR≤22, 40x75° beam optic, white steel body, for in-line connection | 1133 | 65 | 60 |  | 100000/L80B10 | 3 | 3099 | 18.4 | 168 | 80+ | 3000 | 276.963
| DM1103158 | Mall LED1x4350 E964 T830 L40x75 LO2 LL | non-dimmable, I, IP20, IK05, UGR≤22, 40x75° beam optic, white steel body, for in-line connection | 1133 | 65 | 60 |  | 100000/L80B10 | 3 | 4038 | 24.8 | 163 | 80+ | 3000 | 276.963
| DM1103159 | Mall LED1x5300 E965 T830 L40x75 LO3 LL | non-dimmable, I, IP20, IK05, UGR≤22, 40x75° beam optic, white steel body, for in-line connection | 1133 | 65 | 60 |  | 100000/L80B10 | 3 | 4938 | 30.6 | 161 | 80+ | 3000 | 283.284
| DM1108613 | Mall LED1x5550 G648 T830 L40x75 LO4 LL | non-dimmable, I, IP20, IK05, UGR≤22, 40x75° beam optic, white steel body, for in-line connection | 1133 | 65 | 60 |  | 100000/L80B10 | 3 | 5185 | 29.7 | 175 | 80+ | 3000 | 292.185
| DM1103160 | Mall LED1x6600 E966 T830 L40x75 LO5 LL | non-dimmable, I, IP20, IK05, UGR≤22, 40x75° beam optic, white steel body, for in-line connection | 1133 | 65 | 60 |  | 100000/L80B10 | 3 | 6166 | 35.5 | 174 | 80+ | 3000 | 292.185
| DM1103161 | Mall LED1x7600 E967 T830 L40x75 LO6 LL | non-dimmable, I, IP20, IK05, UGR≤22, 40x75° beam optic, white steel body, for in-line connection | 1133 | 65 | 60 |  | 100000/L80B10 | 3 | 7092 | 41.6 | 170 | 80+ | 3000 | 298.549
| DM1103162 | Mall LED1x4150 E986 T830 L40x75 LO1 LL | non-dimmable, I, IP20, IK05, UGR≤22, 40x75° beam optic, white steel body, for in-line connection | 1414 | 65 | 60 |  | 100000/L80B10 | 3 | 3873 | 23 | 168 | 80+ | 3000 | 314.674
| DM1103163 | Mall LED1x5400 E987 T830 L40x75 LO2 LL | non-dimmable, I, IP20, IK05, UGR≤22, 40x75° beam optic, white steel body, for in-line connection | 1414 | 65 | 60 |  | 100000/L80B10 | 3 | 5047 | 30.3 | 167 | 80+ | 3000 | 314.674
| DM1103164 | Mall LED1x6600 E988 T830 L40x75 LO3 LL | non-dimmable, I, IP20, IK05, UGR≤22, 40x75° beam optic, white steel body, for in-line connection | 1414 | 65 | 60 |  | 100000/L80B10 | 3 | 6173 | 37.9 | 163 | 80+ | 3000 | 320.995
| DM1108614 | Mall LED1x6950 G649 T830 L40x75 LO4 LL | non-dimmable, I, IP20, IK05, UGR≤22, 40x75° beam optic, white steel body, for in-line connection | 1414 | 65 | 60 |  | 100000/L80B10 | 3 | 6482 | 37.1 | 175 | 80+ | 3000 | 333.981
| DM1103165 | Mall LED1x8250 E989 T830 L40x75 LO5 LL | non-dimmable, I, IP20, IK05, UGR≤22, 40x75° beam optic, white steel body, for in-line connection | 1414 | 65 | 60 |  | 100000/L80B10 | 3 | 7706 | 44.4 | 174 | 80+ | 3000 | 340.302
| DM1103166 | Mall LED1x9450 E990 T830 L40x75 LO6 LL | non-dimmable, I, IP20, IK05, UGR≤22, 40x75° beam optic, white steel body, for in-line connection | 1414 | 65 | 60 |  | 100000/L80B10 | 3 | 8864 | 52.1 | 170 | 80+ | 3000 | 340.302
| DM1103167 | Mall LED1x8300 E991 T830 L40x75 LO1 LL | non-dimmable, I, IP20, IK05, UGR≤22, 40x75° beam optic, white steel body, for in-line connection | 2829 | 65 | 60 |  | 100000/L80B10 | 3 | 7746 | 44.5 | 174 | 80+ | 3000 | 527.782
| DM1103168 | Mall LED1x10800 E992 T830 L40x75 LO2 LL | non-dimmable, I, IP20, IK05, UGR≤22, 40x75° beam optic, white steel body, for in-line connection | 2829 | 65 | 60 |  | 100000/L80B10 | 3 | 10095 | 59.4 | 170 | 80+ | 3000 | 527.782
| DM1103169 | Mall LED1x13150 E993 T830 L40x75 LO3 LL | non-dimmable, I, IP20, IK05, UGR≤22, 40x75° beam optic, white steel body, for in-line connection | 2829 | 65 | 60 |  | 100000/L80B10 | 3 | 12345 | 75 | 165 | 80+ | 3000 | 541.413
| DM1108615 | Mall LED1x13850 G650 T830 L40x75 LO4 LL | non-dimmable, I, IP20, IK05, UGR≤22, 40x75° beam optic, white steel body, for in-line connection | 2829 | 65 | 60 |  | 100000/L80B10 | 3 | 12963 | 71.9 | 180 | 80+ | 3000 | 568.89
| DM1103170 | Mall LED1x16450 E994 T830 L40x75 LO5 LL | non-dimmable, I, IP20, IK05, UGR≤22, 40x75° beam optic, white steel body, for in-line connection | 2829 | 65 | 60 |  | 100000/L80B10 | 3 | 15414 | 87.9 | 175 | 80+ | 3000 | 579.296
| DM1103171 | Mall LED1x18900 E995 T830 L40x75 LO6 LL | non-dimmable, I, IP20, IK05, UGR≤22, 40x75° beam optic, white steel body, for in-line connection | 2829 | 65 | 60 |  | 100000/L80B10 | 3 | 17730 | 103 | 172 | 80+ | 3000 | 579.296
| DM1103172 | Mall LED1x3300 E963 T840 L40x75 LO1 LL | non-dimmable, I, IP20, IK05, UGR≤22, 40x75° beam optic, white steel body, for in-line connection | 1133 | 65 | 60 |  | 100000/L80B10 | 3 | 3266 | 18.4 | 178 | 80+ | 4000 | 276.963
| DM1103173 | Mall LED1x4350 E964 T840 L40x75 LO2 LL | non-dimmable, I, IP20, IK05, UGR≤22, 40x75° beam optic, white steel body, for in-line connection | 1133 | 65 | 60 |  | 100000/L80B10 | 3 | 4256 | 24.8 | 172 | 80+ | 4000 | 276.963
| DM1103174 | Mall LED1x5300 E965 T840 L40x75 LO3 LL | non-dimmable, I, IP20, IK05, UGR≤22, 40x75° beam optic, white steel body, for in-line connection | 1133 | 65 | 60 |  | 100000/L80B10 | 3 | 5205 | 30.6 | 170 | 80+ | 4000 | 283.284
| DM1108616 | Mall LED1x5550 G648 T840 L40x75 LO4 LL | non-dimmable, I, IP20, IK05, UGR≤22, 40x75° beam optic, white steel body, for in-line connection | 1133 | 65 | 60 |  | 100000/L80B10 | 3 | 5465 | 29.7 | 184 | 80+ | 4000 | 292.185
| DM1103175 | Mall LED1x6600 E966 T840 L40x75 LO5 LL | non-dimmable, I, IP20, IK05, UGR≤22, 40x75° beam optic, white steel body, for in-line connection | 1133 | 65 | 60 |  | 100000/L80B10 | 3 | 6499 | 35.5 | 183 | 80+ | 4000 | 292.185
| DM1103176 | Mall LED1x7600 E967 T840 L40x75 LO6 LL | non-dimmable, I, IP20, IK05, UGR≤22, 40x75° beam optic, white steel body, for in-line connection | 1133 | 65 | 60 |  | 100000/L80B10 | 3 | 7476 | 41.6 | 180 | 80+ | 4000 | 298.549
| DM1103177 | Mall LED1x4150 E986 T840 L40x75 LO1 LL | non-dimmable, I, IP20, IK05, UGR≤22, 40x75° beam optic, white steel body, for in-line connection | 1414 | 65 | 60 |  | 100000/L80B10 | 3 | 4082 | 23 | 177 | 80+ | 4000 | 314.674
| DM1103178 | Mall LED1x5400 E987 T840 L40x75 LO2 LL | non-dimmable, I, IP20, IK05, UGR≤22, 40x75° beam optic, white steel body, for in-line connection | 1414 | 65 | 60 |  | 100000/L80B10 | 3 | 5320 | 30.3 | 176 | 80+ | 4000 | 314.674
| DM1103179 | Mall LED1x6600 E988 T840 L40x75 LO3 LL | non-dimmable, I, IP20, IK05, UGR≤22, 40x75° beam optic, white steel body, for in-line connection | 1414 | 65 | 60 |  | 100000/L80B10 | 3 | 6507 | 37.9 | 172 | 80+ | 4000 | 320.995
| DM1108617 | Mall LED1x6950 G649 T840 L40x75 LO4 LL | non-dimmable, I, IP20, IK05, UGR≤22, 40x75° beam optic, white steel body, for in-line connection | 1414 | 65 | 60 |  | 100000/L80B10 | 3 | 6831 | 37.1 | 184 | 80+ | 4000 | 333.981
| DM1103180 | Mall LED1x8250 E989 T840 L40x75 LO5 LL | non-dimmable, I, IP20, IK05, UGR≤22, 40x75° beam optic, white steel body, for in-line connection | 1414 | 65 | 60 |  | 100000/L80B10 | 3 | 8123 | 44.4 | 183 | 80+ | 4000 | 340.302
| DM1103181 | Mall LED1x9450 E990 T840 L40x75 LO6 LL | non-dimmable, I, IP20, IK05, UGR≤22, 40x75° beam optic, white steel body, for in-line connection | 1414 | 65 | 60 |  | 100000/L80B10 | 3 | 9344 | 52.1 | 179 | 80+ | 4000 | 340.302
| DM1103182 | Mall LED1x8300 E991 T840 L40x75 LO1 LL | non-dimmable, I, IP20, IK05, UGR≤22, 40x75° beam optic, white steel body, for in-line connection | 2829 | 65 | 60 |  | 100000/L80B10 | 3 | 8165 | 44.5 | 183 | 80+ | 4000 | 527.782
| DM1103183 | Mall LED1x10800 E992 T840 L40x75 LO2 LL | non-dimmable, I, IP20, IK05, UGR≤22, 40x75° beam optic, white steel body, for in-line connection | 2829 | 65 | 60 |  | 100000/L80B10 | 3 | 10641 | 59.4 | 179 | 80+ | 4000 | 527.782
| DM1103184 | Mall LED1x13150 E993 T840 L40x75 LO3 LL | non-dimmable, I, IP20, IK05, UGR≤22, 40x75° beam optic, white steel body, for in-line connection | 2829 | 65 | 60 |  | 100000/L80B10 | 3 | 13013 | 75 | 174 | 80+ | 4000 | 541.413
| DM1108618 | Mall LED1x13850 G650 T840 L40x75 LO4 LL | non-dimmable, I, IP20, IK05, UGR≤22, 40x75° beam optic, white steel body, for in-line connection | 2829 | 65 | 60 |  | 100000/L80B10 | 3 | 13664 | 71.9 | 190 | 80+ | 4000 | 568.89
| DM1103185 | Mall LED1x16450 E994 T840 L40x75 LO5 LL | non-dimmable, I, IP20, IK05, UGR≤22, 40x75° beam optic, white steel body, for in-line connection | 2829 | 65 | 60 |  | 100000/L80B10 | 3 | 16247 | 87.9 | 185 | 80+ | 4000 | 579.296
| DM1103186 | Mall LED1x18900 E995 T840 L40x75 LO6 LL | non-dimmable, I, IP20, IK05, UGR≤22, 40x75° beam optic, white steel body, for in-line connection | 2829 | 65 | 60 |  | 100000/L80B10 | 3 | 18687 | 103 | 181 | 80+ | 4000 | 579.296
*note - for versions: LO1, LO2, LO3- only every second LED lights up
| DM1103217 | Mall LED1x3300 E963 T830 L75 LO1 LL | non-dimmable, I, IP20, IK05, UGR≤22, 75° beam optic, white steel body, for in-line connection | 1133 | 65 | 60 |  | 100000/L80B10 | 3 | 3132 | 18.4 | 170 | 80+ | 3000 | 276.963
| DM1103218 | Mall LED1x4350 E964 T830 L75 LO2 LL | non-dimmable, I, IP20, IK05, UGR≤22, 75° beam optic, white steel body, for in-line connection | 1133 | 65 | 60 |  | 100000/L80B10 | 3 | 4080 | 24.8 | 165 | 80+ | 3000 | 276.963
| DM1103219 | Mall LED1x5300 E965 T830 L75 LO3 LL | non-dimmable, I, IP20, IK05, UGR≤22, 75° beam optic, white steel body, for in-line connection | 1133 | 65 | 60 |  | 100000/L80B10 | 3 | 4990 | 30.6 | 163 | 80+ | 3000 | 283.284
| DM1108625 | Mall LED1x5550 G648 T830 L75 LO4 LL | non-dimmable, I, IP20, IK05, UGR≤22, 75° beam optic, white steel body, for in-line connection | 1133 | 65 | 60 |  | 100000/L80B10 | 3 | 5240 | 29.7 | 176 | 80+ | 3000 | 292.185
| DM1103220 | Mall LED1x6600 E966 T830 L75 LO5 LL | non-dimmable, I, IP20, IK05, UGR≤22, 75° beam optic, white steel body, for in-line connection | 1133 | 65 | 60 |  | 100000/L80B10 | 3 | 6230 | 35.5 | 175 | 80+ | 3000 | 292.185
| DM1103221 | Mall LED1x7600 E967 T830 L75 LO6 LL | non-dimmable, I, IP20, IK05, UGR≤22, 75° beam optic, white steel body, for in-line connection | 1133 | 65 | 60 |  | 100000/L80B10 | 3 | 7166 | 41.6 | 172 | 80+ | 3000 | 298.549
| DM1103222 | Mall LED1x4150 E986 T830 L75 LO1 LL | non-dimmable, I, IP20, IK05, UGR≤22, 75° beam optic, white steel body, for in-line connection | 1414 | 65 | 60 |  | 100000/L80B10 | 3 | 3914 | 23 | 170 | 80+ | 3000 | 314.674
| DM1103223 | Mall LED1x5400 E987 T830 L75 LO2 LL | non-dimmable, I, IP20, IK05, UGR≤22, 75° beam optic, white steel body, for in-line connection | 1414 | 65 | 60 |  | 100000/L80B10 | 3 | 5100 | 30.3 | 168 | 80+ | 3000 | 314.674
| DM1103224 | Mall LED1x6600 E988 T830 L75 LO3 LL | non-dimmable, I, IP20, IK05, UGR≤22, 75° beam optic, white steel body, for in-line connection | 1414 | 65 | 60 |  | 100000/L80B10 | 3 | 6238 | 37.9 | 165 | 80+ | 3000 | 320.995
| DM1108626 | Mall LED1x6950 G649 T830 L75 LO4 LL | non-dimmable, I, IP20, IK05, UGR≤22, 75° beam optic, white steel body, for in-line connection | 1414 | 65 | 60 |  | 100000/L80B10 | 3 | 6550 | 37.1 | 177 | 80+ | 3000 | 333.981
| DM1103225 | Mall LED1x8250 E989 T830 L75 LO5 LL | non-dimmable, I, IP20, IK05, UGR≤22, 75° beam optic, white steel body, for in-line connection | 1414 | 65 | 60 |  | 100000/L80B10 | 3 | 7788 | 44.4 | 175 | 80+ | 3000 | 340.302
| DM1103226 | Mall LED1x9450 E990 T830 L75 LO6 LL | non-dimmable, I, IP20, IK05, UGR≤22, 75° beam optic, white steel body, for in-line connection | 1414 | 65 | 60 |  | 100000/L80B10 | 3 | 8958 | 52.1 | 172 | 80+ | 3000 | 340.302
| DM1103227 | Mall LED1x8300 E991 T830 L75 LO1 LL | non-dimmable, I, IP20, IK05, UGR≤22, 75° beam optic, white steel body, for in-line connection | 2829 | 65 | 60 |  | 100000/L80B10 | 3 | 7828 | 44.5 | 176 | 80+ | 3000 | 527.782
| DM1103228 | Mall LED1x10800 E992 T830 L75 LO2 LL | non-dimmable, I, IP20, IK05, UGR≤22, 75° beam optic, white steel body, for in-line connection | 2829 | 65 | 60 |  | 100000/L80B10 | 3 | 10201 | 59.4 | 172 | 80+ | 3000 | 527.782
| DM1103229 | Mall LED1x13150 E993 T830 L75 LO3 LL | non-dimmable, I, IP20, IK05, UGR≤22, 75° beam optic, white steel body, for in-line connection | 2829 | 65 | 60 |  | 100000/L80B10 | 3 | 12475 | 75 | 166 | 80+ | 3000 | 541.413
| DM1108627 | Mall LED1x13850 G650 T830 L75 LO4 LL | non-dimmable, I, IP20, IK05, UGR≤22, 75° beam optic, white steel body, for in-line connection | 2829 | 65 | 60 |  | 100000/L80B10 | 3 | 13099 | 71.9 | 182 | 80+ | 3000 | 568.89
| DM1103230 | Mall LED1x16450 E994 T830 L75 LO5 LL | non-dimmable, I, IP20, IK05, UGR≤22, 75° beam optic, white steel body, for in-line connection | 2829 | 65 | 60 |  | 100000/L80B10 | 3 | 15576 | 87.9 | 177 | 80+ | 3000 | 579.296
| DM1103231 | Mall LED1x18900 E995 T830 L75 LO6 LL | non-dimmable, I, IP20, IK05, UGR≤22, 75° beam optic, white steel body, for in-line connection | 2829 | 65 | 60 |  | 100000/L80B10 | 3 | 17916 | 103 | 174 | 80+ | 3000 | 579.296
| DM1103232 | Mall LED1x3300 E963 T840 L75 LO1 LL | non-dimmable, I, IP20, IK05, UGR≤22, 75° beam optic, white steel body, for in-line connection | 1133 | 65 | 60 |  | 100000/L80B10 | 3 | 3300 | 18.4 | 179 | 80+ | 4000 | 276.963
| DM1103233 | Mall LED1x4350 E964 T840 L75 LO2 LL | non-dimmable, I, IP20, IK05, UGR≤22, 75° beam optic, white steel body, for in-line connection | 1133 | 65 | 60 |  | 100000/L80B10 | 3 | 4301 | 24.8 | 173 | 80+ | 4000 | 276.963
| DM1103234 | Mall LED1x5300 E965 T840 L75 LO3 LL | non-dimmable, I, IP20, IK05, UGR≤22, 75° beam optic, white steel body, for in-line connection | 1133 | 65 | 60 |  | 100000/L80B10 | 3 | 5260 | 30.6 | 172 | 80+ | 4000 | 283.284
| DM1108628 | Mall LED1x5550 G648 T840 L75 LO4 LL | non-dimmable, I, IP20, IK05, UGR≤22, 75° beam optic, white steel body, for in-line connection | 1133 | 65 | 60 |  | 100000/L80B10 | 3 | 5523 | 29.7 | 186 | 80+ | 4000 | 292.185
| DM1103235 | Mall LED1x6600 E966 T840 L75 LO5 LL | non-dimmable, I, IP20, IK05, UGR≤22, 75° beam optic, white steel body, for in-line connection | 1133 | 65 | 60 |  | 100000/L80B10 | 3 | 6567 | 35.5 | 185 | 80+ | 4000 | 292.185
| DM1103236 | Mall LED1x7600 E967 T840 L75 LO6 LL | non-dimmable, I, IP20, IK05, UGR≤22, 75° beam optic, white steel body, for in-line connection | 1133 | 65 | 60 |  | 100000/L80B10 | 3 | 7554 | 41.6 | 182 | 80+ | 4000 | 298.549
| DM1103237 | Mall LED1x4150 E986 T840 L75 LO1 LL | non-dimmable, I, IP20, IK05, UGR≤22, 75° beam optic, white steel body, for in-line connection | 1414 | 65 | 60 |  | 100000/L80B10 | 3 | 4125 | 23 | 179 | 80+ | 4000 | 314.674
| DM1103238 | Mall LED1x5400 E987 T840 L75 LO2 LL | non-dimmable, I, IP20, IK05, UGR≤22, 75° beam optic, white steel body, for in-line connection | 1414 | 65 | 60 |  | 100000/L80B10 | 3 | 5376 | 30.3 | 177 | 80+ | 4000 | 314.674
| DM1103239 | Mall LED1x6600 E988 T840 L75 LO3 LL | non-dimmable, I, IP20, IK05, UGR≤22, 75° beam optic, white steel body, for in-line connection | 1414 | 65 | 60 |  | 100000/L80B10 | 3 | 6575 | 37.9 | 173 | 80+ | 4000 | 320.995
| DM1108629 | Mall LED1x6950 G649 T840 L75 LO4 LL | non-dimmable, I, IP20, IK05, UGR≤22, 75° beam optic, white steel body, for in-line connection | 1414 | 65 | 60 |  | 100000/L80B10 | 3 | 6903 | 37.1 | 186 | 80+ | 4000 | 333.981
| DM1103240 | Mall LED1x8250 E989 T840 L75 LO5 LL | non-dimmable, I, IP20, IK05, UGR≤22, 75° beam optic, white steel body, for in-line connection | 1414 | 65 | 60 |  | 100000/L80B10 | 3 | 8209 | 44.4 | 185 | 80+ | 4000 | 340.302
| DM1103241 | Mall LED1x9450 E990 T840 L75 LO6 LL | non-dimmable, I, IP20, IK05, UGR≤22, 75° beam optic, white steel body, for in-line connection | 1414 | 65 | 60 |  | 100000/L80B10 | 3 | 9443 | 52.1 | 181 | 80+ | 4000 | 340.302
| DM1103242 | Mall LED1x8300 E991 T840 L75 LO1 LL | non-dimmable, I, IP20, IK05, UGR≤22, 75° beam optic, white steel body, for in-line connection | 2829 | 65 | 60 |  | 100000/L80B10 | 3 | 8251 | 44.5 | 185 | 80+ | 4000 | 527.782
| DM1103243 | Mall LED1x10800 E992 T840 L75 LO2 LL | non-dimmable, I, IP20, IK05, UGR≤22, 75° beam optic, white steel body, for in-line connection | 2829 | 65 | 60 |  | 100000/L80B10 | 3 | 10753 | 59.4 | 181 | 80+ | 4000 | 527.782
| DM1103244 | Mall LED1x13150 E993 T840 L75 LO3 LL | non-dimmable, I, IP20, IK05, UGR≤22, 75° beam optic, white steel body, for in-line connection | 2829 | 65 | 60 |  | 100000/L80B10 | 3 | 13150 | 75 | 175 | 80+ | 4000 | 541.413
| DM1108630 | Mall LED1x13850 G650 T840 L75 LO4 LL | non-dimmable, I, IP20, IK05, UGR≤22, 75° beam optic, white steel body, for in-line connection | 2829 | 65 | 60 |  | 100000/L80B10 | 3 | 13808 | 71.9 | 192 | 80+ | 4000 | 568.89
| DM1103245 | Mall LED1x16450 E994 T840 L75 LO5 LL | non-dimmable, I, IP20, IK05, UGR≤22, 75° beam optic, white steel body, for in-line connection | 2829 | 65 | 60 |  | 100000/L80B10 | 3 | 16418 | 87.9 | 187 | 80+ | 4000 | 579.296
| DM1103246 | Mall LED1x18900 E995 T840 L75 LO6 LL | non-dimmable, I, IP20, IK05, UGR≤22, 75° beam optic, white steel body, for in-line connection | 2829 | 65 | 60 |  | 100000/L80B10 | 3 | 18884 | 103 | 183 | 80+ | 4000 | 579.296
*note - for versions: LO1, LO2, LO3- only every second LED lights up
| DM1103187 | Mall LED1x3300 E963 T830 L75W LO1 LL | non-dimmable, I, IP20, IK05, UGR≤19, 75° wide beam optic, white steel body, for in-line connection | 1133 | 65 | 60 |  | 100000/L80B10 | 3 | 3132 | 18.4 | 170 | 80+ | 3000 | 276.963
| DM1103188 | Mall LED1x4350 E964 T830 L75W LO2 LL | non-dimmable, I, IP20, IK05, UGR≤19, 75° wide beam optic, white steel body, for in-line connection | 1133 | 65 | 60 |  | 100000/L80B10 | 3 | 4080 | 24.8 | 165 | 80+ | 3000 | 276.963
| DM1103189 | Mall LED1x5300 E965 T830 L75W LO3 LL | non-dimmable, I, IP20, IK05, UGR≤19, 75° wide beam optic, white steel body, for in-line connection | 1133 | 65 | 60 |  | 100000/L80B10 | 3 | 4990 | 30.6 | 163 | 80+ | 3000 | 283.284
| DM1108619 | Mall LED1x5550 G648 T830 L75W LO4 LL | non-dimmable, I, IP20, IK05, UGR≤19, 75° wide beam optic, white steel body, for in-line connection | 1133 | 65 | 60 |  | 100000/L80B10 | 3 | 5240 | 29.7 | 176 | 80+ | 3000 | 292.185
| DM1103190 | Mall LED1x6600 E966 T830 L75W LO5 LL | non-dimmable, I, IP20, IK05, UGR≤19, 75° wide beam optic, white steel body, for in-line connection | 1133 | 65 | 60 |  | 100000/L80B10 | 3 | 6230 | 35.5 | 175 | 80+ | 3000 | 292.185
| DM1103191 | Mall LED1x7600 E967 T830 L75W LO6 LL | non-dimmable, I, IP20, IK05, UGR≤19, 75° wide beam optic, white steel body, for in-line connection | 1133 | 65 | 60 |  | 100000/L80B10 | 3 | 7166 | 41.6 | 172 | 80+ | 3000 | 298.549
| DM1103192 | Mall LED1x4150 E986 T830 L75W LO1 LL | non-dimmable, I, IP20, IK05, UGR≤19, 75° wide beam optic, white steel body, for in-line connection | 1414 | 65 | 60 |  | 100000/L80B10 | 3 | 3914 | 23 | 170 | 80+ | 3000 | 314.674
| DM1103193 | Mall LED1x5400 E987 T830 L75W LO2 LL | non-dimmable, I, IP20, IK05, UGR≤19, 75° wide beam optic, white steel body, for in-line connection | 1414 | 65 | 60 |  | 100000/L80B10 | 3 | 5100 | 30.3 | 168 | 80+ | 3000 | 314.674
| DM1103194 | Mall LED1x6600 E988 T830 L75W LO3 LL | non-dimmable, I, IP20, IK05, UGR≤19, 75° wide beam optic, white steel body, for in-line connection | 1414 | 65 | 60 |  | 100000/L80B10 | 3 | 6238 | 37.9 | 165 | 80+ | 3000 | 320.995
| DM1108620 | Mall LED1x6950 G649 T830 L75W LO4 LL | non-dimmable, I, IP20, IK05, UGR≤19, 75° wide beam optic, white steel body, for in-line connection | 1414 | 65 | 60 |  | 100000/L80B10 | 3 | 6550 | 37.1 | 177 | 80+ | 3000 | 333.981
| DM1103195 | Mall LED1x8250 E989 T830 L75W LO5 LL | non-dimmable, I, IP20, IK05, UGR≤19, 75° wide beam optic, white steel body, for in-line connection | 1414 | 65 | 60 |  | 100000/L80B10 | 3 | 7788 | 44.4 | 175 | 80+ | 3000 | 340.302
| DM1103196 | Mall LED1x9450 E990 T830 L75W LO6 LL | non-dimmable, I, IP20, IK05, UGR≤19, 75° wide beam optic, white steel body, for in-line connection | 1414 | 65 | 60 |  | 100000/L80B10 | 3 | 8958 | 52.1 | 172 | 80+ | 3000 | 340.302
| DM1103197 | Mall LED1x8300 E991 T830 L75W LO1 LL | non-dimmable, I, IP20, IK05, UGR≤19, 75° wide beam optic, white steel body, for in-line connection | 2829 | 65 | 60 |  | 100000/L80B10 | 3 | 7828 | 44.5 | 176 | 80+ | 3000 | 527.782
| DM1103198 | Mall LED1x10800 E992 T830 L75W LO2 LL | non-dimmable, I, IP20, IK05, UGR≤19, 75° wide beam optic, white steel body, for in-line connection | 2829 | 65 | 60 |  | 100000/L80B10 | 3 | 10201 | 59.4 | 172 | 80+ | 3000 | 527.782
| DM1103199 | Mall LED1x13150 E993 T830 L75W LO3 LL | non-dimmable, I, IP20, IK05, UGR≤19, 75° wide beam optic, white steel body, for in-line connection | 2829 | 65 | 60 |  | 100000/L80B10 | 3 | 12475 | 75 | 166 | 80+ | 3000 | 541.413
| DM1108621 | Mall LED1x13850 G650 T830 L75W LO4 LL | non-dimmable, I, IP20, IK05, UGR≤19, 75° wide beam optic, white steel body, for in-line connection | 2829 | 65 | 60 |  | 100000/L80B10 | 3 | 13099 | 71.9 | 182 | 80+ | 3000 | 568.89
| DM1103200 | Mall LED1x16450 E994 T830 L75W LO5 LL | non-dimmable, I, IP20, IK05, UGR≤19, 75° wide beam optic, white steel body, for in-line connection | 2829 | 65 | 60 |  | 100000/L80B10 | 3 | 15576 | 87.9 | 177 | 80+ | 3000 | 579.296
| DM1103201 | Mall LED1x18900 E995 T830 L75W LO6 LL | non-dimmable, I, IP20, IK05, UGR≤19, 75° wide beam optic, white steel body, for in-line connection | 2829 | 65 | 60 |  | 100000/L80B10 | 3 | 17916 | 103 | 174 | 80+ | 3000 | 579.296
| DM1103202 | Mall LED1x3300 E963 T840 L75W LO1 LL | non-dimmable, I, IP20, IK05, UGR≤19, 75° wide beam optic, white steel body, for in-line connection | 1133 | 65 | 60 |  | 100000/L80B10 | 3 | 3300 | 18.4 | 179 | 80+ | 4000 | 276.963
| DM1103203 | Mall LED1x4350 E964 T840 L75W LO2 LL | non-dimmable, I, IP20, IK05, UGR≤19, 75° wide beam optic, white steel body, for in-line connection | 1133 | 65 | 60 |  | 100000/L80B10 | 3 | 4301 | 24.8 | 173 | 80+ | 4000 | 276.963
| DM1103204 | Mall LED1x5300 E965 T840 L75W LO3 LL | non-dimmable, I, IP20, IK05, UGR≤19, 75° wide beam optic, white steel body, for in-line connection | 1133 | 65 | 60 |  | 100000/L80B10 | 3 | 5260 | 30.6 | 172 | 80+ | 4000 | 283.284
| DM1108622 | Mall LED1x5550 G648 T840 L75W LO4 LL | non-dimmable, I, IP20, IK05, UGR≤19, 75° wide beam optic, white steel body, for in-line connection | 1133 | 65 | 60 |  | 100000/L80B10 | 3 | 5523 | 29.7 | 186 | 80+ | 4000 | 292.185
| DM1103205 | Mall LED1x6600 E966 T840 L75W LO5 LL | non-dimmable, I, IP20, IK05, UGR≤19, 75° wide beam optic, white steel body, for in-line connection | 1133 | 65 | 60 |  | 100000/L80B10 | 3 | 6567 | 35.5 | 185 | 80+ | 4000 | 292.185
| DM1103206 | Mall LED1x7600 E967 T840 L75W LO6 LL | non-dimmable, I, IP20, IK05, UGR≤19, 75° wide beam optic, white steel body, for in-line connection | 1133 | 65 | 60 |  | 100000/L80B10 | 3 | 7554 | 41.6 | 182 | 80+ | 4000 | 298.549
| DM1103207 | Mall LED1x4150 E986 T840 L75W LO1 LL | non-dimmable, I, IP20, IK05, UGR≤19, 75° wide beam optic, white steel body, for in-line connection | 1414 | 65 | 60 |  | 100000/L80B10 | 3 | 4125 | 23 | 179 | 80+ | 4000 | 314.674
| DM1103208 | Mall LED1x5400 E987 T840 L75W LO2 LL | non-dimmable, I, IP20, IK05, UGR≤19, 75° wide beam optic, white steel body, for in-line connection | 1414 | 65 | 60 |  | 100000/L80B10 | 3 | 5376 | 30.3 | 177 | 80+ | 4000 | 314.674
| DM1103209 | Mall LED1x6600 E988 T840 L75W LO3 LL | non-dimmable, I, IP20, IK05, UGR≤19, 75° wide beam optic, white steel body, for in-line connection | 1414 | 65 | 60 |  | 100000/L80B10 | 3 | 6575 | 37.9 | 173 | 80+ | 4000 | 320.995
| DM1108623 | Mall LED1x6950 G649 T840 L75W LO4 LL | non-dimmable, I, IP20, IK05, UGR≤19, 75° wide beam optic, white steel body, for in-line connection | 1414 | 65 | 60 |  | 100000/L80B10 | 3 | 6903 | 37.1 | 186 | 80+ | 4000 | 333.981
| DM1103210 | Mall LED1x8250 E989 T840 L75W LO5 LL | non-dimmable, I, IP20, IK05, UGR≤19, 75° wide beam optic, white steel body, for in-line connection | 1414 | 65 | 60 |  | 100000/L80B10 | 3 | 8209 | 44.4 | 185 | 80+ | 4000 | 340.302
| DM1103211 | Mall LED1x9450 E990 T840 L75W LO6 LL | non-dimmable, I, IP20, IK05, UGR≤19, 75° wide beam optic, white steel body, for in-line connection | 1414 | 65 | 60 |  | 100000/L80B10 | 3 | 9443 | 52.1 | 181 | 80+ | 4000 | 340.302
| DM1103212 | Mall LED1x8300 E991 T840 L75W LO1 LL | non-dimmable, I, IP20, IK05, UGR≤19, 75° wide beam optic, white steel body, for in-line connection | 2829 | 65 | 60 |  | 100000/L80B10 | 3 | 8251 | 44.5 | 185 | 80+ | 4000 | 527.782
| DM1103213 | Mall LED1x10800 E992 T840 L75W LO2 LL | non-dimmable, I, IP20, IK05, UGR≤19, 75° wide beam optic, white steel body, for in-line connection | 2829 | 65 | 60 |  | 100000/L80B10 | 3 | 10753 | 59.4 | 181 | 80+ | 4000 | 527.782
| DM1103214 | Mall LED1x13150 E993 T840 L75W LO3 LL | non-dimmable, I, IP20, IK05, UGR≤19, 75° wide beam optic, white steel body, for in-line connection | 2829 | 65 | 60 |  | 100000/L80B10 | 3 | 13150 | 75 | 175 | 80+ | 4000 | 541.413
| DM1108624 | Mall LED1x13850 G650 T840 L75W LO4 LL | non-dimmable, I, IP20, IK05, UGR≤19, 75° wide beam optic, white steel body, for in-line connection | 2829 | 65 | 60 |  | 100000/L80B10 | 3 | 13808 | 71.9 | 192 | 80+ | 4000 | 568.89
| DM1103215 | Mall LED1x16450 E994 T840 L75W LO5 LL | non-dimmable, I, IP20, IK05, UGR≤19, 75° wide beam optic, white steel body, for in-line connection | 2829 | 65 | 60 |  | 100000/L80B10 | 3 | 16418 | 87.9 | 187 | 80+ | 4000 | 579.296
| DM1103216 | Mall LED1x18900 E995 T840 L75W LO6 LL | non-dimmable, I, IP20, IK05, UGR≤19, 75° wide beam optic, white steel body, for in-line connection | 2829 | 65 | 60 |  | 100000/L80B10 | 3 | 18884 | 103 | 183 | 80+ | 4000 | 579.296
*note - for versions: LO1, LO2, LO3- only every second LED lights up
| DM1102797 | Mall LED1x3300 E963 T830 L90W LO1 LL | non-dimmable, I, IP20, IK05, UGR≤22, 90° wide beam optic, white steel body, for in-line connection | 1133 | 65 | 60 |  | 100000/L80B10 | 3 | 3132 | 18.4 | 170 | 80+ | 3000 | 276.963
| DM1102798 | Mall LED1x4350 E964 T830 L90W LO2 LL | non-dimmable, I, IP20, IK05, UGR≤22, 90° wide beam optic, white steel body, for in-line connection | 1133 | 65 | 60 |  | 100000/L80B10 | 3 | 4080 | 24.8 | 165 | 80+ | 3000 | 276.963
| DM1102799 | Mall LED1x5300 E965 T830 L90W LO3 LL | non-dimmable, I, IP20, IK05, UGR≤22, 90° wide beam optic, white steel body, for in-line connection | 1133 | 65 | 60 |  | 100000/L80B10 | 3 | 4990 | 30.6 | 163 | 80+ | 3000 | 283.284
| DM1108631 | Mall LED1x5550 G648 T830 L90W LO4 LL | non-dimmable, I, IP20, IK05, UGR≤22, 90° wide beam optic, white steel body, for in-line connection | 1133 | 65 | 60 |  | 100000/L80B10 | 3 | 5240 | 29.7 | 176 | 80+ | 3000 | 292.185
| DM1102800 | Mall LED1x6600 E966 T830 L90W LO5 LL | non-dimmable, I, IP20, IK05, UGR≤22, 90° wide beam optic, white steel body, for in-line connection | 1133 | 65 | 60 |  | 100000/L80B10 | 3 | 6230 | 35.5 | 175 | 80+ | 3000 | 292.185
| DM1102801 | Mall LED1x7600 E967 T830 L90W LO6 LL | non-dimmable, I, IP20, IK05, UGR≤22, 90° wide beam optic, white steel body, for in-line connection | 1133 | 65 | 60 |  | 100000/L80B10 | 3 | 7166 | 41.6 | 172 | 80+ | 3000 | 298.549
| DM1102802 | Mall LED1x4150 E986 T830 L90W LO1 LL | non-dimmable, I, IP20, IK05, UGR≤22, 90° wide beam optic, white steel body, for in-line connection | 1414 | 65 | 60 |  | 100000/L80B10 | 3 | 3914 | 23 | 170 | 80+ | 3000 | 314.674
| DM1102803 | Mall LED1x5400 E987 T830 L90W LO2 LL | non-dimmable, I, IP20, IK05, UGR≤22, 90° wide beam optic, white steel body, for in-line connection | 1414 | 65 | 60 |  | 100000/L80B10 | 3 | 5100 | 30.3 | 168 | 80+ | 3000 | 314.674
| DM1102804 | Mall LED1x6600 E988 T830 L90W LO3 LL | non-dimmable, I, IP20, IK05, UGR≤22, 90° wide beam optic, white steel body, for in-line connection | 1414 | 65 | 60 |  | 100000/L80B10 | 3 | 6238 | 37.9 | 165 | 80+ | 3000 | 320.995
| DM1108632 | Mall LED1x6950 G649 T830 L90W LO4 LL | non-dimmable, I, IP20, IK05, UGR≤22, 90° wide beam optic, white steel body, for in-line connection | 1414 | 65 | 60 |  | 100000/L80B10 | 3 | 6550 | 37.1 | 177 | 80+ | 3000 | 333.981
| DM1102805 | Mall LED1x8250 E989 T830 L90W LO5 LL | non-dimmable, I, IP20, IK05, UGR≤22, 90° wide beam optic, white steel body, for in-line connection | 1414 | 65 | 60 |  | 100000/L80B10 | 3 | 7788 | 44.4 | 175 | 80+ | 3000 | 340.302
| DM1102806 | Mall LED1x9450 E990 T830 L90W LO6 LL | non-dimmable, I, IP20, IK05, UGR≤22, 90° wide beam optic, white steel body, for in-line connection | 1414 | 65 | 60 |  | 100000/L80B10 | 3 | 8958 | 52.1 | 172 | 80+ | 3000 | 340.302
| DM1102807 | Mall LED1x8300 E991 T830 L90W LO1 LL | non-dimmable, I, IP20, IK05, UGR≤22, 90° wide beam optic, white steel body, for in-line connection | 2829 | 65 | 60 |  | 100000/L80B10 | 3 | 7828 | 44.5 | 176 | 80+ | 3000 | 527.782
| DM1102808 | Mall LED1x10800 E992 T830 L90W LO2 LL | non-dimmable, I, IP20, IK05, UGR≤22, 90° wide beam optic, white steel body, for in-line connection | 2829 | 65 | 60 |  | 100000/L80B10 | 3 | 10201 | 59.4 | 172 | 80+ | 3000 | 527.782
| DM1102809 | Mall LED1x13150 E993 T830 L90W LO3 LL | non-dimmable, I, IP20, IK05, UGR≤22, 90° wide beam optic, white steel body, for in-line connection | 2829 | 65 | 60 |  | 100000/L80B10 | 3 | 12475 | 75 | 166 | 80+ | 3000 | 541.413
| DM1108633 | Mall LED1x13850 G650 T830 L90W LO4 LL | non-dimmable, I, IP20, IK05, UGR≤22, 90° wide beam optic, white steel body, for in-line connection | 2829 | 65 | 60 |  | 100000/L80B10 | 3 | 13099 | 71.9 | 182 | 80+ | 3000 | 568.89
| DM1102810 | Mall LED1x16450 E994 T830 L90W LO5 LL | non-dimmable, I, IP20, IK05, UGR≤22, 90° wide beam optic, white steel body, for in-line connection | 2829 | 65 | 60 |  | 100000/L80B10 | 3 | 15576 | 87.9 | 177 | 80+ | 3000 | 579.296
| DM1102811 | Mall LED1x18900 E995 T830 L90W LO6 LL | non-dimmable, I, IP20, IK05, UGR≤22, 90° wide beam optic, white steel body, for in-line connection | 2829 | 65 | 60 |  | 100000/L80B10 | 3 | 17916 | 103 | 174 | 80+ | 3000 | 579.296
| DM1102812 | Mall LED1x3300 E963 T840 L90W LO1 LL | non-dimmable, I, IP20, IK05, UGR≤22, 90° wide beam optic, white steel body, for in-line connection | 1133 | 65 | 60 |  | 100000/L80B10 | 3 | 3300 | 18.4 | 179 | 80+ | 4000 | 276.963
| DM1102813 | Mall LED1x4350 E964 T840 L90W LO2 LL | non-dimmable, I, IP20, IK05, UGR≤22, 90° wide beam optic, white steel body, for in-line connection | 1133 | 65 | 60 |  | 100000/L80B10 | 3 | 4301 | 24.8 | 173 | 80+ | 4000 | 276.963
| DM1102814 | Mall LED1x5300 E965 T840 L90W LO3 LL | non-dimmable, I, IP20, IK05, UGR≤22, 90° wide beam optic, white steel body, for in-line connection | 1133 | 65 | 60 |  | 100000/L80B10 | 3 | 5260 | 30.6 | 172 | 80+ | 4000 | 283.284
| DM1108634 | Mall LED1x5550 G648 T840 L90W LO4 LL | non-dimmable, I, IP20, IK05, UGR≤22, 90° wide beam optic, white steel body, for in-line connection | 1133 | 65 | 60 |  | 100000/L80B10 | 3 | 5523 | 29.7 | 186 | 80+ | 4000 | 292.185
| DM1102815 | Mall LED1x6600 E966 T840 L90W LO5 LL | non-dimmable, I, IP20, IK05, UGR≤22, 90° wide beam optic, white steel body, for in-line connection | 1133 | 65 | 60 |  | 100000/L80B10 | 3 | 6567 | 35.5 | 185 | 80+ | 4000 | 292.185
| DM1102816 | Mall LED1x7600 E967 T840 L90W LO6 LL | non-dimmable, I, IP20, IK05, UGR≤22, 90° wide beam optic, white steel body, for in-line connection | 1133 | 65 | 60 |  | 100000/L80B10 | 3 | 7554 | 41.6 | 182 | 80+ | 4000 | 298.549
| DM1102817 | Mall LED1x4150 E986 T840 L90W LO1 LL | non-dimmable, I, IP20, IK05, UGR≤22, 90° wide beam optic, white steel body, for in-line connection | 1414 | 65 | 60 |  | 100000/L80B10 | 3 | 4125 | 23 | 179 | 80+ | 4000 | 314.674
| DM1102818 | Mall LED1x5400 E987 T840 L90W LO2 LL | non-dimmable, I, IP20, IK05, UGR≤22, 90° wide beam optic, white steel body, for in-line connection | 1414 | 65 | 60 |  | 100000/L80B10 | 3 | 5376 | 30.3 | 177 | 80+ | 4000 | 314.674
| DM1102819 | Mall LED1x6600 E988 T840 L90W LO3 LL | non-dimmable, I, IP20, IK05, UGR≤22, 90° wide beam optic, white steel body, for in-line connection | 1414 | 65 | 60 |  | 100000/L80B10 | 3 | 6575 | 37.9 | 173 | 80+ | 4000 | 320.995
| DM1108635 | Mall LED1x6950 G649 T840 L90W LO4 LL | non-dimmable, I, IP20, IK05, UGR≤22, 90° wide beam optic, white steel body, for in-line connection | 1414 | 65 | 60 |  | 100000/L80B10 | 3 | 6903 | 37.1 | 186 | 80+ | 4000 | 333.981
| DM1102820 | Mall LED1x8250 E989 T840 L90W LO5 LL | non-dimmable, I, IP20, IK05, UGR≤22, 90° wide beam optic, white steel body, for in-line connection | 1414 | 65 | 60 |  | 100000/L80B10 | 3 | 8209 | 44.4 | 185 | 80+ | 4000 | 340.302
| DM1102821 | Mall LED1x9450 E990 T840 L90W LO6 LL | non-dimmable, I, IP20, IK05, UGR≤22, 90° wide beam optic, white steel body, for in-line connection | 1414 | 65 | 60 |  | 100000/L80B10 | 3 | 9443 | 52.1 | 181 | 80+ | 4000 | 340.302
| DM1102822 | Mall LED1x8300 E991 T840 L90W LO1 LL | non-dimmable, I, IP20, IK05, UGR≤22, 90° wide beam optic, white steel body, for in-line connection | 2829 | 65 | 60 |  | 100000/L80B10 | 3 | 8251 | 44.5 | 185 | 80+ | 4000 | 527.782
| DM1102823 | Mall LED1x10800 E992 T840 L90W LO2 LL | non-dimmable, I, IP20, IK05, UGR≤22, 90° wide beam optic, white steel body, for in-line connection | 2829 | 65 | 60 |  | 100000/L80B10 | 3 | 10753 | 59.4 | 181 | 80+ | 4000 | 527.782
| DM1102824 | Mall LED1x13150 E993 T840 L90W LO3 LL | non-dimmable, I, IP20, IK05, UGR≤22, 90° wide beam optic, white steel body, for in-line connection | 2829 | 65 | 60 |  | 100000/L80B10 | 3 | 13150 | 75 | 175 | 80+ | 4000 | 541.413
| DM1108636 | Mall LED1x13850 G650 T840 L90W LO4 LL | non-dimmable, I, IP20, IK05, UGR≤22, 90° wide beam optic, white steel body, for in-line connection | 2829 | 65 | 60 |  | 100000/L80B10 | 3 | 13808 | 71.9 | 192 | 80+ | 4000 | 568.89
| DM1102825 | Mall LED1x16450 E994 T840 L90W LO5 LL | non-dimmable, I, IP20, IK05, UGR≤22, 90° wide beam optic, white steel body, for in-line connection | 2829 | 65 | 60 |  | 100000/L80B10 | 3 | 16418 | 87.9 | 187 | 80+ | 4000 | 579.296
| DM1102826 | Mall LED1x18900 E995 T840 L90W LO6 LL | non-dimmable, I, IP20, IK05, UGR≤22, 90° wide beam optic, white steel body, for in-line connection | 2829 | 65 | 60 |  | 100000/L80B10 | 3 | 18884 | 103 | 183 | 80+ | 4000 | 579.296
*note - for versions: LO1, LO2, LO3- only every second LED lights up
| DM1103247 | Mall LED1x3300 E963 T830 L2A25 LO1 LL | non-dimmable, I, IP20, IK05, UGR≤22, double asymmetric optic optic, white steel body, for in-line connection | 1133 | 65 | 60 |  | 100000/L80B10 | 3 | 3132 | 18.4 | 170 | 80+ | 3000 | 276.963
| DM1103248 | Mall LED1x4350 E964 T830 L2A25 LO2 LL | non-dimmable, I, IP20, IK05, UGR≤22, double asymmetric optic optic, white steel body, for in-line connection | 1133 | 65 | 60 |  | 100000/L80B10 | 3 | 4080 | 24.8 | 165 | 80+ | 3000 | 276.963
| DM1103249 | Mall LED1x5300 E965 T830 L2A25 LO3 LL | non-dimmable, I, IP20, IK05, UGR≤22, double asymmetric optic optic, white steel body, for in-line connection | 1133 | 65 | 60 |  | 100000/L80B10 | 3 | 4990 | 30.6 | 163 | 80+ | 3000 | 283.284
| DM1108637 | Mall LED1x5550 G648 T830 L2A25 LO4 LL | non-dimmable, I, IP20, IK05, UGR≤22, double asymmetric optic optic, white steel body, for in-line connection | 1133 | 65 | 60 |  | 100000/L80B10 | 3 | 5240 | 29.7 | 176 | 80+ | 3000 | 292.185
| DM1103250 | Mall LED1x6600 E966 T830 L2A25 LO5 LL | non-dimmable, I, IP20, IK05, UGR≤22, double asymmetric optic optic, white steel body, for in-line connection | 1133 | 65 | 60 |  | 100000/L80B10 | 3 | 6230 | 35.5 | 175 | 80+ | 3000 | 292.185
| DM1103251 | Mall LED1x7600 E967 T830 L2A25 LO6 LL | non-dimmable, I, IP20, IK05, UGR≤22, double asymmetric optic optic, white steel body, for in-line connection | 1133 | 65 | 60 |  | 100000/L80B10 | 3 | 7166 | 41.6 | 172 | 80+ | 3000 | 298.549
| DM1103252 | Mall LED1x4150 E986 T830 L2A25 LO1 LL | non-dimmable, I, IP20, IK05, UGR≤22, double asymmetric optic optic, white steel body, for in-line connection | 1414 | 65 | 60 |  | 100000/L80B10 | 3 | 3914 | 23 | 170 | 80+ | 3000 | 314.674
| DM1103253 | Mall LED1x5400 E987 T830 L2A25 LO2 LL | non-dimmable, I, IP20, IK05, UGR≤22, double asymmetric optic optic, white steel body, for in-line connection | 1414 | 65 | 60 |  | 100000/L80B10 | 3 | 5100 | 30.3 | 168 | 80+ | 3000 | 314.674
| DM1103254 | Mall LED1x6600 E988 T830 L2A25 LO3 LL | non-dimmable, I, IP20, IK05, UGR≤22, double asymmetric optic optic, white steel body, for in-line connection | 1414 | 65 | 60 |  | 100000/L80B10 | 3 | 6238 | 37.9 | 165 | 80+ | 3000 | 320.995
| DM1108638 | Mall LED1x6950 G649 T830 L2A25 LO4 LL | non-dimmable, I, IP20, IK05, UGR≤22, double asymmetric optic optic, white steel body, for in-line connection | 1414 | 65 | 60 |  | 100000/L80B10 | 3 | 6550 | 37.1 | 177 | 80+ | 3000 | 333.981
| DM1103255 | Mall LED1x8250 E989 T830 L2A25 LO5 LL | non-dimmable, I, IP20, IK05, UGR≤22, double asymmetric optic optic, white steel body, for in-line connection | 1414 | 65 | 60 |  | 100000/L80B10 | 3 | 7788 | 44.4 | 175 | 80+ | 3000 | 340.302
| DM1103256 | Mall LED1x9450 E990 T830 L2A25 LO6 LL | non-dimmable, I, IP20, IK05, UGR≤22, double asymmetric optic optic, white steel body, for in-line connection | 1414 | 65 | 60 |  | 100000/L80B10 | 3 | 8958 | 52.1 | 172 | 80+ | 3000 | 340.302
| DM1103257 | Mall LED1x8300 E991 T830 L2A25 LO1 LL | non-dimmable, I, IP20, IK05, UGR≤22, double asymmetric optic optic, white steel body, for in-line connection | 2829 | 65 | 60 |  | 100000/L80B10 | 3 | 7828 | 44.5 | 176 | 80+ | 3000 | 527.782
| DM1103258 | Mall LED1x10800 E992 T830 L2A25 LO2 LL | non-dimmable, I, IP20, IK05, UGR≤22, double asymmetric optic optic, white steel body, for in-line connection | 2829 | 65 | 60 |  | 100000/L80B10 | 3 | 10201 | 59.4 | 172 | 80+ | 3000 | 527.782
| DM1103259 | Mall LED1x13150 E993 T830 L2A25 LO3 LL | non-dimmable, I, IP20, IK05, UGR≤22, double asymmetric optic optic, white steel body, for in-line connection | 2829 | 65 | 60 |  | 100000/L80B10 | 3 | 12475 | 75 | 166 | 80+ | 3000 | 541.413
| DM1108639 | Mall LED1x13850 G650 T830 L2A25 LO4 LL | non-dimmable, I, IP20, IK05, UGR≤22, double asymmetric optic optic, white steel body, for in-line connection | 2829 | 65 | 60 |  | 100000/L80B10 | 3 | 13099 | 71.9 | 182 | 80+ | 3000 | 568.89
| DM1103260 | Mall LED1x16450 E994 T830 L2A25 LO5 LL | non-dimmable, I, IP20, IK05, UGR≤22, double asymmetric optic optic, white steel body, for in-line connection | 2829 | 65 | 60 |  | 100000/L80B10 | 3 | 15576 | 87.9 | 177 | 80+ | 3000 | 579.296
| DM1103261 | Mall LED1x18900 E995 T830 L2A25 LO6 LL | non-dimmable, I, IP20, IK05, UGR≤22, double asymmetric optic optic, white steel body, for in-line connection | 2829 | 65 | 60 |  | 100000/L80B10 | 3 | 17916 | 103 | 174 | 80+ | 3000 | 579.296
| DM1103262 | Mall LED1x3300 E963 T840 L2A25 LO1 LL | non-dimmable, I, IP20, IK05, UGR≤22, double asymmetric optic optic, white steel body, for in-line connection | 1133 | 65 | 60 |  | 100000/L80B10 | 3 | 3300 | 18.4 | 179 | 80+ | 4000 | 276.963
| DM1103263 | Mall LED1x4350 E964 T840 L2A25 LO2 LL | non-dimmable, I, IP20, IK05, UGR≤22, double asymmetric optic optic, white steel body, for in-line connection | 1133 | 65 | 60 |  | 100000/L80B10 | 3 | 4301 | 24.8 | 173 | 80+ | 4000 | 276.963
| DM1103264 | Mall LED1x5300 E965 T840 L2A25 LO3 LL | non-dimmable, I, IP20, IK05, UGR≤22, double asymmetric optic optic, white steel body, for in-line connection | 1133 | 65 | 60 |  | 100000/L80B10 | 3 | 5260 | 30.6 | 172 | 80+ | 4000 | 283.284
| DM1108640 | Mall LED1x5550 G648 T840 L2A25 LO4 LL | non-dimmable, I, IP20, IK05, UGR≤22, double asymmetric optic optic, white steel body, for in-line connection | 1133 | 65 | 60 |  | 100000/L80B10 | 3 | 5523 | 29.7 | 186 | 80+ | 4000 | 292.185
| DM1103265 | Mall LED1x6600 E966 T840 L2A25 LO5 LL | non-dimmable, I, IP20, IK05, UGR≤22, double asymmetric optic optic, white steel body, for in-line connection | 1133 | 65 | 60 |  | 100000/L80B10 | 3 | 6567 | 35.5 | 185 | 80+ | 4000 | 292.185
| DM1103266 | Mall LED1x7600 E967 T840 L2A25 LO6 LL | non-dimmable, I, IP20, IK05, UGR≤22, double asymmetric optic optic, white steel body, for in-line connection | 1133 | 65 | 60 |  | 100000/L80B10 | 3 | 7554 | 41.6 | 182 | 80+ | 4000 | 298.549
| DM1103267 | Mall LED1x4150 E986 T840 L2A25 LO1 LL | non-dimmable, I, IP20, IK05, UGR≤22, double asymmetric optic optic, white steel body, for in-line connection | 1414 | 65 | 60 |  | 100000/L80B10 | 3 | 4125 | 23 | 179 | 80+ | 4000 | 314.674
| DM1103268 | Mall LED1x5400 E987 T840 L2A25 LO2 LL | non-dimmable, I, IP20, IK05, UGR≤22, double asymmetric optic optic, white steel body, for in-line connection | 1414 | 65 | 60 |  | 100000/L80B10 | 3 | 5376 | 30.3 | 177 | 80+ | 4000 | 314.674
| DM1103269 | Mall LED1x6600 E988 T840 L2A25 LO3 LL | non-dimmable, I, IP20, IK05, UGR≤22, double asymmetric optic optic, white steel body, for in-line connection | 1414 | 65 | 60 |  | 100000/L80B10 | 3 | 6575 | 37.9 | 173 | 80+ | 4000 | 320.995
| DM1108641 | Mall LED1x6950 G649 T840 L2A25 LO4 LL | non-dimmable, I, IP20, IK05, UGR≤22, double asymmetric optic optic, white steel body, for in-line connection | 1414 | 65 | 60 |  | 100000/L80B10 | 3 | 6903 | 37.1 | 186 | 80+ | 4000 | 333.981
| DM1103270 | Mall LED1x8250 E989 T840 L2A25 LO5 LL | non-dimmable, I, IP20, IK05, UGR≤22, double asymmetric optic optic, white steel body, for in-line connection | 1414 | 65 | 60 |  | 100000/L80B10 | 3 | 8209 | 44.4 | 185 | 80+ | 4000 | 340.302
| DM1103271 | Mall LED1x9450 E990 T840 L2A25 LO6 LL | non-dimmable, I, IP20, IK05, UGR≤22, double asymmetric optic optic, white steel body, for in-line connection | 1414 | 65 | 60 |  | 100000/L80B10 | 3 | 9443 | 52.1 | 181 | 80+ | 4000 | 340.302
| DM1103272 | Mall LED1x8300 E991 T840 L2A25 LO1 LL | non-dimmable, I, IP20, IK05, UGR≤22, double asymmetric optic optic, white steel body, for in-line connection | 2829 | 65 | 60 |  | 100000/L80B10 | 3 | 8251 | 44.5 | 185 | 80+ | 4000 | 527.782
| DM1103273 | Mall LED1x10800 E992 T840 L2A25 LO2 LL | non-dimmable, I, IP20, IK05, UGR≤22, double asymmetric optic optic, white steel body, for in-line connection | 2829 | 65 | 60 |  | 100000/L80B10 | 3 | 10753 | 59.4 | 181 | 80+ | 4000 | 527.782
| DM1103274 | Mall LED1x13150 E993 T840 L2A25 LO3 LL | non-dimmable, I, IP20, IK05, UGR≤22, double asymmetric optic optic, white steel body, for in-line connection | 2829 | 65 | 60 |  | 100000/L80B10 | 3 | 13150 | 75 | 175 | 80+ | 4000 | 541.413
| DM1108642 | Mall LED1x13850 G650 T840 L2A25 LO4 LL | non-dimmable, I, IP20, IK05, UGR≤22, double asymmetric optic optic, white steel body, for in-line connection | 2829 | 65 | 60 |  | 100000/L80B10 | 3 | 13808 | 71.9 | 192 | 80+ | 4000 | 568.89
| DM1103275 | Mall LED1x16450 E994 T840 L2A25 LO5 LL | non-dimmable, I, IP20, IK05, UGR≤22, double asymmetric optic optic, white steel body, for in-line connection | 2829 | 65 | 60 |  | 100000/L80B10 | 3 | 16418 | 87.9 | 187 | 80+ | 4000 | 579.296
| DM1103276 | Mall LED1x18900 E995 T840 L2A25 LO6 LL | non-dimmable, I, IP20, IK05, UGR≤22, double asymmetric optic optic, white steel body, for in-line connection | 2829 | 65 | 60 |  | 100000/L80B10 | 3 | 18884 | 103 | 183 | 80+ | 4000 | 579.296
*note - for versions: LO1, LO2, LO3- only every second LED lights up
| DM1103277 | Mall LED1x3300 E963 T830 L1A18-L LO1 LL | non-dimmable, I, IP20, IK05, asymmetrical optic, left direction, white steel body, for in-line connection | 1133 | 65 | 60 |  | 100000/L80B10 | 3 | 3066 | 18.4 | 167 | 80+ | 3000 | 276.963
| DM1103278 | Mall LED1x4350 E964 T830 L1A18-L LO2 LL | non-dimmable, I, IP20, IK05, asymmetrical optic, left direction, white steel body, for in-line connection | 1133 | 65 | 60 |  | 100000/L80B10 | 3 | 3995 | 24.8 | 161 | 80+ | 3000 | 276.963
| DM1103279 | Mall LED1x5300 E965 T830 L1A18-L LO3 LL | non-dimmable, I, IP20, IK05, asymmetrical optic, left direction, white steel body, for in-line connection | 1133 | 65 | 60 |  | 100000/L80B10 | 3 | 4886 | 30.6 | 160 | 80+ | 3000 | 283.284
| DM1108643 | Mall LED1x5550 G648 T830 L1A18-L LO4 LL | non-dimmable, I, IP20, IK05, asymmetrical optic, left direction, white steel body, for in-line connection | 1133 | 65 | 60 |  | 100000/L80B10 | 3 | 5131 | 29.7 | 173 | 80+ | 3000 | 292.185
| DM1103280 | Mall LED1x6600 E966 T830 L1A18-L LO5 LL | non-dimmable, I, IP20, IK05, asymmetrical optic, left direction, white steel body, for in-line connection | 1133 | 65 | 60 |  | 100000/L80B10 | 3 | 6101 | 35.5 | 172 | 80+ | 3000 | 292.185
| DM1103281 | Mall LED1x7600 E967 T830 L1A18-L LO6 LL | non-dimmable, I, IP20, IK05, asymmetrical optic, left direction, white steel body, for in-line connection | 1133 | 65 | 60 |  | 100000/L80B10 | 3 | 7017 | 41.6 | 169 | 80+ | 3000 | 298.549
| DM1103282 | Mall LED1x4150 E986 T830 L1A18-L LO1 LL | non-dimmable, I, IP20, IK05, asymmetrical optic, left direction, white steel body, for in-line connection | 1414 | 65 | 60 |  | 100000/L80B10 | 3 | 3832 | 23 | 167 | 80+ | 3000 | 314.674
| DM1103283 | Mall LED1x5400 E987 T830 L1A18-L LO2 LL | non-dimmable, I, IP20, IK05, asymmetrical optic, left direction, white steel body, for in-line connection | 1414 | 65 | 60 |  | 100000/L80B10 | 3 | 4994 | 30.3 | 165 | 80+ | 3000 | 314.674
| DM1103284 | Mall LED1x6600 E988 T830 L1A18-L LO3 LL | non-dimmable, I, IP20, IK05, asymmetrical optic, left direction, white steel body, for in-line connection | 1414 | 65 | 60 |  | 100000/L80B10 | 3 | 6108 | 37.9 | 161 | 80+ | 3000 | 320.995
| DM1108644 | Mall LED1x6950 G649 T830 L1A18-L LO4 LL | non-dimmable, I, IP20, IK05, asymmetrical optic, left direction, white steel body, for in-line connection | 1414 | 65 | 60 |  | 100000/L80B10 | 3 | 6414 | 37.1 | 173 | 80+ | 3000 | 333.981
| DM1103285 | Mall LED1x8250 E989 T830 L1A18-L LO5 LL | non-dimmable, I, IP20, IK05, asymmetrical optic, left direction, white steel body, for in-line connection | 1414 | 65 | 60 |  | 100000/L80B10 | 3 | 7625 | 44.4 | 172 | 80+ | 3000 | 340.302
| DM1103286 | Mall LED1x9450 E990 T830 L1A18-L LO6 LL | non-dimmable, I, IP20, IK05, asymmetrical optic, left direction, white steel body, for in-line connection | 1414 | 65 | 60 |  | 100000/L80B10 | 3 | 8771 | 52.1 | 168 | 80+ | 3000 | 340.302
| DM1103287 | Mall LED1x8300 E991 T830 L1A18-L LO1 LL | non-dimmable, I, IP20, IK05, asymmetrical optic, left direction, white steel body, for in-line connection | 2829 | 65 | 60 |  | 100000/L80B10 | 3 | 7665 | 44.5 | 172 | 80+ | 3000 | 527.782
| DM1103288 | Mall LED1x10800 E992 T830 L1A18-L LO2 LL | non-dimmable, I, IP20, IK05, asymmetrical optic, left direction, white steel body, for in-line connection | 2829 | 65 | 60 |  | 100000/L80B10 | 3 | 9988 | 59.4 | 168 | 80+ | 3000 | 527.782
| DM1103289 | Mall LED1x13150 E993 T830 L1A18-L LO3 LL | non-dimmable, I, IP20, IK05, asymmetrical optic, left direction, white steel body, for in-line connection | 2829 | 65 | 60 |  | 100000/L80B10 | 3 | 12215 | 75 | 163 | 80+ | 3000 | 541.413
| DM1108645 | Mall LED1x13850 G650 T830 L1A18-L LO4 LL | non-dimmable, I, IP20, IK05, asymmetrical optic, left direction, white steel body, for in-line connection | 2829 | 65 | 60 |  | 100000/L80B10 | 3 | 12826 | 71.9 | 178 | 80+ | 3000 | 568.89
| DM1103290 | Mall LED1x16450 E994 T830 L1A18-L LO5 LL | non-dimmable, I, IP20, IK05, asymmetrical optic, left direction, white steel body, for in-line connection | 2829 | 65 | 60 |  | 100000/L80B10 | 3 | 15252 | 87.9 | 174 | 80+ | 3000 | 579.296
| DM1103291 | Mall LED1x18900 E995 T830 L1A18-L LO6 LL | non-dimmable, I, IP20, IK05, asymmetrical optic, left direction, white steel body, for in-line connection | 2829 | 65 | 60 |  | 100000/L80B10 | 3 | 17543 | 103 | 170 | 80+ | 3000 | 579.296
| DM1103292 | Mall LED1x3300 E963 T840 L1A18-L LO1 LL | non-dimmable, I, IP20, IK05, asymmetrical optic, left direction, white steel body, for in-line connection | 1133 | 65 | 60 |  | 100000/L80B10 | 3 | 3232 | 18.4 | 176 | 80+ | 4000 | 276.963
| DM1103293 | Mall LED1x4350 E964 T840 L1A18-L LO2 LL | non-dimmable, I, IP20, IK05, asymmetrical optic, left direction, white steel body, for in-line connection | 1133 | 65 | 60 |  | 100000/L80B10 | 3 | 4211 | 24.8 | 170 | 80+ | 4000 | 276.963
| DM1103294 | Mall LED1x5300 E965 T840 L1A18-L LO3 LL | non-dimmable, I, IP20, IK05, asymmetrical optic, left direction, white steel body, for in-line connection | 1133 | 65 | 60 |  | 100000/L80B10 | 3 | 5150 | 30.6 | 168 | 80+ | 4000 | 283.284
| DM1108646 | Mall LED1x5550 G648 T840 L1A18-L LO4 LL | non-dimmable, I, IP20, IK05, asymmetrical optic, left direction, white steel body, for in-line connection | 1133 | 65 | 60 |  | 100000/L80B10 | 3 | 5408 | 29.7 | 182 | 80+ | 4000 | 292.185
| DM1103295 | Mall LED1x6600 E966 T840 L1A18-L LO5 LL | non-dimmable, I, IP20, IK05, asymmetrical optic, left direction, white steel body, for in-line connection | 1133 | 65 | 60 |  | 100000/L80B10 | 3 | 6431 | 35.5 | 181 | 80+ | 4000 | 292.185
| DM1103296 | Mall LED1x7600 E967 T840 L1A18-L LO6 LL | non-dimmable, I, IP20, IK05, asymmetrical optic, left direction, white steel body, for in-line connection | 1133 | 65 | 60 |  | 100000/L80B10 | 3 | 7397 | 41.6 | 178 | 80+ | 4000 | 298.549
| DM1103297 | Mall LED1x4150 E986 T840 L1A18-L LO1 LL | non-dimmable, I, IP20, IK05, asymmetrical optic, left direction, white steel body, for in-line connection | 1414 | 65 | 60 |  | 100000/L80B10 | 3 | 4039 | 23 | 176 | 80+ | 4000 | 314.674
| DM1103298 | Mall LED1x5400 E987 T840 L1A18-L LO2 LL | non-dimmable, I, IP20, IK05, asymmetrical optic, left direction, white steel body, for in-line connection | 1414 | 65 | 60 |  | 100000/L80B10 | 3 | 5264 | 30.3 | 174 | 80+ | 4000 | 314.674
| DM1103299 | Mall LED1x6600 E988 T840 L1A18-L LO3 LL | non-dimmable, I, IP20, IK05, asymmetrical optic, left direction, white steel body, for in-line connection | 1414 | 65 | 60 |  | 100000/L80B10 | 3 | 6438 | 37.9 | 170 | 80+ | 4000 | 320.995
| DM1108647 | Mall LED1x6950 G649 T840 L1A18-L LO4 LL | non-dimmable, I, IP20, IK05, asymmetrical optic, left direction, white steel body, for in-line connection | 1414 | 65 | 60 |  | 100000/L80B10 | 3 | 6760 | 37.1 | 182 | 80+ | 4000 | 333.981
| DM1103300 | Mall LED1x8250 E989 T840 L1A18-L LO5 LL | non-dimmable, I, IP20, IK05, asymmetrical optic, left direction, white steel body, for in-line connection | 1414 | 65 | 60 |  | 100000/L80B10 | 3 | 8038 | 44.4 | 181 | 80+ | 4000 | 340.302
| DM1103301 | Mall LED1x9450 E990 T840 L1A18-L LO6 LL | non-dimmable, I, IP20, IK05, asymmetrical optic, left direction, white steel body, for in-line connection | 1414 | 65 | 60 |  | 100000/L80B10 | 3 | 9246 | 52.1 | 177 | 80+ | 4000 | 340.302
| DM1103302 | Mall LED1x8300 E991 T840 L1A18-L LO1 LL | non-dimmable, I, IP20, IK05, asymmetrical optic, left direction, white steel body, for in-line connection | 2829 | 65 | 60 |  | 100000/L80B10 | 3 | 8079 | 44.5 | 182 | 80+ | 4000 | 527.782
| DM1103303 | Mall LED1x10800 E992 T840 L1A18-L LO2 LL | non-dimmable, I, IP20, IK05, asymmetrical optic, left direction, white steel body, for in-line connection | 2829 | 65 | 60 |  | 100000/L80B10 | 3 | 10529 | 59.4 | 177 | 80+ | 4000 | 527.782
| DM1103304 | Mall LED1x13150 E993 T840 L1A18-L LO3 LL | non-dimmable, I, IP20, IK05, asymmetrical optic, left direction, white steel body, for in-line connection | 2829 | 65 | 60 |  | 100000/L80B10 | 3 | 12876 | 75 | 172 | 80+ | 4000 | 541.413
| DM1108648 | Mall LED1x13850 G650 T840 L1A18-L LO4 LL | non-dimmable, I, IP20, IK05, asymmetrical optic, left direction, white steel body, for in-line connection | 2829 | 65 | 60 |  | 100000/L80B10 | 3 | 13520 | 71.9 | 188 | 80+ | 4000 | 568.89
| DM1103305 | Mall LED1x16450 E994 T840 L1A18-L LO5 LL | non-dimmable, I, IP20, IK05, asymmetrical optic, left direction, white steel body, for in-line connection | 2829 | 65 | 60 |  | 100000/L80B10 | 3 | 16076 | 87.9 | 183 | 80+ | 4000 | 579.296
| DM1103306 | Mall LED1x18900 E995 T840 L1A18-L LO6 LL | non-dimmable, I, IP20, IK05, asymmetrical optic, left direction, white steel body, for in-line connection | 2829 | 65 | 60 |  | 100000/L80B10 | 3 | 18491 | 103 | 180 | 80+ | 4000 | 579.296
*note - for versions: LO1, LO2, LO3- only every second LED lights up
| DM1103307 | Mall LED1x3300 E963 T830 L1A18-R LO1 LL | non-dimmable, I, IP20, IK05, asymmetrical optic, right direction, white steel body, for in-line connection | 1133 | 65 | 60 |  | 100000/L80B10 | 3 | 3066 | 18.4 | 167 | 80+ | 3000 | 276.963
| DM1103308 | Mall LED1x4350 E964 T830 L1A18-R LO2 LL | non-dimmable, I, IP20, IK05, asymmetrical optic, right direction, white steel body, for in-line connection | 1133 | 65 | 60 |  | 100000/L80B10 | 3 | 3995 | 24.8 | 161 | 80+ | 3000 | 276.963
| DM1103309 | Mall LED1x5300 E965 T830 L1A18-R LO3 LL | non-dimmable, I, IP20, IK05, asymmetrical optic, right direction, white steel body, for in-line connection | 1133 | 65 | 60 |  | 100000/L80B10 | 3 | 4886 | 30.6 | 160 | 80+ | 3000 | 283.284
| DM1108649 | Mall LED1x5550 G648 T830 L1A18-R LO4 LL | non-dimmable, I, IP20, IK05, asymmetrical optic, right direction, white steel body, for in-line connection | 1133 | 65 | 60 |  | 100000/L80B10 | 3 | 5131 | 29.7 | 173 | 80+ | 3000 | 292.185
| DM1103310 | Mall LED1x6600 E966 T830 L1A18-R LO5 LL | non-dimmable, I, IP20, IK05, asymmetrical optic, right direction, white steel body, for in-line connection | 1133 | 65 | 60 |  | 100000/L80B10 | 3 | 6101 | 35.5 | 172 | 80+ | 3000 | 292.185
| DM1103311 | Mall LED1x7600 E967 T830 L1A18-R LO6 LL | non-dimmable, I, IP20, IK05, asymmetrical optic, right direction, white steel body, for in-line connection | 1133 | 65 | 60 |  | 100000/L80B10 | 3 | 7017 | 41.6 | 169 | 80+ | 3000 | 298.549
| DM1103312 | Mall LED1x4150 E986 T830 L1A18-R LO1 LL | non-dimmable, I, IP20, IK05, asymmetrical optic, right direction, white steel body, for in-line connection | 1414 | 65 | 60 |  | 100000/L80B10 | 3 | 3832 | 23 | 167 | 80+ | 3000 | 314.674
| DM1103313 | Mall LED1x5400 E987 T830 L1A18-R LO2 LL | non-dimmable, I, IP20, IK05, asymmetrical optic, right direction, white steel body, for in-line connection | 1414 | 65 | 60 |  | 100000/L80B10 | 3 | 4994 | 30.3 | 165 | 80+ | 3000 | 314.674
| DM1103314 | Mall LED1x6600 E988 T830 L1A18-R LO3 LL | non-dimmable, I, IP20, IK05, asymmetrical optic, right direction, white steel body, for in-line connection | 1414 | 65 | 60 |  | 100000/L80B10 | 3 | 6108 | 37.9 | 161 | 80+ | 3000 | 320.995
| DM1108650 | Mall LED1x6950 G649 T830 L1A18-R LO4 LL | non-dimmable, I, IP20, IK05, asymmetrical optic, right direction, white steel body, for in-line connection | 1414 | 65 | 60 |  | 100000/L80B10 | 3 | 6414 | 37.1 | 173 | 80+ | 3000 | 333.981
| DM1103315 | Mall LED1x8250 E989 T830 L1A18-R LO5 LL | non-dimmable, I, IP20, IK05, asymmetrical optic, right direction, white steel body, for in-line connection | 1414 | 65 | 60 |  | 100000/L80B10 | 3 | 7625 | 44.4 | 172 | 80+ | 3000 | 340.302
| DM1103316 | Mall LED1x9450 E990 T830 L1A18-R LO6 LL | non-dimmable, I, IP20, IK05, asymmetrical optic, right direction, white steel body, for in-line connection | 1414 | 65 | 60 |  | 100000/L80B10 | 3 | 8771 | 52.1 | 168 | 80+ | 3000 | 340.302
| DM1103317 | Mall LED1x8300 E991 T830 L1A18-R LO1 LL | non-dimmable, I, IP20, IK05, asymmetrical optic, right direction, white steel body, for in-line connection | 2829 | 65 | 60 |  | 100000/L80B10 | 3 | 7665 | 44.5 | 172 | 80+ | 3000 | 527.782
| DM1103318 | Mall LED1x10800 E992 T830 L1A18-R LO2 LL | non-dimmable, I, IP20, IK05, asymmetrical optic, right direction, white steel body, for in-line connection | 2829 | 65 | 60 |  | 100000/L80B10 | 3 | 9988 | 59.4 | 168 | 80+ | 3000 | 527.782
| DM1103319 | Mall LED1x13150 E993 T830 L1A18-R LO3 LL | non-dimmable, I, IP20, IK05, asymmetrical optic, right direction, white steel body, for in-line connection | 2829 | 65 | 60 |  | 100000/L80B10 | 3 | 12215 | 75 | 163 | 80+ | 3000 | 541.413
| DM1108651 | Mall LED1x13850 G650 T830 L1A18-R LO4 LL | non-dimmable, I, IP20, IK05, asymmetrical optic, right direction, white steel body, for in-line connection | 2829 | 65 | 60 |  | 100000/L80B10 | 3 | 12826 | 71.9 | 178 | 80+ | 3000 | 568.89
| DM1103320 | Mall LED1x16450 E994 T830 L1A18-R LO5 LL | non-dimmable, I, IP20, IK05, asymmetrical optic, right direction, white steel body, for in-line connection | 2829 | 65 | 60 |  | 100000/L80B10 | 3 | 15252 | 87.9 | 174 | 80+ | 3000 | 579.296
| DM1103321 | Mall LED1x18900 E995 T830 L1A18-R LO6 LL | non-dimmable, I, IP20, IK05, asymmetrical optic, right direction, white steel body, for in-line connection | 2829 | 65 | 60 |  | 100000/L80B10 | 3 | 17543 | 103 | 170 | 80+ | 3000 | 579.296
| DM1103322 | Mall LED1x3300 E963 T840 L1A18-R LO1 LL | non-dimmable, I, IP20, IK05, asymmetrical optic, right direction, white steel body, for in-line connection | 1133 | 65 | 60 |  | 100000/L80B10 | 3 | 3232 | 18.4 | 176 | 80+ | 4000 | 276.963
| DM1103323 | Mall LED1x4350 E964 T840 L1A18-R LO2 LL | non-dimmable, I, IP20, IK05, asymmetrical optic, right direction, white steel body, for in-line connection | 1133 | 65 | 60 |  | 100000/L80B10 | 3 | 4211 | 24.8 | 170 | 80+ | 4000 | 276.963
| DM1103324 | Mall LED1x5300 E965 T840 L1A18-R LO3 LL | non-dimmable, I, IP20, IK05, asymmetrical optic, right direction, white steel body, for in-line connection | 1133 | 65 | 60 |  | 100000/L80B10 | 3 | 5150 | 30.6 | 168 | 80+ | 4000 | 283.284
| DM1108652 | Mall LED1x5550 G648 T840 L1A18-R LO4 LL | non-dimmable, I, IP20, IK05, asymmetrical optic, right direction, white steel body, for in-line connection | 1133 | 65 | 60 |  | 100000/L80B10 | 3 | 5408 | 29.7 | 182 | 80+ | 4000 | 292.185
| DM1103325 | Mall LED1x6600 E966 T840 L1A18-R LO5 LL | non-dimmable, I, IP20, IK05, asymmetrical optic, right direction, white steel body, for in-line connection | 1133 | 65 | 60 |  | 100000/L80B10 | 3 | 6431 | 35.5 | 181 | 80+ | 4000 | 292.185
| DM1103326 | Mall LED1x7600 E967 T840 L1A18-R LO6 LL | non-dimmable, I, IP20, IK05, asymmetrical optic, right direction, white steel body, for in-line connection | 1133 | 65 | 60 |  | 100000/L80B10 | 3 | 7397 | 41.6 | 178 | 80+ | 4000 | 298.549
| DM1103327 | Mall LED1x4150 E986 T840 L1A18-R LO1 LL | non-dimmable, I, IP20, IK05, asymmetrical optic, right direction, white steel body, for in-line connection | 1414 | 65 | 60 |  | 100000/L80B10 | 3 | 4039 | 23 | 176 | 80+ | 4000 | 314.674
| DM1103328 | Mall LED1x5400 E987 T840 L1A18-R LO2 LL | non-dimmable, I, IP20, IK05, asymmetrical optic, right direction, white steel body, for in-line connection | 1414 | 65 | 60 |  | 100000/L80B10 | 3 | 5264 | 30.3 | 174 | 80+ | 4000 | 314.674
| DM1103329 | Mall LED1x6600 E988 T840 L1A18-R LO3 LL | non-dimmable, I, IP20, IK05, asymmetrical optic, right direction, white steel body, for in-line connection | 1414 | 65 | 60 |  | 100000/L80B10 | 3 | 6438 | 37.9 | 170 | 80+ | 4000 | 320.995
| DM1108653 | Mall LED1x6950 G649 T840 L1A18-R LO4 LL | non-dimmable, I, IP20, IK05, asymmetrical optic, right direction, white steel body, for in-line connection | 1414 | 65 | 60 |  | 100000/L80B10 | 3 | 6760 | 37.1 | 182 | 80+ | 4000 | 333.981
| DM1103330 | Mall LED1x8250 E989 T840 L1A18-R LO5 LL | non-dimmable, I, IP20, IK05, asymmetrical optic, right direction, white steel body, for in-line connection | 1414 | 65 | 60 |  | 100000/L80B10 | 3 | 8038 | 44.4 | 181 | 80+ | 4000 | 340.302
| DM1103331 | Mall LED1x9450 E990 T840 L1A18-R LO6 LL | non-dimmable, I, IP20, IK05, asymmetrical optic, right direction, white steel body, for in-line connection | 1414 | 65 | 60 |  | 100000/L80B10 | 3 | 9246 | 52.1 | 177 | 80+ | 4000 | 340.302
| DM1103332 | Mall LED1x8300 E991 T840 L1A18-R LO1 LL | non-dimmable, I, IP20, IK05, asymmetrical optic, right direction, white steel body, for in-line connection | 2829 | 65 | 60 |  | 100000/L80B10 | 3 | 8079 | 44.5 | 182 | 80+ | 4000 | 527.782
| DM1103333 | Mall LED1x10800 E992 T840 L1A18-R LO2 LL | non-dimmable, I, IP20, IK05, asymmetrical optic, right direction, white steel body, for in-line connection | 2829 | 65 | 60 |  | 100000/L80B10 | 3 | 10529 | 59.4 | 177 | 80+ | 4000 | 527.782
| DM1103334 | Mall LED1x13150 E993 T840 L1A18-R LO3 LL | non-dimmable, I, IP20, IK05, asymmetrical optic, right direction, white steel body, for in-line connection | 2829 | 65 | 60 |  | 100000/L80B10 | 3 | 12876 | 75 | 172 | 80+ | 4000 | 541.413
| DM1108654 | Mall LED1x13850 G650 T840 L1A18-R LO4 LL | non-dimmable, I, IP20, IK05, asymmetrical optic, right direction, white steel body, for in-line connection | 2829 | 65 | 60 |  | 100000/L80B10 | 3 | 13520 | 71.9 | 188 | 80+ | 4000 | 568.89
| DM1103335 | Mall LED1x16450 E994 T840 L1A18-R LO5 LL | non-dimmable, I, IP20, IK05, asymmetrical optic, right direction, white steel body, for in-line connection | 2829 | 65 | 60 |  | 100000/L80B10 | 3 | 16076 | 87.9 | 183 | 80+ | 4000 | 579.296
| DM1103336 | Mall LED1x18900 E995 T840 L1A18-R LO6 LL | non-dimmable, I, IP20, IK05, asymmetrical optic, right direction, white steel body, for in-line connection | 2829 | 65 | 60 |  | 100000/L80B10 | 3 | 18491 | 103 | 180 | 80+ | 4000 | 579.296
*note - for versions: LO1, LO2, LO3- only every second LED lights up
| DM1108550 | BLANK Mall LED assembly L1132mm RAL9003 | Preassembled with trunking rail, blank part kit for connecting luminaires in-line, 1pcs | 1132 | 65 | 60 | [8 empty] | 163.443
| DM1108551 | BLANK Mall LED assembly L1412mm RAL9003 | Preassembled with trunking rail, blank part kit for connecting luminaires in-line, 1pcs | 1412 | 65 | 60 | [8 empty] | 172.516
| DM1108552 | BLANK Mall LED assembly L2824mm RAL9003 | Preassembled with trunking rail, blank part kit for connecting luminaires in-line, 1pcs | 2824 | 65 | 60 | [8 empty] | 342.108
| DM1108553 | BLANK Mall LED DALI assembly L1132mm RAL9003 | Preassembled with trunking rail, blank part kit for connecting luminaires in-line, 1pcs | 1132 | 65 | 60 | [8 empty] | 185.244
| DM1108554 | BLANK Mall LED DALI assembly L1412mm RAL9003 | Preassembled with trunking rail, blank part kit for connecting luminaires in-line, 1pcs | 1412 | 65 | 60 | [8 empty] | 186.62
| DM1108555 | BLANK Mall LED DALI assembly L2824mm RAL9003 | Preassembled with trunking rail, blank part kit for connecting luminaires in-line, 1pcs | 2824 | 65 | 60 | [8 empty] | 320.307
| DM1108556 | BLANK Mall LED track assembly L1132mm RAL9003 | Preassembled with trunking rail, blank with integrated track part kit for connecting luminaires in-line, 1pcs | 1132 | 65 | 65 | [8 empty] | 335.529
| DM1108557 | BLANK Mall LED track assembly L1412mm RAL9003 | Preassembled with trunking rail, blank with integrated track part kit for connecting luminaires in-line, 1pcs | 1412 | 65 | 65 | [8 empty] | 337.593
| DM1108558 | BLANK Mall LED track assembly L2824mm RAL9003 | Preassembled with trunking rail, blank with integrated track part kit for connecting luminaires in-line, 1pcs | 2824 | 65 | 65 | [8 empty] | 582.048
Available options:
|  | L30 | Optics with 30° beam angle
|  | L40x75 | Optics with 40x75° beam angle
|  | L75W | Optics with 75° wide beam angle
|  | L75 | Optics with 75° beam angle
|  | L90W | Optics with 90° wide beam angle
|  | L2A25 | Optics with double asymmetric beam
|  | L1A18-L | Optics with asymmetric beam, light direction - left
|  | L1A18-R | Optics with asymmetric beam, light direction - right
*note - please, specify direction for L1A18 optics
|  | LO1...6 | Light output level 1 to 6
|  | DALI | Driver with DALI interface and switch-control dimming | [11 empty] | 55
|  | LL | for in-line connection intermediate luminaire
|  | RAL (>10pcs) (up to 1,5m) | RAL colour | [11 empty] | 14.534
|  | RAL (>10pcs) (up to 3,0m) | RAL colour | [11 empty] | 28.896
|  | RAL (<10pcs) (up to 1,5m) | RAL colour | [11 empty] | 43.172
|  | RAL (<10pcs) (up to 3,0m) | RAL colour | [11 empty] | 86.301
*note - price for uncommon RAL colour or quantity less then MOQ could be different from indicated. Ask before placing an order
|  | T830 | Colour temperature 3000K, CRI 80+
|  | T840 | Colour temperature 4000K, CRI 80+
|  | T930 | Colour temperature 3000K, CRI 90+ | [11 empty] | 5.031
|  | T940 | Colour temperature 4000K, CRI 90+ | [11 empty] | 5.031
Available options:
|  | EM3 | Emergency version 3 hours | [11 empty] | 90
|  | EM3A | Emergency version equipped with an autonomous testing system, 3 hours | [11 empty] | 162.798
|  | EM3D | Emergency version 3 hours with DALI interface | [11 empty] | 268.578
*note - For EM option power supply L3 phase is used
*note - Operating temperature range for Luminaires with EM option,°C: ta 0... +35
Available accessories:
| DM9002149 | Suspension MTG KIT SUSI | Suspension wire set "I" type, 1.5m adjustable, 1pcs | [11 empty] | 12.728
*note - 2pcs MTG SUSI KIT for length up to 2000mm, 3pcs MTG SUSI KIT for lengths 2000 - 3000mm
| DM9020576 | END CAP- Mall LED RAL9003 | End cap kit for Mall LED luminaires, 1pcs | [11 empty] | 4.816
*note - use end caps for first and last in-line luminaires
| DM9020577 | Power supply socket- Mall LED | 7-pole socket for power supply, 1pcs | [11 empty] | 12.728
*note - use power supply socket for first in-line luminaire connection to power source
| DM1111933 | Bora Z LED 1x5550 G634 T830 L30 HSB | non-dimmable, I, IP23, IK07, UGR≤19, 30° beam optic, zinc-plated steel body with brackets for installation across cable trays | 1606-2446 | 75 | 80 |  | 100000/L80B10 | 3 | 5185 | 30 | 173 | 80+ | 3000 | 321.425
| DM1111934 | Bora Z LED 1x6600 G635 T830 L30 HSB | non-dimmable, I, IP23, IK07, UGR≤19, 30° beam optic, zinc-plated steel body with brackets for installation across cable trays | 1606-2446 | 75 | 80 |  | 100000/L80B10 | 3 | 6165 | 35.9 | 172 | 80+ | 3000 | 321.425
| DM1111935 | Bora Z LED 1x7600 G636 T830 L30 HSB | non-dimmable, I, IP23, IK07, UGR≤19, 30° beam optic, zinc-plated steel body with brackets for installation across cable trays | 1606-2446 | 75 | 80 |  | 100000/L80B10 | 3 | 7092 | 41.6 | 170 | 80+ | 3000 | 322.156
| DM1111936 | Bora Z LED 1x6950 G637 T830 L30 HSB | non-dimmable, I, IP23, IK07, UGR≤19, 30° beam optic, zinc-plated steel body with brackets for installation across cable trays | 1906-2746 | 75 | 80 |  | 100000/L80B10 | 3 | 6482 | 36.7 | 177 | 80+ | 3000 | 368.209
| DM1111937 | Bora Z LED 1x8250 G638 T830 L30 HSB | non-dimmable, I, IP23, IK07, UGR≤19, 30° beam optic, zinc-plated steel body with brackets for installation across cable trays | 1906-2746 | 75 | 80 |  | 100000/L80B10 | 3 | 7707 | 44.4 | 174 | 80+ | 3000 | 373.412
| DM1111938 | Bora Z LED 1x9450 G639 T830 L30 HSB | non-dimmable, I, IP23, IK07, UGR≤19, 30° beam optic, zinc-plated steel body with brackets for installation across cable trays | 1906-2746 | 75 | 80 |  | 100000/L80B10 | 3 | 8865 | 51.5 | 172 | 80+ | 3000 | 373.412
| DM1111939 | Bora Z LED 1x11050 G640 T830 L30 HSB | non-dimmable, I, IP23, IK07, UGR≤19, 30° beam optic, zinc-plated steel body with brackets for installation across cable trays | 2746-3586 | 75 | 80 |  | 100000/L80B10 | 3 | 10370 | 58.1 | 178 | 80+ | 3000 | 509.163
| DM1111940 | Bora Z LED 1x13150 G641 T830 L30 HSB | non-dimmable, I, IP23, IK07, UGR≤19, 30° beam optic, zinc-plated steel body with brackets for installation across cable trays | 2746-3586 | 75 | 80 |  | 100000/L80B10 | 3 | 12331 | 70.3 | 175 | 80+ | 3000 | 515.312
| DM1111941 | Bora Z LED 1x15150 G642 T830 L30 HSB | non-dimmable, I, IP23, IK07, UGR≤19, 30° beam optic, zinc-plated steel body with brackets for installation across cable trays | 2746-3586 | 75 | 80 |  | 100000/L80B10 | 3 | 14184 | 82.4 | 172 | 80+ | 3000 | 515.312
| DM1111942 | Bora Z LED 1x13850 G643 T830 L30 HSB | non-dimmable, I, IP23, IK07, UGR≤19, 30° beam optic, zinc-plated steel body with brackets for installation across cable trays | 3260-4100 | 75 | 80 |  | 100000/L80B10 | 3 | 12963 | 72.7 | 178 | 80+ | 3000 | 600.624
| DM1111943 | Bora Z LED 1x16450 G644 T830 L30 HSB | non-dimmable, I, IP23, IK07, UGR≤19, 30° beam optic, zinc-plated steel body with brackets for installation across cable trays | 3260-4100 | 75 | 80 |  | 100000/L80B10 | 3 | 15413 | 87 | 177 | 80+ | 3000 | 609.052
| DM1111944 | Bora Z LED 1x18900 G645 T830 L30 HSB | non-dimmable, I, IP23, IK07, UGR≤19, 30° beam optic, zinc-plated steel body with brackets for installation across cable trays | 3260-4100 | 75 | 80 |  | 100000/L80B10 | 3 | 17729 | 101.9 | 174 | 80+ | 3000 | 609.052
| DM1111945 | Bora Z LED 1x5550 G634 T840 L30 HSB | non-dimmable, I, IP23, IK07, UGR≤19, 30° beam optic, zinc-plated steel body with brackets for installation across cable trays | 1606-2446 | 75 | 80 |  | 100000/L80B10 | 3 | 5465 | 30 | 182 | 80+ | 4000 | 321.425
| DM1111946 | Bora Z LED 1x6600 G635 T840 L30 HSB | non-dimmable, I, IP23, IK07, UGR≤19, 30° beam optic, zinc-plated steel body with brackets for installation across cable trays | 1606-2446 | 75 | 80 |  | 100000/L80B10 | 3 | 6499 | 35.9 | 181 | 80+ | 4000 | 321.425
| DM1111947 | Bora Z LED 1x7600 G636 T840 L30 HSB | non-dimmable, I, IP23, IK07, UGR≤19, 30° beam optic, zinc-plated steel body with brackets for installation across cable trays | 1606-2446 | 75 | 80 |  | 100000/L80B10 | 3 | 7475 | 41.6 | 180 | 80+ | 4000 | 322.156
| DM1111948 | Bora Z LED 1x6950 G637 T840 L30 HSB | non-dimmable, I, IP23, IK07, UGR≤19, 30° beam optic, zinc-plated steel body with brackets for installation across cable trays | 1906-2746 | 75 | 80 |  | 100000/L80B10 | 3 | 6832 | 36.7 | 186 | 80+ | 4000 | 368.209
| DM1111949 | Bora Z LED 1x8250 G638 T840 L30 HSB | non-dimmable, I, IP23, IK07, UGR≤19, 30° beam optic, zinc-plated steel body with brackets for installation across cable trays | 1906-2746 | 75 | 80 |  | 100000/L80B10 | 3 | 8123 | 44.4 | 183 | 80+ | 4000 | 373.412
| DM1111950 | Bora Z LED 1x9450 G639 T840 L30 HSB | non-dimmable, I, IP23, IK07, UGR≤19, 30° beam optic, zinc-plated steel body with brackets for installation across cable trays | 1906-2746 | 75 | 80 |  | 100000/L80B10 | 3 | 9344 | 51.5 | 181 | 80+ | 4000 | 373.412
| DM1111951 | Bora Z LED 1x11050 G640 T840 L30 HSB | non-dimmable, I, IP23, IK07, UGR≤19, 30° beam optic, zinc-plated steel body with brackets for installation across cable trays | 2746-3586 | 75 | 80 |  | 100000/L80B10 | 3 | 10931 | 58.1 | 188 | 80+ | 4000 | 509.163
| DM1111952 | Bora Z LED 1x13150 G641 T840 L30 HSB | non-dimmable, I, IP23, IK07, UGR≤19, 30° beam optic, zinc-plated steel body with brackets for installation across cable trays | 2746-3586 | 75 | 80 |  | 100000/L80B10 | 3 | 12997 | 70.3 | 185 | 80+ | 4000 | 515.312
| DM1111953 | Bora Z LED 1x15150 G642 T840 L30 HSB | non-dimmable, I, IP23, IK07, UGR≤19, 30° beam optic, zinc-plated steel body with brackets for installation across cable trays | 2746-3586 | 75 | 80 |  | 100000/L80B10 | 3 | 14950 | 82.4 | 181 | 80+ | 4000 | 515.312
| DM1111954 | Bora Z LED 1x13850 G643 T840 L30 HSB | non-dimmable, I, IP23, IK07, UGR≤19, 30° beam optic, zinc-plated steel body with brackets for installation across cable trays | 3260-4100 | 75 | 80 |  | 100000/L80B10 | 3 | 13664 | 72.7 | 188 | 80+ | 4000 | 600.624
| DM1111955 | Bora Z LED 1x16450 G644 T840 L30 HSB | non-dimmable, I, IP23, IK07, UGR≤19, 30° beam optic, zinc-plated steel body with brackets for installation across cable trays | 3260-4100 | 75 | 80 |  | 100000/L80B10 | 3 | 16247 | 87 | 187 | 80+ | 4000 | 609.052
| DM1111956 | Bora Z LED 1x18900 G645 T840 L30 HSB | non-dimmable, I, IP23, IK07, UGR≤19, 30° beam optic, zinc-plated steel body with brackets for installation across cable trays | 3260-4100 | 75 | 80 |  | 100000/L80B10 | 3 | 18688 | 101.9 | 183 | 80+ | 4000 | 609.052
| DM1111957 | Bora Z LED 1x5550 G634 T830 L40x75 HSB | non-dimmable, I, IP23, IK07, UGR≤22, 40x75° beam optic, zinc-plated steel body with brackets for installation across cable trays | 1606-2446 | 75 | 80 |  | 100000/L80B10 | 3 | 5185 | 30 | 173 | 80+ | 3000 | 321.425
| DM1111958 | Bora Z LED 1x6600 G635 T830 L40x75 HSB | non-dimmable, I, IP23, IK07, UGR≤22, 40x75° beam optic, zinc-plated steel body with brackets for installation across cable trays | 1606-2446 | 75 | 80 |  | 100000/L80B10 | 3 | 6165 | 35.9 | 172 | 80+ | 3000 | 321.425
| DM1111959 | Bora Z LED 1x7600 G636 T830 L40x75 HSB | non-dimmable, I, IP23, IK07, UGR≤22, 40x75° beam optic, zinc-plated steel body with brackets for installation across cable trays | 1606-2446 | 75 | 80 |  | 100000/L80B10 | 3 | 7092 | 41.6 | 170 | 80+ | 3000 | 322.156
| DM1111960 | Bora Z LED 1x6950 G637 T830 L40x75 HSB | non-dimmable, I, IP23, IK07, UGR≤22, 40x75° beam optic, zinc-plated steel body with brackets for installation across cable trays | 1906-2746 | 75 | 80 |  | 100000/L80B10 | 3 | 6482 | 36.7 | 177 | 80+ | 3000 | 368.209
| DM1111961 | Bora Z LED 1x8250 G638 T830 L40x75 HSB | non-dimmable, I, IP23, IK07, UGR≤22, 40x75° beam optic, zinc-plated steel body with brackets for installation across cable trays | 1906-2746 | 75 | 80 |  | 100000/L80B10 | 3 | 7707 | 44.4 | 174 | 80+ | 3000 | 373.412
| DM1111962 | Bora Z LED 1x9450 G639 T830 L40x75 HSB | non-dimmable, I, IP23, IK07, UGR≤22, 40x75° beam optic, zinc-plated steel body with brackets for installation across cable trays | 1906-2746 | 75 | 80 |  | 100000/L80B10 | 3 | 8865 | 51.5 | 172 | 80+ | 3000 | 373.412
| DM1111963 | Bora Z LED 1x11050 G640 T830 L40x75 HSB | non-dimmable, I, IP23, IK07, UGR≤22, 40x75° beam optic, zinc-plated steel body with brackets for installation across cable trays | 2746-3586 | 75 | 80 |  | 100000/L80B10 | 3 | 10370 | 58.1 | 178 | 80+ | 3000 | 509.163
| DM1111964 | Bora Z LED 1x13150 G641 T830 L40x75 HSB | non-dimmable, I, IP23, IK07, UGR≤22, 40x75° beam optic, zinc-plated steel body with brackets for installation across cable trays | 2746-3586 | 75 | 80 |  | 100000/L80B10 | 3 | 12331 | 70.3 | 175 | 80+ | 3000 | 515.312
| DM1111965 | Bora Z LED 1x15150 G642 T830 L40x75 HSB | non-dimmable, I, IP23, IK07, UGR≤22, 40x75° beam optic, zinc-plated steel body with brackets for installation across cable trays | 2746-3586 | 75 | 80 |  | 100000/L80B10 | 3 | 14184 | 82.4 | 172 | 80+ | 3000 | 515.312
| DM1111966 | Bora Z LED 1x13850 G643 T830 L40x75 HSB | non-dimmable, I, IP23, IK07, UGR≤22, 40x75° beam optic, zinc-plated steel body with brackets for installation across cable trays | 3260-4100 | 75 | 80 |  | 100000/L80B10 | 3 | 12963 | 72.7 | 178 | 80+ | 3000 | 600.624
| DM1111967 | Bora Z LED 1x16450 G644 T830 L40x75 HSB | non-dimmable, I, IP23, IK07, UGR≤22, 40x75° beam optic, zinc-plated steel body with brackets for installation across cable trays | 3260-4100 | 75 | 80 |  | 100000/L80B10 | 3 | 15413 | 87 | 177 | 80+ | 3000 | 609.052
| DM1111968 | Bora Z LED 1x18900 G645 T830 L40x75 HSB | non-dimmable, I, IP23, IK07, UGR≤22, 40x75° beam optic, zinc-plated steel body with brackets for installation across cable trays | 3260-4100 | 75 | 80 |  | 100000/L80B10 | 3 | 17729 | 101.9 | 174 | 80+ | 3000 | 609.052
| DM1111969 | Bora Z LED 1x5550 G634 T840 L40x75 HSB | non-dimmable, I, IP23, IK07, UGR≤22, 40x75° beam optic, zinc-plated steel body with brackets for installation across cable trays | 1606-2446 | 75 | 80 |  | 100000/L80B10 | 3 | 5465 | 30 | 182 | 80+ | 4000 | 321.425
| DM1111970 | Bora Z LED 1x6600 G635 T840 L40x75 HSB | non-dimmable, I, IP23, IK07, UGR≤22, 40x75° beam optic, zinc-plated steel body with brackets for installation across cable trays | 1606-2446 | 75 | 80 |  | 100000/L80B10 | 3 | 6499 | 35.9 | 181 | 80+ | 4000 | 321.425
| DM1111971 | Bora Z LED 1x7600 G636 T840 L40x75 HSB | non-dimmable, I, IP23, IK07, UGR≤22, 40x75° beam optic, zinc-plated steel body with brackets for installation across cable trays | 1606-2446 | 75 | 80 |  | 100000/L80B10 | 3 | 7475 | 41.6 | 180 | 80+ | 4000 | 322.156
| DM1111972 | Bora Z LED 1x6950 G637 T840 L40x75 HSB | non-dimmable, I, IP23, IK07, UGR≤22, 40x75° beam optic, zinc-plated steel body with brackets for installation across cable trays | 1906-2746 | 75 | 80 |  | 100000/L80B10 | 3 | 6832 | 36.7 | 186 | 80+ | 4000 | 368.209
| DM1111973 | Bora Z LED 1x8250 G638 T840 L40x75 HSB | non-dimmable, I, IP23, IK07, UGR≤22, 40x75° beam optic, zinc-plated steel body with brackets for installation across cable trays | 1906-2746 | 75 | 80 |  | 100000/L80B10 | 3 | 8123 | 44.4 | 183 | 80+ | 4000 | 373.412
| DM1111974 | Bora Z LED 1x9450 G639 T840 L40x75 HSB | non-dimmable, I, IP23, IK07, UGR≤22, 40x75° beam optic, zinc-plated steel body with brackets for installation across cable trays | 1906-2746 | 75 | 80 |  | 100000/L80B10 | 3 | 9344 | 51.5 | 181 | 80+ | 4000 | 373.412
| DM1111975 | Bora Z LED 1x11050 G640 T840 L40x75 HSB | non-dimmable, I, IP23, IK07, UGR≤22, 40x75° beam optic, zinc-plated steel body with brackets for installation across cable trays | 2746-3586 | 75 | 80 |  | 100000/L80B10 | 3 | 10931 | 58.1 | 188 | 80+ | 4000 | 509.163
| DM1111976 | Bora Z LED 1x13150 G641 T840 L40x75 HSB | non-dimmable, I, IP23, IK07, UGR≤22, 40x75° beam optic, zinc-plated steel body with brackets for installation across cable trays | 2746-3586 | 75 | 80 |  | 100000/L80B10 | 3 | 12997 | 70.3 | 185 | 80+ | 4000 | 515.312
| DM1111977 | Bora Z LED 1x15150 G642 T840 L40x75 HSB | non-dimmable, I, IP23, IK07, UGR≤22, 40x75° beam optic, zinc-plated steel body with brackets for installation across cable trays | 2746-3586 | 75 | 80 |  | 100000/L80B10 | 3 | 14950 | 82.4 | 181 | 80+ | 4000 | 515.312
| DM1111978 | Bora Z LED 1x13850 G643 T840 L40x75 HSB | non-dimmable, I, IP23, IK07, UGR≤22, 40x75° beam optic, zinc-plated steel body with brackets for installation across cable trays | 3260-4100 | 75 | 80 |  | 100000/L80B10 | 3 | 13664 | 72.7 | 188 | 80+ | 4000 | 600.624
| DM1111979 | Bora Z LED 1x16450 G644 T840 L40x75 HSB | non-dimmable, I, IP23, IK07, UGR≤22, 40x75° beam optic, zinc-plated steel body with brackets for installation across cable trays | 3260-4100 | 75 | 80 |  | 100000/L80B10 | 3 | 16247 | 87 | 187 | 80+ | 4000 | 609.052
| DM1111980 | Bora Z LED 1x18900 G645 T840 L40x75 HSB | non-dimmable, I, IP23, IK07, UGR≤22, 40x75° beam optic, zinc-plated steel body with brackets for installation across cable trays | 3260-4100 | 75 | 80 |  | 100000/L80B10 | 3 | 18688 | 101.9 | 183 | 80+ | 4000 | 609.052
| DM1111087 | Bora Z LED 1x5550 G634 T830 L75 HSB | non-dimmable, I, IP23, IK07, UGR≤22, 75° beam optic, zinc-plated steel body with brackets for installation across cable trays | 1606-2446 | 75 | 80 |  | 100000/L80B10 | 3 | 5240 | 30 | 175 | 80+ | 3000 | 321.425
| DM1111088 | Bora Z LED 1x6600 G635 T830 L75 HSB | non-dimmable, I, IP23, IK07, UGR≤22, 75° beam optic, zinc-plated steel body with brackets for installation across cable trays | 1606-2446 | 75 | 80 |  | 100000/L80B10 | 3 | 6230 | 35.9 | 174 | 80+ | 3000 | 321.425
| DM1111089 | Bora Z LED 1x7600 G636 T830 L75 HSB | non-dimmable, I, IP23, IK07, UGR≤22, 75° beam optic, zinc-plated steel body with brackets for installation across cable trays | 1606-2446 | 75 | 80 |  | 100000/L80B10 | 3 | 7166 | 41.6 | 172 | 80+ | 3000 | 322.156
| DM1111090 | Bora Z LED 1x6950 G637 T830 L75 HSB | non-dimmable, I, IP23, IK07, UGR≤22, 75° beam optic, zinc-plated steel body with brackets for installation across cable trays | 1906-2746 | 75 | 80 |  | 100000/L80B10 | 3 | 6550 | 36.7 | 178 | 80+ | 3000 | 368.209
| DM1111091 | Bora Z LED 1x8250 G638 T830 L75 HSB | non-dimmable, I, IP23, IK07, UGR≤22, 75° beam optic, zinc-plated steel body with brackets for installation across cable trays | 1906-2746 | 75 | 80 |  | 100000/L80B10 | 3 | 7788 | 44.4 | 175 | 80+ | 3000 | 373.412
| DM1111092 | Bora Z LED 1x9450 G639 T830 L75 HSB | non-dimmable, I, IP23, IK07, UGR≤22, 75° beam optic, zinc-plated steel body with brackets for installation across cable trays | 1906-2746 | 75 | 80 |  | 100000/L80B10 | 3 | 8958 | 51.5 | 174 | 80+ | 3000 | 373.412
| DM1111093 | Bora Z LED 1x11050 G640 T830 L75 HSB | non-dimmable, I, IP23, IK07, UGR≤22, 75° beam optic, zinc-plated steel body with brackets for installation across cable trays | 2746-3586 | 75 | 80 |  | 100000/L80B10 | 3 | 10480 | 58.1 | 180 | 80+ | 3000 | 509.163
| DM1111094 | Bora Z LED 1x13150 G641 T830 L75 HSB | non-dimmable, I, IP23, IK07, UGR≤22, 75° beam optic, zinc-plated steel body with brackets for installation across cable trays | 2746-3586 | 75 | 80 |  | 100000/L80B10 | 3 | 12461 | 70.3 | 177 | 80+ | 3000 | 515.312
| DM1111095 | Bora Z LED 1x15150 G642 T830 L75 HSB | non-dimmable, I, IP23, IK07, UGR≤22, 75° beam optic, zinc-plated steel body with brackets for installation across cable trays | 2746-3586 | 75 | 80 |  | 100000/L80B10 | 3 | 14333 | 82.4 | 174 | 80+ | 3000 | 515.312
| DM1111096 | Bora Z LED 1x13850 G643 T830 L75 HSB | non-dimmable, I, IP23, IK07, UGR≤22, 75° beam optic, zinc-plated steel body with brackets for installation across cable trays | 3260-4100 | 75 | 80 |  | 100000/L80B10 | 3 | 13099 | 72.7 | 180 | 80+ | 3000 | 600.624
| DM1111097 | Bora Z LED 1x16450 G644 T830 L75 HSB | non-dimmable, I, IP23, IK07, UGR≤22, 75° beam optic, zinc-plated steel body with brackets for installation across cable trays | 3260-4100 | 75 | 80 |  | 100000/L80B10 | 3 | 15576 | 87 | 179 | 80+ | 3000 | 609.052
| DM1111098 | Bora Z LED 1x18900 G645 T830 L75 HSB | non-dimmable, I, IP23, IK07, UGR≤22, 75° beam optic, zinc-plated steel body with brackets for installation across cable trays | 3260-4100 | 75 | 80 |  | 100000/L80B10 | 3 | 17916 | 101.9 | 176 | 80+ | 3000 | 609.052
| DM1111099 | Bora Z LED 1x5550 G634 T840 L75 HSB | non-dimmable, I, IP23, IK07, UGR≤22, 75° beam optic, zinc-plated steel body with brackets for installation across cable trays | 1606-2446 | 75 | 80 |  | 100000/L80B10 | 3 | 5523 | 30 | 184 | 80+ | 4000 | 321.425
| DM1111100 | Bora Z LED 1x6600 G635 T840 L75 HSB | non-dimmable, I, IP23, IK07, UGR≤22, 75° beam optic, zinc-plated steel body with brackets for installation across cable trays | 1606-2446 | 75 | 80 |  | 100000/L80B10 | 3 | 6567 | 35.9 | 183 | 80+ | 4000 | 321.425
| DM1111101 | Bora Z LED 1x7600 G636 T840 L75 HSB | non-dimmable, I, IP23, IK07, UGR≤22, 75° beam optic, zinc-plated steel body with brackets for installation across cable trays | 1606-2446 | 75 | 80 |  | 100000/L80B10 | 3 | 7554 | 41.6 | 182 | 80+ | 4000 | 322.156
| DM1111102 | Bora Z LED 1x6950 G637 T840 L75 HSB | non-dimmable, I, IP23, IK07, UGR≤22, 75° beam optic, zinc-plated steel body with brackets for installation across cable trays | 1906-2746 | 75 | 80 |  | 100000/L80B10 | 3 | 6904 | 36.7 | 188 | 80+ | 4000 | 368.209
| DM1111103 | Bora Z LED 1x8250 G638 T840 L75 HSB | non-dimmable, I, IP23, IK07, UGR≤22, 75° beam optic, zinc-plated steel body with brackets for installation across cable trays | 1906-2746 | 75 | 80 |  | 100000/L80B10 | 3 | 8209 | 44.4 | 185 | 80+ | 4000 | 373.412
| DM1111104 | Bora Z LED 1x9450 G639 T840 L75 HSB | non-dimmable, I, IP23, IK07, UGR≤22, 75° beam optic, zinc-plated steel body with brackets for installation across cable trays | 1906-2746 | 75 | 80 |  | 100000/L80B10 | 3 | 9442 | 51.5 | 183 | 80+ | 4000 | 373.412
| DM1111105 | Bora Z LED 1x11050 G640 T840 L75 HSB | non-dimmable, I, IP23, IK07, UGR≤22, 75° beam optic, zinc-plated steel body with brackets for installation across cable trays | 2746-3586 | 75 | 80 |  | 100000/L80B10 | 3 | 11046 | 58.1 | 190 | 80+ | 4000 | 509.163
| DM1111106 | Bora Z LED 1x13150 G641 T840 L75 HSB | non-dimmable, I, IP23, IK07, UGR≤22, 75° beam optic, zinc-plated steel body with brackets for installation across cable trays | 2746-3586 | 75 | 80 |  | 100000/L80B10 | 3 | 13134 | 70.3 | 187 | 80+ | 4000 | 515.312
| DM1111107 | Bora Z LED 1x15150 G642 T840 L75 HSB | non-dimmable, I, IP23, IK07, UGR≤22, 75° beam optic, zinc-plated steel body with brackets for installation across cable trays | 2746-3586 | 75 | 80 |  | 100000/L80B10 | 3 | 15108 | 82.4 | 183 | 80+ | 4000 | 515.312
| DM1111108 | Bora Z LED 1x13850 G643 T840 L75 HSB | non-dimmable, I, IP23, IK07, UGR≤22, 75° beam optic, zinc-plated steel body with brackets for installation across cable trays | 3260-4100 | 75 | 80 |  | 100000/L80B10 | 3 | 13808 | 72.7 | 190 | 80+ | 4000 | 600.624
| DM1111109 | Bora Z LED 1x16450 G644 T840 L75 HSB | non-dimmable, I, IP23, IK07, UGR≤22, 75° beam optic, zinc-plated steel body with brackets for installation across cable trays | 3260-4100 | 75 | 80 |  | 100000/L80B10 | 3 | 16418 | 87 | 189 | 80+ | 4000 | 609.052
| DM1111110 | Bora Z LED 1x18900 G645 T840 L75 HSB | non-dimmable, I, IP23, IK07, UGR≤22, 75° beam optic, zinc-plated steel body with brackets for installation across cable trays | 3260-4100 | 75 | 80 |  | 100000/L80B10 | 3 | 18884 | 101.9 | 185 | 80+ | 4000 | 609.052
| DM1111981 | Bora Z LED 1x5550 G634 T830 L75W HSB | non-dimmable, I, IP23, IK07, UGR≤19, 75° wide beam optic, zinc-plated steel body with brackets for installation across cable trays | 1606-2446 | 75 | 80 |  | 100000/L80B10 | 3 | 5240 | 30 | 175 | 80+ | 3000 | 321.425
| DM1111982 | Bora Z LED 1x6600 G635 T830 L75W HSB | non-dimmable, I, IP23, IK07, UGR≤19, 75° wide beam optic, zinc-plated steel body with brackets for installation across cable trays | 1606-2446 | 75 | 80 |  | 100000/L80B10 | 3 | 6230 | 35.9 | 174 | 80+ | 3000 | 321.425
| DM1111983 | Bora Z LED 1x7600 G636 T830 L75W HSB | non-dimmable, I, IP23, IK07, UGR≤19, 75° wide beam optic, zinc-plated steel body with brackets for installation across cable trays | 1606-2446 | 75 | 80 |  | 100000/L80B10 | 3 | 7166 | 41.6 | 172 | 80+ | 3000 | 322.156
| DM1111984 | Bora Z LED 1x6950 G637 T830 L75W HSB | non-dimmable, I, IP23, IK07, UGR≤19, 75° wide beam optic, zinc-plated steel body with brackets for installation across cable trays | 1906-2746 | 75 | 80 |  | 100000/L80B10 | 3 | 6550 | 36.7 | 178 | 80+ | 3000 | 368.209
| DM1111985 | Bora Z LED 1x8250 G638 T830 L75W HSB | non-dimmable, I, IP23, IK07, UGR≤19, 75° wide beam optic, zinc-plated steel body with brackets for installation across cable trays | 1906-2746 | 75 | 80 |  | 100000/L80B10 | 3 | 7788 | 44.4 | 175 | 80+ | 3000 | 373.412
| DM1111986 | Bora Z LED 1x9450 G639 T830 L75W HSB | non-dimmable, I, IP23, IK07, UGR≤19, 75° wide beam optic, zinc-plated steel body with brackets for installation across cable trays | 1906-2746 | 75 | 80 |  | 100000/L80B10 | 3 | 8958 | 51.5 | 174 | 80+ | 3000 | 373.412
| DM1111987 | Bora Z LED 1x11050 G640 T830 L75W HSB | non-dimmable, I, IP23, IK07, UGR≤19, 75° wide beam optic, zinc-plated steel body with brackets for installation across cable trays | 2746-3586 | 75 | 80 |  | 100000/L80B10 | 3 | 10480 | 58.1 | 180 | 80+ | 3000 | 509.163
| DM1111988 | Bora Z LED 1x13150 G641 T830 L75W HSB | non-dimmable, I, IP23, IK07, UGR≤19, 75° wide beam optic, zinc-plated steel body with brackets for installation across cable trays | 2746-3586 | 75 | 80 |  | 100000/L80B10 | 3 | 12461 | 70.3 | 177 | 80+ | 3000 | 515.312
| DM1111989 | Bora Z LED 1x15150 G642 T830 L75W HSB | non-dimmable, I, IP23, IK07, UGR≤19, 75° wide beam optic, zinc-plated steel body with brackets for installation across cable trays | 2746-3586 | 75 | 80 |  | 100000/L80B10 | 3 | 14333 | 82.4 | 174 | 80+ | 3000 | 515.312
| DM1111990 | Bora Z LED 1x13850 G643 T830 L75W HSB | non-dimmable, I, IP23, IK07, UGR≤19, 75° wide beam optic, zinc-plated steel body with brackets for installation across cable trays | 3260-4100 | 75 | 80 |  | 100000/L80B10 | 3 | 13099 | 72.7 | 180 | 80+ | 3000 | 600.624
| DM1111991 | Bora Z LED 1x16450 G644 T830 L75W HSB | non-dimmable, I, IP23, IK07, UGR≤19, 75° wide beam optic, zinc-plated steel body with brackets for installation across cable trays | 3260-4100 | 75 | 80 |  | 100000/L80B10 | 3 | 15576 | 87 | 179 | 80+ | 3000 | 609.052
| DM1111992 | Bora Z LED 1x18900 G645 T830 L75W HSB | non-dimmable, I, IP23, IK07, UGR≤19, 75° wide beam optic, zinc-plated steel body with brackets for installation across cable trays | 3260-4100 | 75 | 80 |  | 100000/L80B10 | 3 | 17916 | 101.9 | 176 | 80+ | 3000 | 609.052
| DM1111993 | Bora Z LED 1x5550 G634 T840 L75W HSB | non-dimmable, I, IP23, IK07, UGR≤19, 75° wide beam optic, zinc-plated steel body with brackets for installation across cable trays | 1606-2446 | 75 | 80 |  | 100000/L80B10 | 3 | 5523 | 30 | 184 | 80+ | 4000 | 321.425
| DM1111994 | Bora Z LED 1x6600 G635 T840 L75W HSB | non-dimmable, I, IP23, IK07, UGR≤19, 75° wide beam optic, zinc-plated steel body with brackets for installation across cable trays | 1606-2446 | 75 | 80 |  | 100000/L80B10 | 3 | 6567 | 35.9 | 183 | 80+ | 4000 | 321.425
| DM1111995 | Bora Z LED 1x7600 G636 T840 L75W HSB | non-dimmable, I, IP23, IK07, UGR≤19, 75° wide beam optic, zinc-plated steel body with brackets for installation across cable trays | 1606-2446 | 75 | 80 |  | 100000/L80B10 | 3 | 7554 | 41.6 | 182 | 80+ | 4000 | 322.156
| DM1111996 | Bora Z LED 1x6950 G637 T840 L75W HSB | non-dimmable, I, IP23, IK07, UGR≤19, 75° wide beam optic, zinc-plated steel body with brackets for installation across cable trays | 1906-2746 | 75 | 80 |  | 100000/L80B10 | 3 | 6904 | 36.7 | 188 | 80+ | 4000 | 368.209
| DM1111997 | Bora Z LED 1x8250 G638 T840 L75W HSB | non-dimmable, I, IP23, IK07, UGR≤19, 75° wide beam optic, zinc-plated steel body with brackets for installation across cable trays | 1906-2746 | 75 | 80 |  | 100000/L80B10 | 3 | 8209 | 44.4 | 185 | 80+ | 4000 | 373.412
| DM1111998 | Bora Z LED 1x9450 G639 T840 L75W HSB | non-dimmable, I, IP23, IK07, UGR≤19, 75° wide beam optic, zinc-plated steel body with brackets for installation across cable trays | 1906-2746 | 75 | 80 |  | 100000/L80B10 | 3 | 9442 | 51.5 | 183 | 80+ | 4000 | 373.412
| DM1111999 | Bora Z LED 1x11050 G640 T840 L75W HSB | non-dimmable, I, IP23, IK07, UGR≤19, 75° wide beam optic, zinc-plated steel body with brackets for installation across cable trays | 2746-3586 | 75 | 80 |  | 100000/L80B10 | 3 | 11046 | 58.1 | 190 | 80+ | 4000 | 509.163
| DM1112000 | Bora Z LED 1x13150 G641 T840 L75W HSB | non-dimmable, I, IP23, IK07, UGR≤19, 75° wide beam optic, zinc-plated steel body with brackets for installation across cable trays | 2746-3586 | 75 | 80 |  | 100000/L80B10 | 3 | 13134 | 70.3 | 187 | 80+ | 4000 | 515.312
| DM1112001 | Bora Z LED 1x15150 G642 T840 L75W HSB | non-dimmable, I, IP23, IK07, UGR≤19, 75° wide beam optic, zinc-plated steel body with brackets for installation across cable trays | 2746-3586 | 75 | 80 |  | 100000/L80B10 | 3 | 15108 | 82.4 | 183 | 80+ | 4000 | 515.312
| DM1112002 | Bora Z LED 1x13850 G643 T840 L75W HSB | non-dimmable, I, IP23, IK07, UGR≤19, 75° wide beam optic, zinc-plated steel body with brackets for installation across cable trays | 3260-4100 | 75 | 80 |  | 100000/L80B10 | 3 | 13808 | 72.7 | 190 | 80+ | 4000 | 600.624
| DM1112003 | Bora Z LED 1x16450 G644 T840 L75W HSB | non-dimmable, I, IP23, IK07, UGR≤19, 75° wide beam optic, zinc-plated steel body with brackets for installation across cable trays | 3260-4100 | 75 | 80 |  | 100000/L80B10 | 3 | 16418 | 87 | 189 | 80+ | 4000 | 609.052
| DM1112004 | Bora Z LED 1x18900 G645 T840 L75W HSB | non-dimmable, I, IP23, IK07, UGR≤19, 75° wide beam optic, zinc-plated steel body with brackets for installation across cable trays | 3260-4100 | 75 | 80 |  | 100000/L80B10 | 3 | 18884 | 101.9 | 185 | 80+ | 4000 | 609.052
| DM1112005 | Bora Z LED 1x5550 G634 T830 L90W HSB | non-dimmable, I, IP23, IK07, UGR≤22, 90° wide beam optic, zinc-plated steel body with brackets for installation across cable trays | 1606-2446 | 75 | 80 |  | 100000/L80B10 | 3 | 5240 | 30 | 175 | 80+ | 3000 | 321.425
| DM1112006 | Bora Z LED 1x6600 G635 T830 L90W HSB | non-dimmable, I, IP23, IK07, UGR≤22, 90° wide beam optic, zinc-plated steel body with brackets for installation across cable trays | 1606-2446 | 75 | 80 |  | 100000/L80B10 | 3 | 6230 | 35.9 | 174 | 80+ | 3000 | 321.425
| DM1112007 | Bora Z LED 1x7600 G636 T830 L90W HSB | non-dimmable, I, IP23, IK07, UGR≤22, 90° wide beam optic, zinc-plated steel body with brackets for installation across cable trays | 1606-2446 | 75 | 80 |  | 100000/L80B10 | 3 | 7166 | 41.6 | 172 | 80+ | 3000 | 322.156
| DM1112008 | Bora Z LED 1x6950 G637 T830 L90W HSB | non-dimmable, I, IP23, IK07, UGR≤22, 90° wide beam optic, zinc-plated steel body with brackets for installation across cable trays | 1906-2746 | 75 | 80 |  | 100000/L80B10 | 3 | 6550 | 36.7 | 178 | 80+ | 3000 | 368.209
| DM1112009 | Bora Z LED 1x8250 G638 T830 L90W HSB | non-dimmable, I, IP23, IK07, UGR≤22, 90° wide beam optic, zinc-plated steel body with brackets for installation across cable trays | 1906-2746 | 75 | 80 |  | 100000/L80B10 | 3 | 7788 | 44.4 | 175 | 80+ | 3000 | 373.412
| DM1112010 | Bora Z LED 1x9450 G639 T830 L90W HSB | non-dimmable, I, IP23, IK07, UGR≤22, 90° wide beam optic, zinc-plated steel body with brackets for installation across cable trays | 1906-2746 | 75 | 80 |  | 100000/L80B10 | 3 | 8958 | 51.5 | 174 | 80+ | 3000 | 373.412
| DM1112011 | Bora Z LED 1x11050 G640 T830 L90W HSB | non-dimmable, I, IP23, IK07, UGR≤22, 90° wide beam optic, zinc-plated steel body with brackets for installation across cable trays | 2746-3586 | 75 | 80 |  | 100000/L80B10 | 3 | 10480 | 58.1 | 180 | 80+ | 3000 | 509.163
| DM1112012 | Bora Z LED 1x13150 G641 T830 L90W HSB | non-dimmable, I, IP23, IK07, UGR≤22, 90° wide beam optic, zinc-plated steel body with brackets for installation across cable trays | 2746-3586 | 75 | 80 |  | 100000/L80B10 | 3 | 12461 | 70.3 | 177 | 80+ | 3000 | 515.312
| DM1112013 | Bora Z LED 1x15150 G642 T830 L90W HSB | non-dimmable, I, IP23, IK07, UGR≤22, 90° wide beam optic, zinc-plated steel body with brackets for installation across cable trays | 2746-3586 | 75 | 80 |  | 100000/L80B10 | 3 | 14333 | 82.4 | 174 | 80+ | 3000 | 515.312
| DM1112014 | Bora Z LED 1x13850 G643 T830 L90W HSB | non-dimmable, I, IP23, IK07, UGR≤22, 90° wide beam optic, zinc-plated steel body with brackets for installation across cable trays | 3260-4100 | 75 | 80 |  | 100000/L80B10 | 3 | 13099 | 72.7 | 180 | 80+ | 3000 | 600.624
| DM1112015 | Bora Z LED 1x16450 G644 T830 L90W HSB | non-dimmable, I, IP23, IK07, UGR≤22, 90° wide beam optic, zinc-plated steel body with brackets for installation across cable trays | 3260-4100 | 75 | 80 |  | 100000/L80B10 | 3 | 15576 | 87 | 179 | 80+ | 3000 | 609.052
| DM1112016 | Bora Z LED 1x18900 G645 T830 L90W HSB | non-dimmable, I, IP23, IK07, UGR≤22, 90° wide beam optic, zinc-plated steel body with brackets for installation across cable trays | 3260-4100 | 75 | 80 |  | 100000/L80B10 | 3 | 17916 | 101.9 | 176 | 80+ | 3000 | 609.052
| DM1112017 | Bora Z LED 1x5550 G634 T840 L90W HSB | non-dimmable, I, IP23, IK07, UGR≤22, 90° wide beam optic, zinc-plated steel body with brackets for installation across cable trays | 1606-2446 | 75 | 80 |  | 100000/L80B10 | 3 | 5523 | 30 | 184 | 80+ | 4000 | 321.425
| DM1112018 | Bora Z LED 1x6600 G635 T840 L90W HSB | non-dimmable, I, IP23, IK07, UGR≤22, 90° wide beam optic, zinc-plated steel body with brackets for installation across cable trays | 1606-2446 | 75 | 80 |  | 100000/L80B10 | 3 | 6567 | 35.9 | 183 | 80+ | 4000 | 321.425
| DM1112019 | Bora Z LED 1x7600 G636 T840 L90W HSB | non-dimmable, I, IP23, IK07, UGR≤22, 90° wide beam optic, zinc-plated steel body with brackets for installation across cable trays | 1606-2446 | 75 | 80 |  | 100000/L80B10 | 3 | 7554 | 41.6 | 182 | 80+ | 4000 | 322.156
| DM1112020 | Bora Z LED 1x6950 G637 T840 L90W HSB | non-dimmable, I, IP23, IK07, UGR≤22, 90° wide beam optic, zinc-plated steel body with brackets for installation across cable trays | 1906-2746 | 75 | 80 |  | 100000/L80B10 | 3 | 6904 | 36.7 | 188 | 80+ | 4000 | 368.209
| DM1112021 | Bora Z LED 1x8250 G638 T840 L90W HSB | non-dimmable, I, IP23, IK07, UGR≤22, 90° wide beam optic, zinc-plated steel body with brackets for installation across cable trays | 1906-2746 | 75 | 80 |  | 100000/L80B10 | 3 | 8209 | 44.4 | 185 | 80+ | 4000 | 373.412
| DM1112022 | Bora Z LED 1x9450 G639 T840 L90W HSB | non-dimmable, I, IP23, IK07, UGR≤22, 90° wide beam optic, zinc-plated steel body with brackets for installation across cable trays | 1906-2746 | 75 | 80 |  | 100000/L80B10 | 3 | 9442 | 51.5 | 183 | 80+ | 4000 | 373.412
| DM1112023 | Bora Z LED 1x11050 G640 T840 L90W HSB | non-dimmable, I, IP23, IK07, UGR≤22, 90° wide beam optic, zinc-plated steel body with brackets for installation across cable trays | 2746-3586 | 75 | 80 |  | 100000/L80B10 | 3 | 11046 | 58.1 | 190 | 80+ | 4000 | 509.163
| DM1112024 | Bora Z LED 1x13150 G641 T840 L90W HSB | non-dimmable, I, IP23, IK07, UGR≤22, 90° wide beam optic, zinc-plated steel body with brackets for installation across cable trays | 2746-3586 | 75 | 80 |  | 100000/L80B10 | 3 | 13134 | 70.3 | 187 | 80+ | 4000 | 515.312
| DM1112025 | Bora Z LED 1x15150 G642 T840 L90W HSB | non-dimmable, I, IP23, IK07, UGR≤22, 90° wide beam optic, zinc-plated steel body with brackets for installation across cable trays | 2746-3586 | 75 | 80 |  | 100000/L80B10 | 3 | 15108 | 82.4 | 183 | 80+ | 4000 | 515.312
| DM1112026 | Bora Z LED 1x13850 G643 T840 L90W HSB | non-dimmable, I, IP23, IK07, UGR≤22, 90° wide beam optic, zinc-plated steel body with brackets for installation across cable trays | 3260-4100 | 75 | 80 |  | 100000/L80B10 | 3 | 13808 | 72.7 | 190 | 80+ | 4000 | 600.624
| DM1112027 | Bora Z LED 1x16450 G644 T840 L90W HSB | non-dimmable, I, IP23, IK07, UGR≤22, 90° wide beam optic, zinc-plated steel body with brackets for installation across cable trays | 3260-4100 | 75 | 80 |  | 100000/L80B10 | 3 | 16418 | 87 | 189 | 80+ | 4000 | 609.052
| DM1112028 | Bora Z LED 1x18900 G645 T840 L90W HSB | non-dimmable, I, IP23, IK07, UGR≤22, 90° wide beam optic, zinc-plated steel body with brackets for installation across cable trays | 3260-4100 | 75 | 80 |  | 100000/L80B10 | 3 | 18884 | 101.9 | 185 | 80+ | 4000 | 609.052
| DM1112029 | Bora Z LED 1x5550 G634 T830 L2A25 HSB | non-dimmable, I, IP23, IK07, UGR≤22, double asymmetrical optic, zinc-plated steel body with brackets for installation across cable trays | 1606-2446 | 75 | 80 |  | 100000/L80B10 | 3 | 5240 | 30 | 175 | 80+ | 3000 | 321.425
| DM1112030 | Bora Z LED 1x6600 G635 T830 L2A25 HSB | non-dimmable, I, IP23, IK07, UGR≤22, double asymmetrical optic, zinc-plated steel body with brackets for installation across cable trays | 1606-2446 | 75 | 80 |  | 100000/L80B10 | 3 | 6230 | 35.9 | 174 | 80+ | 3000 | 321.425
| DM1112031 | Bora Z LED 1x7600 G636 T830 L2A25 HSB | non-dimmable, I, IP23, IK07, UGR≤22, double asymmetrical optic, zinc-plated steel body with brackets for installation across cable trays | 1606-2446 | 75 | 80 |  | 100000/L80B10 | 3 | 7166 | 41.6 | 172 | 80+ | 3000 | 322.156
| DM1112032 | Bora Z LED 1x6950 G637 T830 L2A25 HSB | non-dimmable, I, IP23, IK07, UGR≤22, double asymmetrical optic, zinc-plated steel body with brackets for installation across cable trays | 1906-2746 | 75 | 80 |  | 100000/L80B10 | 3 | 6550 | 36.7 | 178 | 80+ | 3000 | 368.209
| DM1112033 | Bora Z LED 1x8250 G638 T830 L2A25 HSB | non-dimmable, I, IP23, IK07, UGR≤22, double asymmetrical optic, zinc-plated steel body with brackets for installation across cable trays | 1906-2746 | 75 | 80 |  | 100000/L80B10 | 3 | 7788 | 44.4 | 175 | 80+ | 3000 | 373.412
| DM1112034 | Bora Z LED 1x9450 G639 T830 L2A25 HSB | non-dimmable, I, IP23, IK07, UGR≤22, double asymmetrical optic, zinc-plated steel body with brackets for installation across cable trays | 1906-2746 | 75 | 80 |  | 100000/L80B10 | 3 | 8958 | 51.5 | 174 | 80+ | 3000 | 373.412
| DM1112035 | Bora Z LED 1x11050 G640 T830 L2A25 HSB | non-dimmable, I, IP23, IK07, UGR≤22, double asymmetrical optic, zinc-plated steel body with brackets for installation across cable trays | 2746-3586 | 75 | 80 |  | 100000/L80B10 | 3 | 10480 | 58.1 | 180 | 80+ | 3000 | 509.163
| DM1112036 | Bora Z LED 1x13150 G641 T830 L2A25 HSB | non-dimmable, I, IP23, IK07, UGR≤22, double asymmetrical optic, zinc-plated steel body with brackets for installation across cable trays | 2746-3586 | 75 | 80 |  | 100000/L80B10 | 3 | 12461 | 70.3 | 177 | 80+ | 3000 | 515.312
| DM1112037 | Bora Z LED 1x15150 G642 T830 L2A25 HSB | non-dimmable, I, IP23, IK07, UGR≤22, double asymmetrical optic, zinc-plated steel body with brackets for installation across cable trays | 2746-3586 | 75 | 80 |  | 100000/L80B10 | 3 | 14333 | 82.4 | 174 | 80+ | 3000 | 515.312
| DM1112038 | Bora Z LED 1x13850 G643 T830 L2A25 HSB | non-dimmable, I, IP23, IK07, UGR≤22, double asymmetrical optic, zinc-plated steel body with brackets for installation across cable trays | 3260-4100 | 75 | 80 |  | 100000/L80B10 | 3 | 13099 | 72.7 | 180 | 80+ | 3000 | 600.624
| DM1112039 | Bora Z LED 1x16450 G644 T830 L2A25 HSB | non-dimmable, I, IP23, IK07, UGR≤22, double asymmetrical optic, zinc-plated steel body with brackets for installation across cable trays | 3260-4100 | 75 | 80 |  | 100000/L80B10 | 3 | 15576 | 87 | 179 | 80+ | 3000 | 609.052
| DM1112040 | Bora Z LED 1x18900 G645 T830 L2A25 HSB | non-dimmable, I, IP23, IK07, UGR≤22, double asymmetrical optic, zinc-plated steel body with brackets for installation across cable trays | 3260-4100 | 75 | 80 |  | 100000/L80B10 | 3 | 17916 | 101.9 | 176 | 80+ | 3000 | 609.052
| DM1112041 | Bora Z LED 1x5550 G634 T840 L2A25 HSB | non-dimmable, I, IP23, IK07, UGR≤22, double asymmetrical optic, zinc-plated steel body with brackets for installation across cable trays | 1606-2446 | 75 | 80 |  | 100000/L80B10 | 3 | 5523 | 30 | 184 | 80+ | 4000 | 321.425
| DM1112042 | Bora Z LED 1x6600 G635 T840 L2A25 HSB | non-dimmable, I, IP23, IK07, UGR≤22, double asymmetrical optic, zinc-plated steel body with brackets for installation across cable trays | 1606-2446 | 75 | 80 |  | 100000/L80B10 | 3 | 6567 | 35.9 | 183 | 80+ | 4000 | 321.425
| DM1112043 | Bora Z LED 1x7600 G636 T840 L2A25 HSB | non-dimmable, I, IP23, IK07, UGR≤22, double asymmetrical optic, zinc-plated steel body with brackets for installation across cable trays | 1606-2446 | 75 | 80 |  | 100000/L80B10 | 3 | 7554 | 41.6 | 182 | 80+ | 4000 | 322.156
| DM1112044 | Bora Z LED 1x6950 G637 T840 L2A25 HSB | non-dimmable, I, IP23, IK07, UGR≤22, double asymmetrical optic, zinc-plated steel body with brackets for installation across cable trays | 1906-2746 | 75 | 80 |  | 100000/L80B10 | 3 | 6904 | 36.7 | 188 | 80+ | 4000 | 368.209
| DM1112045 | Bora Z LED 1x8250 G638 T840 L2A25 HSB | non-dimmable, I, IP23, IK07, UGR≤22, double asymmetrical optic, zinc-plated steel body with brackets for installation across cable trays | 1906-2746 | 75 | 80 |  | 100000/L80B10 | 3 | 8209 | 44.4 | 185 | 80+ | 4000 | 373.412
| DM1112046 | Bora Z LED 1x9450 G639 T840 L2A25 HSB | non-dimmable, I, IP23, IK07, UGR≤22, double asymmetrical optic, zinc-plated steel body with brackets for installation across cable trays | 1906-2746 | 75 | 80 |  | 100000/L80B10 | 3 | 9442 | 51.5 | 183 | 80+ | 4000 | 373.412
| DM1112047 | Bora Z LED 1x11050 G640 T840 L2A25 HSB | non-dimmable, I, IP23, IK07, UGR≤22, double asymmetrical optic, zinc-plated steel body with brackets for installation across cable trays | 2746-3586 | 75 | 80 |  | 100000/L80B10 | 3 | 11046 | 58.1 | 190 | 80+ | 4000 | 509.163
| DM1112048 | Bora Z LED 1x13150 G641 T840 L2A25 HSB | non-dimmable, I, IP23, IK07, UGR≤22, double asymmetrical optic, zinc-plated steel body with brackets for installation across cable trays | 2746-3586 | 75 | 80 |  | 100000/L80B10 | 3 | 13134 | 70.3 | 187 | 80+ | 4000 | 515.312
| DM1112049 | Bora Z LED 1x15150 G642 T840 L2A25 HSB | non-dimmable, I, IP23, IK07, UGR≤22, double asymmetrical optic, zinc-plated steel body with brackets for installation across cable trays | 2746-3586 | 75 | 80 |  | 100000/L80B10 | 3 | 15108 | 82.4 | 183 | 80+ | 4000 | 515.312
| DM1112050 | Bora Z LED 1x13850 G643 T840 L2A25 HSB | non-dimmable, I, IP23, IK07, UGR≤22, double asymmetrical optic, zinc-plated steel body with brackets for installation across cable trays | 3260-4100 | 75 | 80 |  | 100000/L80B10 | 3 | 13808 | 72.7 | 190 | 80+ | 4000 | 600.624
| DM1112051 | Bora Z LED 1x16450 G644 T840 L2A25 HSB | non-dimmable, I, IP23, IK07, UGR≤22, double asymmetrical optic, zinc-plated steel body with brackets for installation across cable trays | 3260-4100 | 75 | 80 |  | 100000/L80B10 | 3 | 16418 | 87 | 189 | 80+ | 4000 | 609.052
| DM1112052 | Bora Z LED 1x18900 G645 T840 L2A25 HSB | non-dimmable, I, IP23, IK07, UGR≤22, double asymmetrical optic, zinc-plated steel body with brackets for installation across cable trays | 3260-4100 | 75 | 80 |  | 100000/L80B10 | 3 | 18884 | 101.9 | 185 | 80+ | 4000 | 609.052
| DM1112053 | Bora Z LED 1x5550 G634 T830 L1A18 HSB | non-dimmable, I, IP23, IK07, asymmetrical optic, zinc-plated steel body with brackets for installation across cable trays | 1606-2446 | 75 | 80 |  | 100000/L80B10 | 3 | 5131 | 30 | 171 | 80+ | 3000 | 321.425
| DM1112054 | Bora Z LED 1x6600 G635 T830 L1A18 HSB | non-dimmable, I, IP23, IK07, asymmetrical optic, zinc-plated steel body with brackets for installation across cable trays | 1606-2446 | 75 | 80 |  | 100000/L80B10 | 3 | 6100 | 35.9 | 170 | 80+ | 3000 | 321.425
| DM1112055 | Bora Z LED 1x7600 G636 T830 L1A18 HSB | non-dimmable, I, IP23, IK07, asymmetrical optic, zinc-plated steel body with brackets for installation across cable trays | 1606-2446 | 75 | 80 |  | 100000/L80B10 | 3 | 7017 | 41.6 | 169 | 80+ | 3000 | 322.156
| DM1112056 | Bora Z LED 1x6950 G637 T830 L1A18 HSB | non-dimmable, I, IP23, IK07, asymmetrical optic, zinc-plated steel body with brackets for installation across cable trays | 1906-2746 | 75 | 80 |  | 100000/L80B10 | 3 | 6413 | 36.7 | 175 | 80+ | 3000 | 368.209
| DM1112057 | Bora Z LED 1x8250 G638 T830 L1A18 HSB | non-dimmable, I, IP23, IK07, asymmetrical optic, zinc-plated steel body with brackets for installation across cable trays | 1906-2746 | 75 | 80 |  | 100000/L80B10 | 3 | 7626 | 44.4 | 172 | 80+ | 3000 | 373.412
| DM1112058 | Bora Z LED 1x9450 G639 T830 L1A18 HSB | non-dimmable, I, IP23, IK07, asymmetrical optic, zinc-plated steel body with brackets for installation across cable trays | 1906-2746 | 75 | 80 |  | 100000/L80B10 | 3 | 8771 | 51.5 | 170 | 80+ | 3000 | 373.412
| DM1112059 | Bora Z LED 1x11050 G640 T830 L1A18 HSB | non-dimmable, I, IP23, IK07, asymmetrical optic, zinc-plated steel body with brackets for installation across cable trays | 2746-3586 | 75 | 80 |  | 100000/L80B10 | 3 | 10261 | 58.1 | 177 | 80+ | 3000 | 509.163
| DM1112060 | Bora Z LED 1x13150 G641 T830 L1A18 HSB | non-dimmable, I, IP23, IK07, asymmetrical optic, zinc-plated steel body with brackets for installation across cable trays | 2746-3586 | 75 | 80 |  | 100000/L80B10 | 3 | 12201 | 70.3 | 174 | 80+ | 3000 | 515.312
| DM1112061 | Bora Z LED 1x15150 G642 T830 L1A18 HSB | non-dimmable, I, IP23, IK07, asymmetrical optic, zinc-plated steel body with brackets for installation across cable trays | 2746-3586 | 75 | 80 |  | 100000/L80B10 | 3 | 14034 | 82.4 | 170 | 80+ | 3000 | 515.312
| DM1112062 | Bora Z LED 1x13850 G643 T830 L1A18 HSB | non-dimmable, I, IP23, IK07, asymmetrical optic, zinc-plated steel body with brackets for installation across cable trays | 3260-4100 | 75 | 80 |  | 100000/L80B10 | 3 | 12827 | 72.7 | 176 | 80+ | 3000 | 600.624
| DM1112063 | Bora Z LED 1x16450 G644 T830 L1A18 HSB | non-dimmable, I, IP23, IK07, asymmetrical optic, zinc-plated steel body with brackets for installation across cable trays | 3260-4100 | 75 | 80 |  | 100000/L80B10 | 3 | 15251 | 87 | 175 | 80+ | 3000 | 609.052
| DM1112064 | Bora Z LED 1x18900 G645 T830 L1A18 HSB | non-dimmable, I, IP23, IK07, asymmetrical optic, zinc-plated steel body with brackets for installation across cable trays | 3260-4100 | 75 | 80 |  | 100000/L80B10 | 3 | 17543 | 101.9 | 172 | 80+ | 3000 | 609.052
| DM1112065 | Bora Z LED 1x5550 G634 T840 L1A18 HSB | non-dimmable, I, IP23, IK07, asymmetrical optic, zinc-plated steel body with brackets for installation across cable trays | 1606-2446 | 75 | 80 |  | 100000/L80B10 | 3 | 5408 | 30 | 180 | 80+ | 4000 | 321.425
| DM1112066 | Bora Z LED 1x6600 G635 T840 L1A18 HSB | non-dimmable, I, IP23, IK07, asymmetrical optic, zinc-plated steel body with brackets for installation across cable trays | 1606-2446 | 75 | 80 |  | 100000/L80B10 | 3 | 6430 | 35.9 | 179 | 80+ | 4000 | 321.425
| DM1112067 | Bora Z LED 1x7600 G636 T840 L1A18 HSB | non-dimmable, I, IP23, IK07, asymmetrical optic, zinc-plated steel body with brackets for installation across cable trays | 1606-2446 | 75 | 80 |  | 100000/L80B10 | 3 | 7396 | 41.6 | 178 | 80+ | 4000 | 322.156
| DM1112068 | Bora Z LED 1x6950 G637 T840 L1A18 HSB | non-dimmable, I, IP23, IK07, asymmetrical optic, zinc-plated steel body with brackets for installation across cable trays | 1906-2746 | 75 | 80 |  | 100000/L80B10 | 3 | 6760 | 36.7 | 184 | 80+ | 4000 | 368.209
| DM1112069 | Bora Z LED 1x8250 G638 T840 L1A18 HSB | non-dimmable, I, IP23, IK07, asymmetrical optic, zinc-plated steel body with brackets for installation across cable trays | 1906-2746 | 75 | 80 |  | 100000/L80B10 | 3 | 8038 | 44.4 | 181 | 80+ | 4000 | 373.412
| DM1112070 | Bora Z LED 1x9450 G639 T840 L1A18 HSB | non-dimmable, I, IP23, IK07, asymmetrical optic, zinc-plated steel body with brackets for installation across cable trays | 1906-2746 | 75 | 80 |  | 100000/L80B10 | 3 | 9246 | 51.5 | 180 | 80+ | 4000 | 373.412
| DM1112071 | Bora Z LED 1x11050 G640 T840 L1A18 HSB | non-dimmable, I, IP23, IK07, asymmetrical optic, zinc-plated steel body with brackets for installation across cable trays | 2746-3586 | 75 | 80 |  | 100000/L80B10 | 3 | 10816 | 58.1 | 186 | 80+ | 4000 | 509.163
| DM1112072 | Bora Z LED 1x13150 G641 T840 L1A18 HSB | non-dimmable, I, IP23, IK07, asymmetrical optic, zinc-plated steel body with brackets for installation across cable trays | 2746-3586 | 75 | 80 |  | 100000/L80B10 | 3 | 12860 | 70.3 | 183 | 80+ | 4000 | 515.312
| DM1112073 | Bora Z LED 1x15150 G642 T840 L1A18 HSB | non-dimmable, I, IP23, IK07, asymmetrical optic, zinc-plated steel body with brackets for installation across cable trays | 2746-3586 | 75 | 80 |  | 100000/L80B10 | 3 | 14793 | 82.4 | 180 | 80+ | 4000 | 515.312
| DM1112074 | Bora Z LED 1x13850 G643 T840 L1A18 HSB | non-dimmable, I, IP23, IK07, asymmetrical optic, zinc-plated steel body with brackets for installation across cable trays | 3260-4100 | 75 | 80 |  | 100000/L80B10 | 3 | 13520 | 72.7 | 186 | 80+ | 4000 | 600.624
| DM1112075 | Bora Z LED 1x16450 G644 T840 L1A18 HSB | non-dimmable, I, IP23, IK07, asymmetrical optic, zinc-plated steel body with brackets for installation across cable trays | 3260-4100 | 75 | 80 |  | 100000/L80B10 | 3 | 16076 | 87 | 185 | 80+ | 4000 | 609.052
| DM1112076 | Bora Z LED 1x18900 G645 T840 L1A18 HSB | non-dimmable, I, IP23, IK07, asymmetrical optic, zinc-plated steel body with brackets for installation across cable trays | 3260-4100 | 75 | 80 |  | 100000/L80B10 | 3 | 18491 | 101.9 | 181 | 80+ | 4000 | 609.052
Available options:
|  | L30 | Optics with 30° beam angle
|  | L40x75 | Optics with 40x75° beam angle
|  | L75W | Optics with 75° wide beam angle
|  | L75 | Optics with 75° beam angle
|  | L90W | Optics with 90° wide beam angle
|  | L2A25 | Optics with double asymmetric beam
|  | L1A18 | Optics with asymmetric beam
*note - please, specify direction for L1A18 optics
|  | DALI(G640...G642) | Driver with DALI interface and switch-control dimming | [11 empty] | 55
|  | DALI(G643) | Driver with DALI interface and switch-control dimming | [11 empty] | 55
|  | DALI(G634...G639, G645, G646) | Driver with DALI interface and switch-control dimming | [11 empty] | 55
*note - minimum dimming level for models: G640; G641; G642; G643; G644; G645 is 1%. For other models - 10%
|  | BLT | Integrated wireless control unit and driver for lighting control via mobile device (via Bluetooth) | [11 empty] | 313.7193
|  | KRBLT | Integrated wireless control unit and driver for lighting control via mobile device (KR system app), on/off | [11 empty] | 126.248
|  | KRBLT DALI | Integrated wireless control unit and driver for lighting control via mobile device (KR system app), DALI with integrated PS | [11 empty] | 236.07
|  | EM3 | Emergency version 3 hours | [11 empty] | 90
|  | EM3A | Emergency version equipped with an autonomous testing system, 3 hours | [11 empty] | 162.798
|  | EM3D | Emergency version 3 hours with DALI interface | [11 empty] | 268.578
*note - Operating temperature range for Luminaires with EM option,°C: ta 0... +35
|  | L1 | Driver connected to L1 line
|  | L2 | Driver connected to L2 line
|  | L3 | Driver connected to L3 line
|  | 2G | Strain relief for power supply cable, 2pcs | [11 empty] | 1.849
|  | T830 | Colour temperature 3000K, CRI 80+
|  | T840 | Colour temperature 4000K, CRI 80+
|  | T930 | Colour temperature 3000K, CRI 90+ | [11 empty] | 5.031
|  | T940 | Colour temperature 4000K, CRI 90+ | [11 empty] | 5.031
|  | HSB | Adjustable hanger support brackets for luminaire instalation across cable trays
| DM1109036 | Atria LED 1x2750 G675 T830 L1A18 | non-dimmable, I, IP40, IK05, asymmetrical optic, white steel body. | 1140 | 60 | 68 |  | 100000/L80B10 | 3 | 2606 | 15.9 | 164 | 80+ | 3000 | 229.964
| DM1109037 | Atria LED 1x3800 G676 T830 L1A18 | non-dimmable, I, IP40, IK05, asymmetrical optic, white steel body. | 1140 | 60 | 68 |  | 100000/L80B10 | 3 | 3564 | 22.6 | 158 | 80+ | 3000 | 227.728
| DM1109038 | Atria LED 1x3450 G677 T830 L1A18 | non-dimmable, I, IP40, IK05, asymmetrical optic, white steel body. | 1420 | 60 | 68 |  | 100000/L80B10 | 3 | 3258 | 19.2 | 170 | 80+ | 3000 | 269.696
| DM1109039 | Atria LED 1x4700 G678 T830 L1A18 | non-dimmable, I, IP40, IK05, asymmetrical optic, white steel body. | 1420 | 60 | 68 |  | 100000/L80B10 | 3 | 4456 | 27.9 | 160 | 80+ | 3000 | 267.202
| DM1108860 | Atria LED 1x2750 G675 T840 L1A18 | non-dimmable, I, IP40, IK05, asymmetrical optic, white steel body. | 1140 | 60 | 68 |  | 100000/L80B10 | 3 | 2747 | 15.9 | 173 | 80+ | 4000 | 229.749
| DM1108861 | Atria LED 1x3800 G676 T840 L1A18 | non-dimmable, I, IP40, IK05, asymmetrical optic, white steel body. | 1140 | 60 | 68 |  | 100000/L80B10 | 3 | 3757 | 22.6 | 166 | 80+ | 4000 | 227.255
| DM1108862 | Atria LED 1x3450 G677 T840 L1A18 | non-dimmable, I, IP40, IK05, asymmetrical optic, white steel body. | 1420 | 60 | 68 |  | 100000/L80B10 | 3 | 3434 | 19.2 | 179 | 80+ | 4000 | 269.481
| DM1108863 | Atria LED 1x4700 G678 T840 L1A18 | non-dimmable, I, IP40, IK05, asymmetrical optic, white steel body. | 1420 | 60 | 68 |  | 100000/L80B10 | 3 | 4696 | 27.9 | 168 | 80+ | 4000 | 266.944
Available options:
|  | DALI (G678; G677) | Driver with DALI interface and switch-control dimming | [11 empty] | 55
|  | DALI (G676; G678) | Driver with DALI interface and switch-control dimming | [11 empty] | 55
|  | BLT | Integrated wireless control unit and driver for lighting control via mobile device (via Bluetooth) | [11 empty] | 313.7193
|  | KRBLT | Integrated wireless control unit and driver for lighting control via mobile device (KR system app), on/off | [11 empty] | 126.248
|  | KRBLT DALI | Integrated wireless control unit and driver for lighting control via mobile device (KR system app), DALI with integrated PS | [11 empty] | 236.07
|  | EM3 | Emergency version 3 hours | [11 empty] | 90
|  | EM3A | Emergency version equipped with an autonomous testing system, 3 hours | [11 empty] | 162.798
|  | EM3D | Emergency version 3 hours with DALI interface | [11 empty] | 268.578
*note - Operating temperature range for Luminaires with EM option,°C: ta 0... +35
|  | RAL (>10pcs) | RAL colour | [11 empty] | 28.896
|  | RAL (<10pcs) | RAL colour | [11 empty] | 86.301
*note - price for uncommon RAL colour or quantity less then MOQ could be different from indicated. Ask before placing an order
|  | CBF3-2.0m clear | Cable 3x0.75mm² for suspended luminaire up to 2.0 meters, transparent | [11 empty] | 17.286
|  | CBF3-3.0m clear | Cable 3x0.75mm² for suspended luminaire up to 3.0 meters, transparent | [11 empty] | 18.662
|  | CBF5-2.0m clear | Cable 5x0.75mm² for suspended luminaire up to 2.0 meters, transparent | [11 empty] | 21.629
|  | CBF5-3.0m clear | Cable 5x0.75mm² for suspended luminaire up to 3.0 meters, transparent | [11 empty] | 29.799
|  | T830 | Colour temperature 3000K, CRI 80+
|  | T840 | Colour temperature 4000K, CRI 80+
Available accessories:
| DM9002149 | Suspension MTG KIT SUSI | Suspension wire set "I" type, 1.5m adjustable, 1pcs | [11 empty] | 12.728
*note - 2pcs MTG SUSI KIT for 1 luminaire required
| DM9026857 | WALL MTG KIT Atria LED G range RAL9003 S | Support bracket for luminaire installation onto wall. Atria LED, 2pcs | [11 empty] | 22.532
|  | I-JOIN MTG KIT Atria LED G range RAL9003 S | "I" type join kit for connecting luminaires in-line, 1pcs | [11 empty] | 4.816
| DM9002131 | CAP1 WHITE | Plastic cap for hiding cable inlet into ceilings, white | [11 empty] | 2.537
| DM9015089 | CAP1 CLEAR | Plastic cap for hiding cable inlet into ceilings, clear | [11 empty] | 2.537
| DM9015091 | CAP2 CLEAR | Plastic cap for hiding cable inlet into ceilings, clear | [11 empty] | 2.537
| DM9022161 | CAP4, light grey | Square decorative metal cap for hiding cable inlet into ceilings, light grey | 60 | 60 | 27 | [8 empty] | 15.265
| DM9024862 | CAP4, white | Square decorative metal cap for hiding cable inlet with suspension wire attachment point, push-in terminals 3x1x1.5mm2, white | 60 | 60 | 27 | [8 empty] | 15.265
| DM9025036 | CAP4, black | Square decorative metal cap for hiding cable inlet with suspension wire attachment point, push-in terminals 3x1x1.5mm2, black | 60 | 60 | 27 | [8 empty] | 15.265
| DM9033621 | CAP5, light grey | Square decorative metal cap for hiding cable inlet with suspension wire attachment point, push-in terminals 5x1x1.5mm2, light grey | 70 | 70 | 27 | [8 empty] | 21.156
| DM9033622 | CAP5, white | Square decorative metal cap for hiding cable inlet with suspension wire attachment point, push-in terminals 5x1x1.5mm2, white | 70 | 70 | 27 | [8 empty] | 21.156
| DM9033623 | CAP5, black | Square decorative metal cap for hiding cable inlet with suspension wire attachment point, push-in terminals 5x1x1.5mm2, black | 70 | 70 | 27 | [8 empty] | 21.156
| DM9003213 | CAP spiral cable 3x0.75 2.0m, white | Spiral cable 3x0.75mm² for suspended luminaire up to 2.0 meters, white | [11 empty] | 16.168
| DM9015093 | CAP cable 3x0.75 2.0m, white | Cable 3x0.75mm² for suspended luminaire up to 2.0 meters, white | [11 empty] | 7.568
| DM9015094 | CAP cable 3x0.75 2.0m, clear | Cable 3x0.75mm² for suspended luminaire up to 2.0 meters, transparent | [11 empty] | 15.91
| DM9016341 | CAP cable clip D6.3mm SET clear | Cable and suspension wire clip set, 4pcs. For cable diameter up to 6,3mm and wire diameter 1mm | [11 empty] | 2.752
*note - please always choose right mounting accessories before placing an order
| DM1121674 | Zodiaq LED1x11400 J778 T840 L90x90 3LIN 2G | non-dimmable, I, IP23, IK07, 90x90 optic, galvanized steel body | 1600 | 102 | 66 |  | 50000/L80B10 | 3 | 11391 | 68.7 | 166 | 80+ | 4000 | 284.23
| DM1121675 | Zodiaq LED1x13550 J779 T840 L90x90 3LIN 2G | non-dimmable, I, IP23, IK07, 90x90 optic, galvanized steel body | 1600 | 102 | 66 |  | 50000/L80B10 | 3 | 13547 | 83.4 | 162 | 80+ | 4000 | 284.23
| DM1121676 | Zodiaq LED1x15550 J780 T840 L90x90 3LIN 2G | non-dimmable, I, IP23, IK07, 90x90 optic, galvanized steel body | 1600 | 102 | 66 |  | 50000/L80B10 | 3 | 15517 | 97.2 | 160 | 80+ | 4000 | 290.809
| DM1121677 | Zodiaq LED1x16800 J781 T840 L90x90 3LIN 2G | non-dimmable, I, IP23, IK07, 90x90 optic, galvanized steel body | 1600 | 102 | 66 |  | 50000/L80B10 | 3 | 16782 | 103.1 | 163 | 80+ | 4000 | 317.34
Available options:
|  | T830 | Colour temperature 3000K, CRI 80+
|  | T840 | Colour temperature 4000K, CRI 80+
|  | L30x65 | Optics with 30x65 beam angle
|  | L40 | Optics with 40x40 beam angle
|  | L60 | Optics with 60x60 beam angle
|  | L75 | Optics with 75x75 beam angle
|  | L90x90 | Optics with 90x90 beam angle
|  | L120 | Optics with 120x120 beam angle
|  | DALI | Driver with DALI interface and switch-control dimming | [11 empty] | 55
|  | BLT | Integrated wireless control unit and driver for lighting control via mobile device (via Bluetooth) | [11 empty] | 313.7193
|  | KRBLT | Integrated wireless control unit and driver for lighting control via mobile device (KR system app), on/off | [11 empty] | 126.248
|  | KRBLT DALI | Integrated wireless control unit and driver for lighting control via mobile device (KR system app), DALI with integrated PS | [11 empty] | 236.07
|  | HBEAIRB-M | Master luminaire with integrated smart sensor for high ceiling (up to 16m) and driver with wireless communication and grouping possibilities for lighting control | [11 empty] | 306.9594
|  | HBEAIRB-S | Slave luminaire with integrated EAIR type driver for lighting control | [11 empty] | 97.7688
*note - max system size 1x HBEAIR-M + 3x HBEAIR-S.
*note - the impact protection rating of the HBEAIR-M option is IK05
*note - max wire length from HBEAIR-M to last HBEAIR-S - 11m.
*note - for more effective master luminaire installation it is recommended to choose HAIR-S option and sensor accessory combination
|  | COR | Driver with Corridor function (never off) | [11 empty] | 62.4375
|  | COR1min | Driver with Corridor function 1min (switch off after 1 min.) | [11 empty] | 62.4375
|  | COR30min | Driver with Corridor function 30min (switch off after 30 min.) | [11 empty] | 62.4375
|  | HBPIR-M | Batten-fit PIR sensor for ceiling hights up to 12 meters, on-off, master luminaire | [11 empty] | 92.88
|  | HBPIR DALI-M | Batten-fit PIR sensor for ceiling hights up to 12 meters, DALI with integrated PS, master luminaire | [11 empty] | 262.214
|  | HBPIR KRBLT | Batten-fit PIR sensor for ceiling hights up to 12 meters, KR system app control, on-off | [11 empty] | 232.028
|  | HBPIR KRBLT DALI | Batten-fit PIR sensor for ceiling hights up to 12 meters, KR system app control and DALI with integrated PS | [11 empty] | 338.711
|  | EM3 | Emergency version 3 hours | [11 empty] | 90
|  | EM3A | Emergency version equipped with an autonomous testing system, 3 hours | [11 empty] | 162.798
|  | EM3D | Emergency version 3 hours with DALI interface | [11 empty] | 268.578
|  | L1 | Driver connected to L1 line
|  | L2 | Driver connected to L2 line
|  | L3 | Driver connected to L3 line
|  | 2WIE5 | Two 5-pole "Wieland - gesis classic" type or compatible connectors. Through wired, 5x1.5mm2 | [11 empty] | 31.175
*note - with 2WIE5 option luminaire ingress protection rating is IP20
|  | 2x LCS 75/5 | Two 5-pole LCS 75/5 connectors for easy installation. Through wired, 5x1.5mm2 | [11 empty] | 33.411
Available accessories:
|  | Sensor HBEAIR D16/4-16m white (MOQ: 1-9 pcs.) | Integrated smart sensor for high ceiling (up to 16m) with wireless communication and grouping possibilities for lighting control | [11 empty] | 610.428
|  | Sensor HBEAIR D16/4-16m white (MOQ:10 pcs.) | Integrated smart sensor for high ceiling (up to 16m) with wireless communication and grouping possibilities for lighting control | [11 empty] | 293.088
*note - HBEAIR accesorie is only compatible with the HBEAIR-S option
| DM9022195 | Remote Control HRC-11 | [12 empty] | 137.6
*note - remote control for HBPIR-M; HBPIR DALI-M
Available accessories:
| DM9041046 | Suspension MTG Hook KIT | Suspension hooks for Zodiaq LED luminares, 2pcs | [11 empty] | 2.322
*note - 1pc MTG HOOK KIT for 1 luminaire required
| DM1122160 | Mizar LED1x5350 J877 T830 LS90x110 LO1 LL | non-dimmable, I, IP54, IK08, optics, white aluminium body, for in-line connection | 1146 | 65 | 86 |  | 100000/L80B10 | 3 | 5100 | 29.8 | 171.1409 | 80+ | 3000
| DM1122161 | Mizar LED1x6400 J878 T830 LS90x110 LO2 LL | non-dimmable, I, IP54, IK08, optics, white aluminium body, for in-line connection | 1146 | 65 | 86 |  | 100000/L80B10 | 3 | 6089 | 35.7 | 170.5602 | 80+ | 3000
| DM1122162 | Mizar LED1x7350 J879 T830 LS90x110 LO3 LL | non-dimmable, I, IP54, IK08, optics, white aluminium body, for in-line connection | 1146 | 65 | 86 |  | 100000/L80B10 | 3 | 7019 | 41.5 | 169.1325 | 80+ | 3000
| DM1122163 | Mizar LED1x6650 K069 T830 LS90x110 LO1 LL | non-dimmable, I, IP54, IK08, optics, white aluminium body, for in-line connection | 1432 | 65 | 86 |  | 100000/L80B10 | 3 | 6375 | 36.8 | 173.2337 | 80+ | 3000
| DM1122164 | Mizar LED1x7950 K070 T830 LS90x110 LO2 LL | non-dimmable, I, IP54, IK08, optics, white aluminium body, for in-line connection | 1432 | 65 | 86 |  | 100000/L80B10 | 3 | 7611 | 44.6 | 170.6502 | 80+ | 3000
| DM1122165 | Mizar LED1x9200 K071 T830 LS90x110 LO3 LL | non-dimmable, I, IP54, IK08, optics, white aluminium body, for in-line connection | 1432 | 65 | 86 |  | 100000/L80B10 | 3 | 8774 | 52.4 | 167.4427 | 80+ | 3000
| DM1133117 | Mizar LED1x9350 K400 T830 LS90x110 LO3 LL | non-dimmable, I, IP54, IK08, optics, white aluminium body, for in-line connection | 2004 | 65 | 86 |  | 100000/L80B10 | 3 | 8925 | 50.5 | 176.7327 | 80+ | 3000
| DM1133118 | Mizar LED1x11150 K401 T830 LS90x110 LO3 LL | non-dimmable, I, IP54, IK08, optics, white aluminium body, for in-line connection | 2004 | 65 | 86 |  | 100000/L80B10 | 3 | 10655 | 61.1 | 174.3863 | 80+ | 3000
| DM1133119 | Mizar LED1x12850 K402 T830 LS90x110 LO3 LL | non-dimmable, I, IP54, IK08, optics, white aluminium body, for in-line connection | 2004 | 65 | 86 |  | 100000/L80B10 | 3 | 12284 | 71.9 | 170.8484 | 80+ | 3000
| DM1122166 | Mizar LED1x13300 K072 T830 LS90x110 LO1 LL | non-dimmable, I, IP54, IK08, optics, white aluminium body, for in-line connection | 2859 | 65 | 86 |  | 100000/L80B10 | 3 | 12750 | 72.9 | 174.8971 | 80+ | 3000
| DM1122167 | Mizar LED1x15900 K073 T830 LS90x110 LO2 LL | non-dimmable, I, IP54, IK08, optics, white aluminium body, for in-line connection | 2859 | 65 | 86 |  | 100000/L80B10 | 3 | 15221 | 86.4 | 176.169 | 80+ | 3000
| DM1122168 | Mizar LED1x18350 K074 T830 LS90x110 LO3 LL | non-dimmable, I, IP54, IK08, optics, white aluminium body, for in-line connection | 2859 | 65 | 86 |  | 100000/L80B10 | 3 | 17549 | 101.6 | 172.7264 | 80+ | 3000
| DM1122169 | Mizar LED1x5350 J877 T840 LS90x110 LO1 LL | non-dimmable, I, IP54, IK08, optics, white aluminium body, for in-line connection | 1146 | 65 | 86 |  | 100000/L80B10 | 3 | 5318 | 29.8 | 178.4564 | 80+ | 4000
| DM1122170 | Mizar LED1x6400 J878 T840 LS90x110 LO2 LL | non-dimmable, I, IP54, IK08, optics, white aluminium body, for in-line connection | 1146 | 65 | 86 |  | 100000/L80B10 | 3 | 6351 | 35.7 | 177.8992 | 80+ | 4000
| DM1122171 | Mizar LED1x7350 J879 T840 LS90x110 LO3 LL | non-dimmable, I, IP54, IK08, optics, white aluminium body, for in-line connection | 1146 | 65 | 86 |  | 100000/L80B10 | 3 | 7322 | 41.5 | 176.4337 | 80+ | 4000
| DM1122172 | Mizar LED1x6650 K069 T840 LS90x110 LO1 LL | non-dimmable, I, IP54, IK08, optics, white aluminium body, for in-line connection | 1432 | 65 | 86 |  | 100000/L80B10 | 3 | 6650 | 36.8 | 180.7065 | 80+ | 4000
| DM1122173 | Mizar LED1x7950 K070 T840 LS90x110 LO2 LL | non-dimmable, I, IP54, IK08, optics, white aluminium body, for in-line connection | 1432 | 65 | 86 |  | 100000/L80B10 | 3 | 7939 | 44.6 | 178.0045 | 80+ | 4000
| DM1122174 | Mizar LED1x9200 K071 T840 LS90x110 LO3 LL | non-dimmable, I, IP54, IK08, optics, white aluminium body, for in-line connection | 1432 | 65 | 86 |  | 100000/L80B10 | 3 | 9153 | 52.4 | 174.6756 | 80+ | 4000
| DM1133120 | Mizar LED1x9350 K400 T840 LS90x110 LO3 LL | non-dimmable, I, IP54, IK08, optics, white aluminium body, for in-line connection | 2004 | 65 | 86 |  | 100000/L80B10 | 3 | 9310 | 50.5 | 184.3564 | 80+ | 4000
| DM1133121 | Mizar LED1x11150 K401 T840 LS90x110 LO3 LL | non-dimmable, I, IP54, IK08, optics, white aluminium body, for in-line connection | 2004 | 65 | 86 |  | 100000/L80B10 | 3 | 11115 | 61.1 | 181.9149 | 80+ | 4000
| DM1133122 | Mizar LED1x12850 K402 T840 LS90x110 LO3 LL | non-dimmable, I, IP54, IK08, optics, white aluminium body, for in-line connection | 2004 | 65 | 86 |  | 100000/L80B10 | 3 | 12814 | 71.9 | 178.2197 | 80+ | 4000
| DM1122175 | Mizar LED1x13300 K072 T840 LS90x110 LO1 LL | non-dimmable, I, IP54, IK08, optics, white aluminium body, for in-line connection | 2862 | 65 | 86 |  | 100000/L80B10 | 3 | 13300 | 72.9 | 182.4417 | 80+ | 4000
| DM1122176 | Mizar LED1x15900 K073 T840 LS90x110 LO2 LL | non-dimmable, I, IP54, IK08, optics, white aluminium body, for in-line connection | 2862 | 65 | 86 |  | 100000/L80B10 | 3 | 15878 | 86.4 | 183.7731 | 80+ | 4000
| DM1122177 | Mizar LED1x18350 K074 T840 LS90x110 LO3 LL | non-dimmable, I, IP54, IK08, optics, white aluminium body, for in-line connection | 2862 | 65 | 86 |  | 100000/L80B10 | 3 | 18306 | 101.6 | 180.1772 | 80+ | 4000
| DM1133123 | BLANK Mizar LED assembly L1140mm RAL9003 | Blank part kit for connecting luminaires in-line 1140mm long, 1pcs, white | 1146 | 65 | 86
| DM1133124 | BLANK Mizar LED assembly L1425mm RAL9003 | Blank part kit for connecting luminaires in-line 1425mm long, 1pcs, white | 1432 | 65 | 86
| DM1133125 | BLANK Mizar LED assembly L2001mm RAL9003 | Blank part kit for connecting luminaires in-line 2001mm long, 1pcs, white | 2004 | 65 | 86
| DM1133126 | BLANK Mizar LED assembly L2850mm RAL9003 | Blank part kit for connecting luminaires in-line 2850mm long, 1pcs, white | 2862 | 65 | 86
|  | BLANK Mizar LED assembly L1000mm RAL9003 (Custom) | Blank part kit for connecting luminaires in-line, custom length, 1pcs, white | 1000 | 65 | 86
| DM1133127 | BLANK Mizar LED DALI assembly L1140mm RAL9003 | Blank part kit for connecting luminaires in-line 1140mm long, with DALI throughwiring, 1pcs, white | 1146 | 65 | 86
| DM1133128 | BLANK Mizar LED DALI assembly L1425mm RAL9003 | Blank part kit for connecting luminaires in-line 1425mm long, with DALI throughwiring, 1pcs, white | 1432 | 65 | 86
| DM1133129 | Blank Mizar LED DALI assembly L2001mm RAL9003 | Blank part kit for connecting luminaires in-line 2001mm long, with DALI throughwiring, 1pcs, white | 2004 | 65 | 86
| DM1133130 | BLANK Mizar LED DALI assembly L2850mm RAL9003 | Blank part kit for connecting luminaires in-line 2850mm long, with DALI throughwiring, 1pcs, white | 2862 | 65 | 86
|  | BLANK Mizar LED DALI assembly L1000mm RAL9003 (Custom) | Blank part kit for connecting luminaires in-line, custom length, with DALI throughwiring, 1pcs, white | 1000 | 65 | 86
Available options:
|  | T830 | Colour temperature 3000K, CRI 80+
|  | T840 | Colour temperature 4000K, CRI 80+
|  | LS30x90 | Optics with 30x90° beam angle
|  | LS60x110 | Optics with 60x110° beam angle
|  | LS90x110 | Optics with 90x110° beam angle
|  | L1A18-L | Optics with asymmetric beam - left
|  | L1A18-R | Optics with asymmetric beam - right
|  | L2A23 | Optics with double asymmetric beam
|  | LO1...3 | Light output level 1 to 3
|  | DALI | Driver with DALI interface and switch-control dimming | [11 empty] | 55
|  | EM3A | Emergency version equipped with an autonomous testing system, 3 hours | [11 empty] | 162.798
|  | EM3D | Emergency version 3 hours with DALI interface | [11 empty] | 268.578
|  | EM3DLER | Emergency version 3 hours, lens - escape route | [11 empty] | 447.673
|  | EMEXIT | Blank Mizar LED part prepared for selected Helm S or Helm (with corresponding blade accessory) | [11 empty] | 8.213
*note - EM3DLER and EMEXIT options are available only with BLANK part
*note - EM3DLER and EMEXIT options are installed in the middle of BLANK Mizar LED
*note - For option EMEXIT, Helm S or Helm exit signs (with corresponding blade accessory), please order separately
|  | L1 | Driver connected to L1 line
|  | L2 | Driver connected to L2 line
|  | L3 | Driver connected to L3 line
|  | L | First luminaire kit. Including: push-in connector, two end caps with gaskets, cable gland. | [11 empty] | 23.607
|  | L QPS | First luminaire kit with quck powwer supply connector. Including: quick power supply plug, two end caps with gaskets. | [11 empty] | 145.77
|  | IP65 | IP65 protection degree (with this option luminaires come with waterproof joint cover) | [11 empty] | 9.374
Available accessories:
| DM9002149 | Suspension MTG KIT SUSI | Suspension wire set "I" type, 1.5m adjustable, 1pcs | [11 empty] | 12.728
*note - 2pcs MTG SUSI KIT for length up to 2000mm, 3pcs MTG SUSI KIT for lengths 2000 - 3000mm
|  | Gear tray removal tool - Mizar LED | A pair of gear tray removal tools for neat tray removal during installation | [11 empty] | 1.849
|  | END CAPs kit - Mizar LED LL RAL9003 | End caps kit for Mizar LED LL luminaires. Including: power supply connector, two end caps with gaskets, cable gland. | [11 empty] | 31.82
*note - use end caps for first and last in-line luminaires
|  | Power supply socket - L QPS | 7-pole power supply socket 1pcs. IP65
|  | Power supply socket - L QPS - N m | Outgoing flexible cable 5x2.5mm², length according to customer specification
*note - applicable only with L QPS option
DIFFUSER AND WALL LUMINAIRES
| DM1023332 | Pupis P LED1x500 D541 T730 OP | non-dimmable, II, IP65, IK08, opal polycarbonate diffuser, white polycarbonate body | 171 | 71 | 45 |  | 40000/L70B50 | 5 | 500 | 5 | 100 | 70+ | 3000 | 13.889
| DM1024015 | Cetus P LED1x1200 D671 T830 OP | non-dimmable, II, IP65, IK08, opal polycarbonate diffuser, white polycarbonate body | 160 | 160 | 63 |  | 40000/L70B50 | 5 | 1080 | 12 | 90 | 80+ | 3000 | 20.468
| DM1022736 | Pavo P LED1x1100 D515 T830 | non-dimmable, I, IP44, IK02, opal pmma diffuser, white steel body | 280 | 280 | 90 |  | 40000/L70B50 | 5 | 1020 | 12 | 85 | 80+ | 3000 | 47.3
| DM1022739 | Pavo P LED1x1600 D516 T830 | non-dimmable, I, IP44, IK02, opal pmma diffuser, white steel body | 360 | 360 | 105 |  | 40000/L70B50 | 5 | 1620 | 18 | 90 | 80+ | 3000 | 54.18
| DM1022742 | Pavo P LED1x2000 D517 T830 | non-dimmable, I, IP44, IK02, opal pmma diffuser, white steel body | 410 | 410 | 115 |  | 40000/L70B50 | 5 | 2090 | 22 | 95 | 80+ | 3000 | 63.21
| DM1022744 | Pavo P LED1x3000 D518 T830 | non-dimmable, I, IP44, IK02, opal pmma diffuser, white steel body | 410 | 410 | 115 |  | 40000/L70B50 | 5 | 3040 | 32 | 95 | 80+ | 3000 | 83.42
| DM1025436 | Pavo P LED1x4200 D995 T830 | non-dimmable, I, IP44, IK02, opal pmma diffuser, white steel body | 500 | 500 | 140 |  | 40000/L70B50 | 5 | 3850 | 40 | 96 | 80+ | 3000 | 115.928
| DM1022735 | Pavo P LED1x1100 D515 T840 | non-dimmable, I, IP44, IK02, opal pmma diffuser, white steel body | 280 | 280 | 90 |  | 40000/L70B50 | 5 | 1080 | 12 | 90 | 80+ | 4000 | 47.3
| DM1022737 | Pavo P LED1x1600 D516 T840 | non-dimmable, I, IP44, IK02, opal pmma diffuser, white steel body | 360 | 360 | 105 |  | 40000/L70B50 | 5 | 1700 | 18 | 94 | 80+ | 4000 | 54.18
| DM1022741 | Pavo P LED1x2000 D517 T840 | non-dimmable, I, IP44, IK02, opal pmma diffuser, white steel body | 410 | 410 | 115 |  | 40000/L70B50 | 5 | 2200 | 22 | 100 | 80+ | 4000 | 63.21
| DM1022743 | Pavo P LED1x3000 D518 T840 | non-dimmable, I, IP44, IK02, opal pmma diffuser, white steel body | 410 | 410 | 115 |  | 40000/L70B50 | 5 | 3200 | 32 | 100 | 80+ | 4000 | 83.42
| DM1025437 | Pavo P LED1x4200 D995 T840 | non-dimmable, I, IP44, IK02, opal pmma diffuser, white steel body | 500 | 500 | 140 |  | 40000/L70B50 | 5 | 4164 | 40 | 104 | 80+ | 4000 | 115.928
| DM1023521 | Pavo P LED1x1100 D515 T830 MW | non-dimmable, I, IP44, IK02, opal pmma diffuser, white steel body, with MW sensor | 280 | 280 | 90 |  | 40000/L70B50 | 5 | 1020 | 12 | 85 | 80+ | 3000 | 90.816
| DM1023523 | Pavo P LED1x1600 D516 T830 MW | non-dimmable, I, IP44, IK02, opal pmma diffuser, white steel body, with MW sensor | 360 | 360 | 105 |  | 40000/L70B50 | 5 | 1620 | 18 | 90 | 80+ | 3000 | 98.083
| DM1023522 | Pavo P LED1x1100 D515 T840 MW | non-dimmable, I, IP44, IK02, opal pmma diffuser, white steel body, with MW sensor | 280 | 280 | 90 |  | 40000/L70B50 | 5 | 1080 | 12 | 90 | 80+ | 4000 | 90.816
| DM1023524 | Pavo P LED1x1600 D516 T840 MW | non-dimmable, I, IP44, IK02, opal pmma diffuser, white steel body, with MW sensor | 360 | 360 | 105 |  | 40000/L70B50 | 5 | 1700 | 18 | 94 | 80+ | 4000 | 98.083
Available options:
|  | DALI | Driver with DALI interface and switch-control dimming | [11 empty] | 119.884
|  | BLT | Integrated wireless control unit and driver for lighting control via mobile device (via Bluetooth) | [11 empty] | 321.5448
|  | KRBLT | Integrated wireless control unit and driver for lighting control via mobile device (KR system app), on/off | [11 empty] | 126.248
|  | KRBLT DALI | Integrated wireless control unit and driver for lighting control via mobile device (KR system app), DALI with integrated PS | [11 empty] | 236.07
|  | eCOR MW | Driver with MW sensor and adaptive corridor function (100%/10-30%/0%) | [11 empty] | 94.256
*note - eCOR MW option not available for models: D515; D995
|  | COR | Driver with Corridor function (never off) | [11 empty] | 112.7205
|  | COR1min | Driver with Corridor function 1min (switch off after 1 min.) | [11 empty] | 112.7205
|  | COR30min | Driver with Corridor function 30min (switch off after 30 min.) | [11 empty] | 112.7205
|  | MW | Integrated microwave (MW) motion sensor with on-off control | [11 empty] | 40
|  | MWRFM+ | Integrated microwave (MW) motion sensor with integrated RF (radio wave) transceiver. Sensor can serve as both master and slave. Functions: Staircase, Corridor, dimming control. | [11 empty] | 293.088
|  | MW DALI2 | Integrated microwave (MW) motion sensor with DALI2 controls, requires power supply | [11 empty] | 293.088
|  | MW KRBLT | Integrated wireless microwave (MW) motion sensor with KR system app control, on-off | [11 empty] | 122.163
|  | MW KRBLT DALI | Integrated wireless microwave (MW) motion sensor with KR system app control and DALI power supply.
|  | EM3 | Emergency version 3 hours | [11 empty] | 90
|  | EM3A | Emergency version equipped with an autonomous testing system, 3 hours | [11 empty] | 162.798
|  | EM3D | Emergency version 3 hours with DALI interface | [11 empty] | 268.578
*note - Operating temperature range for Luminaires with EM option,°C: ta 0... +35
|  | T830 | Colour temperature 3000K, CRI 80+
|  | T840 | Colour temperature 4000K, CRI 80+
| DM1024430 | Indus P 1E27 T80 1G | 1xE27, II, IP65, IK08, opal PMMA diffuser, white UV-proof thermoplastic body | 295 | 295 | 100 | [8 empty] | 39.775
| DM1024017 | Indus P LED1x1200 D501 T830 | non-dimmable, II, IP65, IK08, opal PMMA diffuser, white UV-proof thermoplastic body | 295 | 295 | 100 |  | 50000/L80B10 | 3 | 1046 | 9.3 | 112 | 80+ | 3000 | 113.09
| DM1024019 | Indus P LED1x1650 D502 T830 | non-dimmable, II, IP65, IK08, opal PMMA diffuser, white UV-proof thermoplastic body | 295 | 295 | 100 |  | 50000/L80B10 | 3 | 1460 | 13.5 | 108 | 80+ | 3000 | 116.057
| DM1024978 | Indus P LED1x1200 D501 T840 1G | non-dimmable, II, IP65, IK08, opal PMMA diffuser, white UV-proof thermoplastic body | 295 | 295 | 100 |  | 50000/L80B10 | 3 | 1102 | 9.3 | 118 | 80+ | 4000 | 113.09
| DM1024090 | Indus P LED1x1650 D502 T840 1G | non-dimmable, II, IP65, IK08, opal PMMA diffuser, white UV-proof thermoplastic body | 295 | 295 | 100 |  | 50000/L80B10 | 3 | 1539 | 13.5 | 114 | 80+ | 4000 | 116.057
| DM1024095 | Indus P 1E27 T80 MW 1G | 1xE27, II, IP65, IK08, opal PMMA diffuser, white UV-proof thermoplastic body, with MW sensor | 295 | 295 | 100 | [8 empty] | 79.464
| DM1025010 | Indus P LED1x1200 D501 T840 MW 1G | non-dimmable, II, IP65, IK08, opal PMMA diffuser, white UV-proof thermoplastic body, with MW sensor | 295 | 295 | 100 |  | 50000/L80B10 | 3 | 1102 | 9.3 | 118 | 80+ | 4000 | 152.822
| DM1024273 | Indus P LED1x1650 D502 T840 MW 1G | non-dimmable, II, IP65, IK08, opal PMMA diffuser, white UV-proof thermoplastic body, with MW sensor | 295 | 295 | 100 |  | 50000/L80B10 | 3 | 1539 | 13.5 | 114 | 80+ | 4000 | 152.564
| DM1100816 | Indus P 1E27 T80 DGREY | 1xE27, II, IP65, IK08, opal PMMA diffuser, dark grey UV-proof thermoplastic body | 295 | 295 | 100 | [8 empty] | 46.569
| DM1100817 | Indus P LED1x1200 D501 T830 DGREY | non-dimmable, II, IP65, IK08, opal PMMA diffuser, dark grey UV-proof thermoplastic body | 295 | 295 | 100 |  | 50000/L80B10 | 3 | 1046 | 9.3 | 112 | 80+ | 3000 | 119.712
| DM1100818 | Indus P LED1x1650 D502 T830 DGREY | non-dimmable, II, IP65, IK08, opal PMMA diffuser, dark grey UV-proof thermoplastic body | 295 | 295 | 100 |  | 50000/L80B10 | 3 | 1460 | 13.5 | 108 | 80+ | 3000 | 122.636
| DM1025763 | Indus P LED1x1200 D501 T840 DGREY | non-dimmable, II, IP65, IK08, opal PMMA diffuser, dark grey UV-proof thermoplastic body | 295 | 295 | 100 |  | 50000/L80B10 | 3 | 1102 | 9.3 | 118 | 80+ | 4000 | 119.712
| DM1100819 | Indus P LED1x1650 D502 T840 DGREY | non-dimmable, II, IP65, IK08, opal PMMA diffuser, dark grey UV-proof thermoplastic body | 295 | 295 | 100 |  | 50000/L80B10 | 3 | 1539 | 13.5 | 114 | 80+ | 4000 | 122.636
| DM1109549 | Indus P 1E27 T80 BLACK | 1xE27, II, IP65, IK08, opal PMMA diffuser, black UV-proof thermoplastic body | 295 | 295 | 100 | [8 empty] | 46.569
| DM1109550 | Indus P LED1x1200 D501 T830 BLACK | non-dimmable, II, IP65, IK08, opal PMMA diffuser, black UV-proof thermoplastic body | 295 | 295 | 100 |  | 50000/L80B10 | 3 | 1046 | 9.3 | 112 | 80+ | 3000 | 119.712
| DM1109551 | Indus P LED1x1650 D502 T830 BLACK | non-dimmable, II, IP65, IK08, opal PMMA diffuser, black UV-proof thermoplastic body | 295 | 295 | 100 |  | 50000/L80B10 | 3 | 1460 | 13.5 | 108 | 80+ | 3000 | 122.636
| DM1109552 | Indus P LED1x1200 D501 T840 BLACK | non-dimmable, II, IP65, IK08, opal PMMA diffuser, black UV-proof thermoplastic body | 295 | 295 | 100 |  | 50000/L80B10 | 3 | 1102 | 9.3 | 118 | 80+ | 4000 | 119.712
| DM1109553 | Indus P LED1x1650 D502 T840 BLACK | non-dimmable, II, IP65, IK08, opal PMMA diffuser, black UV-proof thermoplastic body | 295 | 295 | 100 |  | 50000/L80B10 | 3 | 1539 | 13.5 | 114 | 80+ | 4000 | 122.636
| DM1100820 | Indus P 1E27 T80 LOUVER | 1xE27, II, IP65, IK08, opal pmma diffuser, white UV-proof termoplastic body with louver | 295 | 295 | 100 | [8 empty] | 40.248
| DM1100821 | Indus P LED1x1200 D501 T830 LOUVER | non-dimmable, II, IP65, IK08, opal pmma diffuser, white UV-proof termoplastic body with louver | 295 | 295 | 100 |  | 50000/L80B50 | 3 | 615 | 9.3 | 66 | 80+ | 3000 | 113.52
| DM1025064 | Indus P LED1x1650 D502 T830 LOUVER | non-dimmable, II, IP65, IK08, opal pmma diffuser, white UV-proof termoplastic body with louver | 295 | 295 | 100 |  | 50000/L80B50 | 3 | 859 | 13.5 | 64 | 80+ | 3000 | 116.487
| DM1100822 | Indus P LED1x1200 D501 T840 LOUVER | non-dimmable, II, IP65, IK08, opal pmma diffuser, white UV-proof termoplastic body with louver | 295 | 295 | 100 |  | 50000/L80B50 | 3 | 648 | 9.3 | 70 | 80+ | 4000 | 113.52
| DM1024263 | Indus P LED1x1650 D502 T840 LOUVER | non-dimmable, II, IP65, IK08, opal pmma diffuser, white UV-proof termoplastic body with louver | 295 | 295 | 100 |  | 50000/L80B50 | 3 | 906 | 13.5 | 67 | 80+ | 4000 | 116.487
| DM1100823 | Indus P 1E27 T80 LOUVER DGREY | 1xE27, II, IP65, IK08, opal pmma diffuser, dark grey UV-proof termoplastic body with louver | 295 | 295 | 100 | [8 empty] | 46.784
| DM1100824 | Indus P LED1x1200 D501 T830 LOUVER DGREY | non-dimmable, II, IP65, IK08, opal pmma diffuser, dark grey UV-proof termoplastic body with louver | 295 | 295 | 100 |  | 50000/L80B50 | 3 | 615 | 9.3 | 66 | 80+ | 3000 | 120.142
| DM1100825 | Indus P LED1x1650 D502 T830 LOUVER DGREY | non-dimmable, II, IP65, IK08, opal pmma diffuser, dark grey UV-proof termoplastic body with louver | 295 | 295 | 100 |  | 50000/L80B50 | 3 | 859 | 13.5 | 64 | 80+ | 3000 | 123.066
| DM1100826 | Indus P LED1x1200 D501 T840 LOUVER DGREY | non-dimmable, II, IP65, IK08, opal pmma diffuser, dark grey UV-proof termoplastic body with louver | 295 | 295 | 100 |  | 50000/L80B50 | 3 | 648 | 9.3 | 70 | 80+ | 4000 | 120.142
| DM1100827 | Indus P LED1x1650 D502 T840 LOUVER DGREY | non-dimmable, II, IP65, IK08, opal pmma diffuser, dark grey UV-proof termoplastic body with louver | 295 | 295 | 100 |  | 50000/L80B50 | 3 | 906 | 13.5 | 67 | 80+ | 4000 | 123.066
| DM1109554 | Indus P 1E27 T80 LOUVER BLACK | 1xE27, II, IP65, IK08, opal PMMA diffuser, black UV-proof thermoplastic body with louver | 295 | 295 | 100 | [8 empty] | 46.784
| DM1109555 | Indus P LED1x1200 D501 T830 LOUVER BLACK | non-dimmable, II, IP65, IK08, opal PMMA diffuser, black UV-proof thermoplastic body with louver | 295 | 295 | 100 |  | 50000/L80B10 | 3 | 615 | 9.3 | 66 | 80+ | 3000 | 120.142
| DM1109556 | Indus P LED1x1650 D502 T830 LOUVER BLACK | non-dimmable, II, IP65, IK08, opal PMMA diffuser, black UV-proof thermoplastic body with louver | 295 | 295 | 100 |  | 50000/L80B10 | 3 | 859 | 13.5 | 64 | 80+ | 3000 | 123.066
| DM1109557 | Indus P LED1x1200 D501 T840 LOUVER BLACK | non-dimmable, II, IP65, IK08, opal PMMA diffuser, black UV-proof thermoplastic body with louver | 295 | 295 | 100 |  | 50000/L80B10 | 3 | 648 | 9.3 | 70 | 80+ | 4000 | 120.142
| DM1109558 | Indus P LED1x1650 D502 T840 LOUVER BLACK | non-dimmable, II, IP65, IK08, opal PMMA diffuser, black UV-proof thermoplastic body with louver | 295 | 295 | 100 |  | 50000/L80B10 | 3 | 906 | 13.5 | 67 | 80+ | 4000 | 123.066
Available options:
|  | DALI | Driver with DALI interface and switch-control dimming | [11 empty] | 55
*note - for this model DALI option is not compatible with SWITCHDIM functionality.
|  | BLT | Integrated wireless control unit and driver for lighting control via mobile device (via Bluetooth) | [11 empty] | 321.5448
|  | KRBLT | Integrated wireless control unit and driver for lighting control via mobile device (KR system app), on/off | [11 empty] | 126.248
|  | KRBLT DALI | Integrated wireless control unit and driver for lighting control via mobile device (KR system app), DALI with integrated PS | [11 empty] | 236.07
|  | MW | Integrated microwave (MW) motion sensor with on-off control | [11 empty] | 40
|  | MWRFM+ | Integrated microwave (MW) motion sensor with integrated RF (radio wave) transceiver. Sensor can serve as both master and slave. Functions: Staircase, Corridor, dimming control. | [11 empty] | 293.088
|  | MW DALI2 | Integrated microwave (MW) motion sensor with DALI2 controls, requires power supply | [11 empty] | 293.088
|  | MW KRBLT | Integrated wireless microwave (MW) motion sensor with KR system app control, on-off | [11 empty] | 122.163
|  | MW KRBLT DALI | Integrated wireless microwave (MW) motion sensor with KR system app control and DALI power supply. | [11 empty] | 276.748
|  | EM3 | Emergency version 3 hours | [11 empty] | 90
|  | EM3A | Emergency version equipped with an autonomous testing system, 3 hours | [11 empty] | 162.798
|  | EM3D | Emergency version 3 hours with DALI interface | [11 empty] | 268.578
*note - Operating temperature range for Luminaires with EM option,°C: ta 0... +35
|  | LOUVER | Decorative louver | [11 empty] | 5.031
|  | DGREY | Dark grey UV-proof termoplastic body | [11 empty] | 5.031
|  | BLACK | Black thermoplastic body
|  | T830 | Colour temperature 3000K, CRI 80+
|  | T840 | Colour temperature 4000K, CRI 80+
| DM1025711 | Heze P 1E27 Z70 | 1xE27, II, IP65, IK08, opal PMMA diffuser, white UV-proof thermoplastic body | 295 | 295 | 90 | [8 empty] | 53.406
| DM1100828 | Heze P 2E27 Z71 | 2xE27, II, IP65, IK08, opal PMMA diffuser, white UV-proof thermoplastic body | 295 | 295 | 90 | [8 empty] | 54.997
| DM1100829 | Heze P LED1x1200 D960 T830 | non-dimmable, II, IP65, IK08, opal PMMA diffuser, white UV-proof thermoplastic body | 295 | 295 | 90 |  | 50000/L80B10 | 3 | 1107 | 10.1 | 110 | 80+ | 3000 | 137.127
| DM1100830 | Heze P LED1x1650 D961 T830 | non-dimmable, II, IP65, IK08, opal PMMA diffuser, white UV-proof thermoplastic body | 295 | 295 | 90 |  | 50000/L80B10 | 3 | 1547 | 14.7 | 105 | 80+ | 3000 | 160.304
| DM1025846 | Heze P LED1x1200 D960 T840 1G | non-dimmable, II, IP65, IK08, opal PMMA diffuser, white UV-proof thermoplastic body | 295 | 295 | 90 |  | 50000/L80B10 | 3 | 1167 | 10.1 | 116 | 80+ | 4000 | 137.127
| DM1025848 | Heze P LED1x1650 D961 T840 1G | non-dimmable, II, IP65, IK08, opal PMMA diffuser, white UV-proof thermoplastic body | 295 | 295 | 90 |  | 50000/L80B10 | 3 | 1631 | 14.7 | 111 | 80+ | 4000 | 160.304
| DM1100831 | Heze P 1E27 Z70 DGREY | 1xE27, II, IP65, IK08, opal PMMA diffuser, dark grey UV-proof thermoplastic body | 295 | 295 | 90 | [8 empty] | 59.039
| DM1100832 | Heze P 2E27 Z71 DGREY | 2xE27, II, IP65, IK08, opal PMMA diffuser, dark grey UV-proof thermoplastic body | 295 | 295 | 90 | [8 empty] | 60.673
| DM1100833 | Heze P LED1x1200 D960 T830 DGREY | non-dimmable, II, IP65, IK08, opal PMMA diffuser, dark grey UV-proof thermoplastic body | 295 | 295 | 90 |  | 50000/L80B10 | 3 | 1107 | 10.1 | 110 | 80+ | 3000 | 142.803
| DM1100834 | Heze P LED1x1650 D961 T830 DGREY | non-dimmable, II, IP65, IK08, opal PMMA diffuser, dark grey UV-proof thermoplastic body | 295 | 295 | 90 |  | 50000/L80B10 | 3 | 1547 | 14.7 | 105 | 80+ | 3000 | 166.195
| DM1100835 | Heze P LED1x1200 D960 T840 DGREY | non-dimmable, II, IP65, IK08, opal PMMA diffuser, dark grey UV-proof thermoplastic body | 295 | 295 | 90 |  | 50000/L80B10 | 3 | 1167 | 10.1 | 116 | 80+ | 4000 | 142.803
| DM1100836 | Heze P LED1x1650 D961 T840 DGREY | non-dimmable, II, IP65, IK08, opal PMMA diffuser, dark grey UV-proof thermoplastic body | 295 | 295 | 90 |  | 50000/L80B10 | 3 | 1631 | 14.7 | 111 | 80+ | 4000 | 166.195
| DM1109559 | Heze P 1E27 Z70 LOUVER | 1xE27, II, IP65, IK08, opal PMMA diffuser, white UV-proof thermoplastic body with louver | 295 | 295 | 90 | [8 empty] | 58.394
| DM1109560 | Heze P 2E27 Z71 LOUVER | 2xE27, II, IP65, IK08, opal PMMA diffuser, white UV-proof thermoplastic body with louver | 295 | 295 | 90 | [8 empty] | 59.942
| DM1109561 | Heze P LED1x1200 D960 T830 LOUVER | non-dimmable, II, IP65, IK08, opal PMMA diffuser, white UV-proof thermoplastic body with louver | 295 | 295 | 90 |  | 50000/L80B10 | 3 | 678 | 10.1 | 67 | 80+ | 3000 | 142.158
| DM1109562 | Heze P LED1x1650 D961 T830 LOUVER | non-dimmable, II, IP65, IK08, opal PMMA diffuser, white UV-proof thermoplastic body with louver | 295 | 295 | 90 |  | 50000/L80B10 | 3 | 947 | 14.7 | 64 | 80+ | 3000 | 165.249
| DM1109563 | Heze P LED1x1200 D960 T840 LOUVER | non-dimmable, II, IP65, IK08, opal PMMA diffuser, white UV-proof thermoplastic body with louver | 295 | 295 | 90 |  | 50000/L80B10 | 3 | 715 | 10.1 | 71 | 80+ | 4000 | 142.158
| DM1109564 | Heze P LED1x1650 D961 T840 LOUVER | non-dimmable, II, IP65, IK08, opal PMMA diffuser, white UV-proof thermoplastic body with louver | 295 | 295 | 90 |  | 50000/L80B10 | 3 | 999 | 14.7 | 68 | 80+ | 4000 | 165.249
| DM1109565 | Heze P 1E27 Z70 LOUVER DGREY | 1xE27, II, IP65, IK08, opal PMMA diffuser, dark grey UV-proof thermoplastic body with louver | 295 | 295 | 90 | [8 empty] | 64.07
| DM1109566 | Heze P 2E27 Z71 LOUVER DGREY | 2xE27, II, IP65, IK08, opal PMMA diffuser, dark grey UV-proof thermoplastic body with louver | 295 | 295 | 90 | [8 empty] | 65.661
| DM1109567 | Heze P LED1x1200 D960 T830 LOUVER DGREY | non-dimmable, II, IP65, IK08, opal PMMA diffuser, dark grey UV-proof thermoplastic body with louver | 295 | 295 | 90 |  | 50000/L80B10 | 3 | 678 | 10.1 | 67 | 80+ | 3000 | 147.834
| DM1109568 | Heze P LED1x1650 D961 T830 LOUVER DGREY | non-dimmable, II, IP65, IK08, opal PMMA diffuser, dark grey UV-proof thermoplastic body with louver | 295 | 295 | 90 |  | 50000/L80B10 | 3 | 947 | 14.7 | 64 | 80+ | 3000 | 171.183
| DM1109569 | Heze P LED1x1200 D960 T840 LOUVER DGREY | non-dimmable, II, IP65, IK08, opal PMMA diffuser, dark grey UV-proof thermoplastic body with louver | 295 | 295 | 90 |  | 50000/L80B10 | 3 | 715 | 10.1 | 71 | 80+ | 4000 | 147.834
| DM1109570 | Heze P LED1x1650 D961 T840 LOUVER DGREY | non-dimmable, II, IP65, IK08, opal PMMA diffuser, dark grey UV-proof thermoplastic body with louver | 295 | 295 | 90 |  | 50000/L80B10 | 3 | 999 | 14.7 | 68 | 80+ | 4000 | 171.183
Available options:
|  | DALI | Driver with DALI interface and switch-control dimming | [11 empty] | 55
*note - for this model DALI option is not compatible with SWITCHDIM functionality.
|  | BLT | Integrated wireless control unit and driver for lighting control via mobile device (via Bluetooth) | [11 empty] | 321.5448
|  | KRBLT | Integrated wireless control unit and driver for lighting control via mobile device (KR system app), on/off | [11 empty] | 126.248
|  | KRBLT DALI | Integrated wireless control unit and driver for lighting control via mobile device (KR system app), DALI with integrated PS | [11 empty] | 236.07
|  | MW | Integrated microwave (MW) motion sensor with on-off control | [11 empty] | 40
|  | MWRFM+ | Integrated microwave (MW) motion sensor with integrated RF (radio wave) transceiver. Sensor can serve as both master and slave. Functions: Staircase, Corridor, dimming control. | [11 empty] | 293.088
|  | MW DALI2 | Integrated microwave (MW) motion sensor with DALI2 controls, requires power supply | [11 empty] | 293.088
|  | MW KRBLT | Integrated wireless microwave (MW) motion sensor with KR system app control, on-off | [11 empty] | 122.163
|  | MW KRBLT DALI | Integrated wireless microwave (MW) motion sensor with KR system app control and DALI power supply. | [11 empty] | 276.748
|  | EM3 | Emergency version 3 hours | [11 empty] | 90
|  | EM3A | Emergency version equipped with an autonomous testing system, 3 hours | [11 empty] | 162.798
|  | EM3D | Emergency version 3 hours with DALI interface | [11 empty] | 268.578
*note - Operating temperature range for Luminaires with EM option,°C: ta 0... +35
|  | LOUVER | Decorative louver
|  | DGREY | Dark grey UV-proof termoplastic body
|  | T830 | Colour temperature 3000K, CRI 80+
|  | T840 | Colour temperature 4000K, CRI 80+
| DM1115776 | Storm P LED1x1000/1500/2000/2550 J584 T830/40 | non-dimmable, II, IP65, IK10, opal polycarbonate diffuser, white polycarbonate body | 352 | 352 | 68 |  | 50000/L70B50 | 5 | 1000/1500/2000/2550 | 10/14/18/22 | 100/107/111/116 | 80+ | 3000/4000 | 122.175
| DM1115777 | Storm P LED1x1000/1500/2000/2550 J584 T830/40 BLACK | non-dimmable, II, IP65, IK10, opal polycarbonate diffuser, white polycarbonate body | 352 | 352 | 68 |  | 50000/L70B50 | 5 | 1000/1500/2000/2550 | 10/14/18/22 | 100/107/111/116 | 80+ | 3000/4000 | 122.175
Available options:
|  | T830 | Colour temperature 3000K, CRI 80+
|  | T840 | Colour temperature 4000K, CRI 80+
|  | DALI | Driver with DALI interface and switch-control dimming | [11 empty] | 133.945
|  | COR | Driver with Corridor function (never off)
|  | *note - for DALI, COR options, indicate what output is required | for DALI, COR options indicate what output is required
|  | BLT | Integrated wireless control unit and driver for lighting control via mobile device (via Bluetooth) | [11 empty] | 321.5448
|  | KRBLT | Integrated wireless control unit and driver for lighting control via mobile device (KR system app), on/off | [11 empty] | 126.248
|  | KRBLT DALI | Integrated wireless control unit and driver for lighting control via mobile device (KR system app), DALI with integrated PS | [11 empty] | 236.07
|  | MW | Integrated microwave (MW) motion sensor with on-off control | [11 empty] | 40
|  | MWRFM+ | Integrated microwave (MW) motion sensor with integrated RF (radio wave) transceiver. Sensor can serve as both master and slave. Functions: Staircase, Corridor, dimming control. | [11 empty] | 293.088
|  | MW DALI2 | Integrated microwave (MW) motion sensor with DALI2 controls, requires power supply | [11 empty] | 293.088
|  | MW KRBLT | Integrated wireless microwave (MW) motion sensor with KR system app control, on-off | [11 empty] | 122.163
|  | MW KRBLT DALI | Integrated wireless microwave (MW) motion sensor with KR system app control and DALI power supply. | [11 empty] | 276.748
|  | EM3 | Emergency version 3 hours | [11 empty] | 90
|  | EM3A | Emergency version equipped with an autonomous testing system, 3 hours | [11 empty] | 162.798
|  | EM3D | Emergency version 3 hours with DALI interface | [11 empty] | 268.578
*note - Operating temperature range for Luminaires with EM option, C: ta 0... +35
|  | EM3Atmin-25 | Emergency version equipped with an autonomous testing system, 3 hours. Suitable for low ambient temperatures up to -25 C | [11 empty] | 476.956
|  | BLACK | Black thermoplastic body
| DM1130041 | Zuben Q LED1x1060/1570 K358 T830/40/57 | non-dimmable, IP65, IK08, 120°, 3CCT, dual power, PC body | 220 | 220 | 50 |  | 100000/L70B50 | 3 | 1060/1570 | 10/15 | 106 | 80+ | 3000/4000/5700K | 53.7
| DM1130042 | Zuben Q LED1x1480/2050 K359 T830/40/57 | non-dimmable, IP65, IK08, 120°, 3CCT, dual power, PC body | 280 | 280 | 50 |  | 100000/L70B50 | 3 | 1480/2050 | 13/18 | 114 | 80+ | 3000/4000/5700K | 71.5125
| DM1130043 | Zuben Q LED1x2020/2850 K360 T830/40/57 | non-dimmable, IP65, IK08, 120°, 3CCT, dual power, PC body | 330 | 330 | 50 |  | 100000/L70B50 | 3 | 2020/2850 | 17/24 | 119 | 80+ | 3000/4000/5700K | 86.3625
| DM1130069 | Zuben Q LED1x1060/1570 K358 T830/40/57 MW | non-dimmable, IP65, IK08, 120°, 3CCT, dual power, PC body, with MW sensor | 220 | 220 | 50 |  | 100000/L70B50 | 3 | 1060/1570 | 10/15 | 106 | 80+ | 3000/4000/5700K | 97.05
| DM1130070 | Zuben Q LED1x1480/2050 K359 T830/40/57 MW | non-dimmable, IP65, IK08, 120°, 3CCT, dual power, PC body, with MW sensor | 280 | 280 | 50 |  | 100000/L70B50 | 3 | 1480/2050 | 13/18 | 114 | 80+ | 3000/4000/5700K | 114.8625
| DM1130071 | Zuben Q LED1x2020/2850 K360 T830/40/57 MW | non-dimmable, IP65, IK08, 120°, 3CCT, dual power, PC body, with MW sensor | 330 | 330 | 50 |  | 100000/L70B50 | 3 | 2020/2850 | 17/24 | 119 | 80+ | 3000/4000/5700K | 129.7125
| DM1130044 | Zuben C LED1x1060/1570 K361 T830/40/57 | non-dimmable, IP65, IK08, 120°, 3CCT, dual power, PC body | 220 | 220 | 50 |  | 100000/L70B50 | 3 | 1060/1570 | 10/15 | 106 | 80+ | 3000/4000/5700K | 51.9
| DM1130045 | Zuben C LED1x1480/2050 K362 T830/40/57 | non-dimmable, IP65, IK08, 120°, 3CCT, dual power, PC body | 280 | 280 | 50 |  | 100000/L70B50 | 3 | 1480/2050 | 13/18 | 114 | 80+ | 3000/4000/5700K | 65.55
| DM1130046 | Zuben C LED1x2020/2850 K363 T830/40/57 | non-dimmable, IP65, IK08, 120°, 3CCT, dual power, PC body | 330 | 330 | 50 |  | 100000/L70B50 | 3 | 2020/2850 | 17/24 | 119 | 80+ | 3000/4000/5700K | 82.35
| DM1130072 | Zuben C LED1x1060/1570 K361 T830/40/57 MW | non-dimmable, IP65, IK08, 120°, 3CCT, dual power, PC body, with MW sensor | 220 | 220 | 50 |  | 100000/L70B50 | 3 | 1060/1570 | 10/15 | 106 | 80+ | 3000/4000/5700K | 95.25
| DM1130073 | Zuben C LED1x1480/2050 K362 T830/40/57 MW | non-dimmable, IP65, IK08, 120°, 3CCT, dual power, PC body, with MW sensor | 280 | 280 | 50 |  | 100000/L70B50 | 3 | 1480/2050 | 13/18 | 114 | 80+ | 3000/4000/5700K | 108.9
| DM1130074 | Zuben C LED1x2020/2850 K363 T830/40/57 MW | non-dimmable, IP65, IK08, 120°, 3CCT, dual power, PC body, with MW sensor | 330 | 330 | 50 |  | 100000/L70B50 | 3 | 2020/2850 | 17/24 | 119 | 80+ | 3000/4000/5700K | 125.7375
| DM1110937 | Pollux P LED1x1200 G620 T830 OP | non-dimmable, I, IP54, IK10, translucent polycarbonate diffuser, white polycarbonate body | 300 | 300 | 85 |  | 50000/L90B10 | 3 | 1146 | 10 | 115 | 80 | 3000 | 148.264
| DM1110938 | Pollux P LED1x1500 G621 T830 OP | non-dimmable, I, IP54, IK10, translucent polycarbonate diffuser, white polycarbonate body | 300 | 300 | 85 |  | 50000/L90B10 | 3 | 1433 | 13 | 110 | 80 | 3000 | 148.264
| DM1110939 | Pollux P LED1x2050 G622 T830 OP | non-dimmable, I, IP54, IK10, translucent polycarbonate diffuser, white polycarbonate body | 300 | 300 | 85 |  | 50000/L90B10 | 3 | 1949 | 18 | 108 | 80 | 3000 | 148.264
| DM1110940 | Pollux P LED1x2950 G623 T830 OP | non-dimmable, I, IP54, IK10, translucent polycarbonate diffuser, white polycarbonate body | 300 | 300 | 85 |  | 50000/L90B10 | 3 | 2799 | 27 | 104 | 80 | 3000 | 156.004
| DM1110941 | Pollux P LED1x1200 G620 T840 OP | non-dimmable, I, IP54, IK10, translucent polycarbonate diffuser, white polycarbonate body | 300 | 300 | 85 |  | 50000/L90B10 | 3 | 1200 | 10 | 120 | 80 | 4000 | 148.264
| DM1110942 | Pollux P LED1x1500 G621 T840 OP | non-dimmable, I, IP54, IK10, translucent polycarbonate diffuser, white polycarbonate body | 300 | 300 | 85 |  | 50000/L90B10 | 3 | 1500 | 13 | 115 | 80 | 4000 | 148.264
| DM1110943 | Pollux P LED1x2050 G622 T840 OP | non-dimmable, I, IP54, IK10, translucent polycarbonate diffuser, white polycarbonate body | 300 | 300 | 85 |  | 50000/L90B10 | 3 | 2040 | 18 | 113 | 80 | 4000 | 148.264
| DM1110944 | Pollux P LED1x2950 G623 T840 OP | non-dimmable, I, IP54, IK10, translucent polycarbonate diffuser, white polycarbonate body | 300 | 300 | 85 |  | 50000/L90B10 | 3 | 2930 | 27 | 109 | 80 | 4000 | 156.004
| DM1110945 | Dorado P LED1x1200 G624 T830 OP | non-dimmable, I, IP54, IK10, translucent polycarbonate diffuser, white polycarbonate body | 330 | 330 | 85 |  | 50000/L90B10 | 3 | 1127 | 10 | 113 | 80 | 3000 | 171.656
| DM1110946 | Dorado P LED1x1500 G625 T830 OP | non-dimmable, I, IP54, IK10, translucent polycarbonate diffuser, white polycarbonate body | 330 | 330 | 85 |  | 50000/L90B10 | 3 | 1423 | 13 | 109 | 80 | 3000 | 171.656
| DM1110947 | Dorado P LED1x2050 G626 T830 OP | non-dimmable, I, IP54, IK10, translucent polycarbonate diffuser, white polycarbonate body | 330 | 330 | 85 |  | 50000/L90B10 | 3 | 1929 | 18 | 107 | 80 | 3000 | 171.656
| DM1110948 | Dorado P LED1x2900 G627 T830 OP | non-dimmable, I, IP54, IK10, translucent polycarbonate diffuser, white polycarbonate body | 330 | 330 | 85 |  | 50000/L90B10 | 3 | 2760 | 27 | 102 | 80 | 3000 | 178.235
| DM1110949 | Dorado P LED1x1200 G624 T840 OP | non-dimmable, I, IP54, IK10, translucent polycarbonate diffuser, white polycarbonate body | 330 | 330 | 85 |  | 50000/L90B10 | 3 | 1180 | 10 | 118 | 80 | 4000 | 171.656
| DM1110950 | Dorado P LED1x1500 G625 T840 OP | non-dimmable, I, IP54, IK10, translucent polycarbonate diffuser, white polycarbonate body | 330 | 330 | 85 |  | 50000/L90B10 | 3 | 1490 | 13 | 115 | 80 | 4000 | 171.656
| DM1110951 | Dorado P LED1x2050 G626 T840 OP | non-dimmable, I, IP54, IK10, translucent polycarbonate diffuser, white polycarbonate body | 330 | 330 | 85 |  | 50000/L90B10 | 3 | 2020 | 18 | 112 | 80 | 4000 | 171.656
| DM1110952 | Dorado P LED1x2900 G627 T840 OP | non-dimmable, I, IP54, IK10, translucent polycarbonate diffuser, white polycarbonate body | 330 | 330 | 85 |  | 50000/L90B10 | 3 | 2890 | 27 | 107 | 80 | 4000 | 178.235
Available options:
|  | DALI | Driver with DALI interface and switch-control dimming | [11 empty] | 55
|  | BLT | Integrated wireless control unit and driver for lighting control via mobile device (via Bluetooth) | [11 empty] | 321.5448
|  | KRBLT | Integrated wireless control unit and driver for lighting control via mobile device (KR system app), on/off | [11 empty] | 126.248
|  | KRBLT DALI | Integrated wireless control unit and driver for lighting control via mobile device (KR system app), DALI with integrated PS | [11 empty] | 236.07
|  | MW | Integrated microwave (MW) motion sensor with on-off control | [11 empty] | 40
|  | MWRFM+ | Integrated microwave (MW) motion sensor with integrated RF (radio wave) transceiver. Sensor can serve as both master and slave. Functions: Staircase, Corridor, dimming control. | [11 empty] | 293.088
|  | MW DALI2 | Integrated microwave (MW) motion sensor with DALI2 controls, requires power supply | [11 empty] | 293.088
|  | MW KRBLT | Integrated wireless microwave (MW) motion sensor with KR system app control, on-off | [11 empty] | 122.163
|  | MW KRBLT DALI | Integrated wireless microwave (MW) motion sensor with KR system app control and DALI power supply. | [11 empty] | 276.748
|  | EM3 | Emergency version 3 hours | [11 empty] | 90
|  | EM3A | Emergency version equipped with an autonomous testing system, 3 hours | [11 empty] | 162.798
|  | EM3D | Emergency version 3 hours with DALI interface | [11 empty] | 268.578
*note - Operating temperature range for Luminaires with EM option, C: ta 0... +35
|  | T830 | Colour temperature 3000K, CRI 80+
|  | T840 | Colour temperature 4000K, CRI 80+
| DM1130029 | Hamal LED1x1200/1725 K352 T830/40/57 | non-dimmable, II, IP44, IK06, opal PP diffuser, white PP body | 280 | 280 | 68 |  | 100000/L70B50 | 3 | 1200/1725 | 10/15 | 120/115 | 80+ | 3000/4000/5700K | 66.75
| DM1130030 | Hamal LED1x1625/2160 K353 T830/40/57 | non-dimmable, II, IP44, IK06, opal PP diffuser, white PP body | 360 | 360 | 72 |  | 100000/L70B50 | 3 | 1625/2160 | 13/18 | 125/120 | 80+ | 3000/4000/5700K | 82.2
| DM1130031 | Hamal LED1x2640/3680 K354 T830/40/57 | non-dimmable, II, IP44, IK06, opal PP diffuser, white PP body | 410 | 410 | 76 |  | 100000/L70B50 | 3 | 2640/3680 | 22/32 | 120/115 | 80+ | 3000/4000/5700K | 103.3875
| DM1130032 | Hamal LED1x1200/1725 K352 T830/40/57 BLACK | non-dimmable, II, IP44, IK06, opal PP diffuser, black PP body | 280 | 280 | 68 |  | 100000/L70B50 | 3 | 1200/1725 | 10/15 | 120/115 | 80+ | 3000/4000/5700K | 82.2
| DM1130033 | Hamal LED1x1625/2160 K353 T830/40/57 BLACK | non-dimmable, II, IP44, IK06, opal PP diffuser, black PP body | 360 | 360 | 72 |  | 100000/L70B50 | 3 | 1625/2160 | 13/18 | 125/120 | 80+ | 3000/4000/5700K | 105.525
| DM1130034 | Hamal LED1x2640/3680 K354 T830/40/57 BLACK | non-dimmable, II, IP44, IK06, opal PP diffuser, black PP body | 410 | 410 | 76 |  | 100000/L70B50 | 3 | 2640/3680 | 22/32 | 120/115 | 80+ | 3000/4000/5700K | 129.1125
| DM1130051 | Hamal LED1x1200/1725 K352 T830/40/57 MW | non-dimmable, II, IP44, IK06, opal PP diffuser, white PP body, with MW sensor | 280 | 280 | 68 |  | 100000/L70B50 | 3 | 1200/1725 | 10/15 | 120/115 | 80+ | 3000/4000/5700K | 110.1
| DM1130052 | Hamal LED1x1625/2160 K353 T830/40/57 MW | non-dimmable, II, IP44, IK06, opal PP diffuser, white PP body, with MW sensor | 360 | 360 | 72 |  | 100000/L70B50 | 3 | 1625/2160 | 13/18 | 125/120 | 80+ | 3000/4000/5700K | 125.55
| DM1130053 | Hamal LED1x2640/3680 K354 T830/40/57 MW | non-dimmable, II, IP44, IK06, opal PP diffuser, white PP body, with MW sensor | 410 | 410 | 76 |  | 100000/L70B50 | 3 | 2640/3680 | 22/32 | 120/115 | 80+ | 3000/4000/5700K | 146.7
| DM1130060 | Hamal LED1x1200/1725 K352 T830/40/57 MW BLACK | non-dimmable, II, IP44, IK06, opal PP diffuser, black PP body, with MW sensor | 280 | 280 | 68 |  | 100000/L70B50 | 3 | 1200/1725 | 10/15 | 120/115 | 80+ | 3000/4000/5700K | 125.55
| DM1130061 | Hamal LED1x1625/2160 K353 T830/40/57 MW BLACK | non-dimmable, II, IP44, IK06, opal PP diffuser, black PP body, with MW sensor | 360 | 360 | 72 |  | 100000/L70B50 | 3 | 1625/2160 | 13/18 | 125/120 | 80+ | 3000/4000/5700K | 148.875
| DM1130062 | Hamal LED1x2640/3680 K354 T830/40/57 MW BLACK | non-dimmable, II, IP44, IK06, opal PP diffuser, black PP body, with MW sensor | 410 | 410 | 76 |  | 100000/L70B50 | 3 | 2640/3680 | 22/32 | 120/115 | 80+ | 3000/4000/5700K | 172.4625
| DM1130054 | Hamal LED1x1200/1725 K352 T830/40/57 EM3 | non-dimmable, II, IP44, IK06, opal PP diffuser, white PP body, with EM3 kit | 280 | 280 | 68 |  | 100000/L70B50 | 3 | 1200/1725 | 10/15 | 120/115 | 80+ | 3000/4000/5700K | 155.85
| DM1130055 | Hamal LED1x1625/2160 K353 T830/40/57 EM3 | non-dimmable, II, IP44, IK06, opal PP diffuser, white PP body, with EM3 kit | 360 | 360 | 72 |  | 100000/L70B50 | 3 | 1625/2160 | 13/18 | 125/120 | 80+ | 3000/4000/5700K | 171.3
| DM1130056 | Hamal LED1x2640/3680 K354 T830/40/57 EM3 | non-dimmable, II, IP44, IK06, opal PP diffuser, white PP body, with EM3 kit | 410 | 410 | 76 |  | 100000/L70B50 | 3 | 2640/3680 | 22/32 | 120/115 | 80+ | 3000/4000/5700K | 192.45
| DM1130063 | Hamal LED1x1200/1725 K352 T830/40/57 EM3 BLACK | non-dimmable, II, IP44, IK06, opal PP diffuser, black PP body, with EM3 kit | 280 | 280 | 68 |  | 100000/L70B50 | 3 | 1200/1725 | 10/15 | 120/115 | 80+ | 3000/4000/5700K | 171.3
| DM1130064 | Hamal LED1x1625/2160 K353 T830/40/57 EM3 BLACK | non-dimmable, II, IP44, IK06, opal PP diffuser, black PP body, with EM3 kit | 360 | 360 | 72 |  | 100000/L70B50 | 3 | 1625/2160 | 13/18 | 125/120 | 80+ | 3000/4000/5700K | 194.6625
| DM1130065 | Hamal LED1x2640/3680 K354 T830/40/57 EM3 BLACK | non-dimmable, II, IP44, IK06, opal PP diffuser, black PP body, with EM3 kit | 410 | 410 | 76 |  | 100000/L70B50 | 3 | 2640/3680 | 22/32 | 120/115 | 80+ | 3000/4000/5700K | 217.8
| DM1130057 | Hamal LED1x1200/1725 K352 T830/40/57 MW EM3 | non-dimmable, II, IP44, IK06, opal PP diffuser, white PP body, with MW sensor and EM3 kit | 280 | 280 | 68 |  | 100000/L70B50 | 3 | 1200/1725 | 10/15 | 120/115 | 80+ | 3000/4000/5700K | 199.1625
| DM1130058 | Hamal LED1x1625/2160 K353 T830/40/57 MW EM3 | non-dimmable, II, IP44, IK06, opal PP diffuser, white PP body, with MW sensor and EM3 kit | 360 | 360 | 72 |  | 100000/L70B50 | 3 | 1625/2160 | 13/18 | 125/120 | 80+ | 3000/4000/5700K | 214.6125
| DM1130059 | Hamal LED1x2640/3680 K354 T830/40/57 MW EM3 | non-dimmable, II, IP44, IK06, opal PP diffuser, white PP body, with MW sensor and EM3 kit | 410 | 410 | 76 |  | 100000/L70B50 | 3 | 2640/3680 | 22/32 | 120/115 | 80+ | 3000/4000/5700K | 235.8375
| DM1130066 | Hamal LED1x1200/1725 K352 T830/40/57 MW EM3 BLACK | non-dimmable, II, IP44, IK06, opal PP diffuser, black PP body, with MW sensor and EM3 kit | 280 | 280 | 68 |  | 100000/L70B50 | 3 | 1200/1725 | 10/15 | 120/115 | 80+ | 3000/4000/5700K | 214.6125
| DM1130067 | Hamal LED1x1625/2160 K353 T830/40/57 MW EM3 BLACK | non-dimmable, II, IP44, IK06, opal PP diffuser, black PP body, with MW sensor and EM3 kit | 360 | 360 | 72 |  | 100000/L70B50 | 3 | 1625/2160 | 13/18 | 125/120 | 80+ | 3000/4000/5700K | 237.975
| DM1130068 | Hamal LED1x2640/3680 K354 T830/40/57 MW EM3 BLACK | non-dimmable, II, IP44, IK06, opal PP diffuser, black PP body, with MW sensor and EM3 kit | 410 | 410 | 76 |  | 100000/L70B50 | 3 | 2640/3680 | 22/32 | 120/115 | 80+ | 3000/4000/5700K | 261.15
| DM1107921 | Carina P LED1x2150 H113 T830 MPRZ | non-dimmable, I, IP54, IK05, opal micro-linear prismatic polycarbonate diffuser, white steel body with screwed end caps, basic version | 615 | 97 | 72 |  | 50000/L80B10 | 3 | 2046 | 14.8 | 138 | 80+ | 3000 | 110.123
| DM1107922 | Carina P LED1x2550 H196 T830 MPRZ | non-dimmable, I, IP54, IK05, opal micro-linear prismatic polycarbonate diffuser, white steel body with screwed end caps, basic version | 615 | 97 | 72 |  | 50000/L80B10 | 3 | 2412 | 17.8 | 136 | 80+ | 3000 | 115.111
| DM1107923 | Carina P LED1x3550 H114 T830 MPRZ | non-dimmable, I, IP54, IK05, opal micro-linear prismatic polycarbonate diffuser, white steel body with screwed end caps, basic version | 1175 | 97 | 72 |  | 50000/L80B10 | 3 | 3376 | 25.2 | 134 | 80+ | 3000 | 160.519
| DM1107924 | Carina P LED1x5100 H115 T830 MPRZ | non-dimmable, I, IP54, IK05, opal micro-linear prismatic polycarbonate diffuser, white steel body with screwed end caps, basic version | 1175 | 97 | 72 |  | 50000/L80B10 | 3 | 4824 | 35.5 | 136 | 80+ | 3000 | 169.592
| DM1108123 | Carina P LED1x4450 H200 T830 MPRZ | non-dimmable, I, IP54, IK05, opal micro-linear prismatic polycarbonate diffuser, white steel body with screwed end caps, basic version | 1455 | 97 | 72 |  | 50000/L80B10 | 3 | 4220 | 31.5 | 134 | 80+ | 3000 | 191.823
| DM1108124 | Carina P LED1x6350 H116 T830 MPRZ | non-dimmable, I, IP54, IK05, opal micro-linear prismatic polycarbonate diffuser, white steel body with screwed end caps, basic version | 1455 | 97 | 72 |  | 50000/L80B10 | 3 | 6030 | 44.3 | 136 | 80+ | 3000 | 201.584
| DM1107698 | Carina P LED1x2150 H113 T840 MPRZ 1G 2Gr | non-dimmable, I, IP54, IK05, opal micro-linear prismatic polycarbonate diffuser, white steel body with screwed end caps, basic version | 615 | 97 | 72 |  | 50000/L80B10 | 3 | 2142 | 14.8 | 145 | 80+ | 4000 | 110.123
| DM1108126 | Carina P LED1x2550 H196 T840 MPRZ | non-dimmable, I, IP54, IK05, opal micro-linear prismatic polycarbonate diffuser, white steel body with screwed end caps, basic version | 615 | 97 | 72 |  | 50000/L80B10 | 3 | 2525 | 17.8 | 142 | 80+ | 4000 | 115.111
| DM1107699 | Carina P LED1x3550 H114 T840 MPRZ 1G 2Gr | non-dimmable, I, IP54, IK05, opal micro-linear prismatic polycarbonate diffuser, white steel body with screwed end caps, basic version | 1175 | 97 | 72 |  | 50000/L80B10 | 3 | 3534 | 25.2 | 140 | 80+ | 4000 | 160.519
| DM1107700 | Carina P LED1x5100 H115 T840 MPRZ 1G 2Gr | non-dimmable, I, IP54, IK05, opal micro-linear prismatic polycarbonate diffuser, white steel body with screwed end caps, basic version | 1175 | 97 | 72 |  | 50000/L80B10 | 3 | 5051 | 35.5 | 142 | 80+ | 4000 | 169.592
| DM1108128 | Carina P LED1x4450 H200 T840 MPRZ | non-dimmable, I, IP54, IK05, opal micro-linear prismatic polycarbonate diffuser, white steel body with screwed end caps, basic version | 1455 | 97 | 72 |  | 50000/L80B10 | 3 | 4418 | 31.5 | 140 | 80+ | 4000 | 191.823
| DM1107701 | Carina P LED1x6350 H116 T840 MPRZ 1G 2Gr | non-dimmable, I, IP54, IK05, opal micro-linear prismatic polycarbonate diffuser, white steel body with screwed end caps, basic version | 1455 | 97 | 72 |  | 50000/L80B10 | 3 | 6313 | 44.3 | 143 | 80+ | 4000 | 201.584
| DM 1106177 | Carina P LED1x1500 G444 T830 MPRZ | non-dimmable, I, IP54, IK05, opal micro-linear prismatic polycarbonate diffuser, white steel body with screwed end caps | 615 | 97 | 72 |  | 100000/L80B10 | 3 | 1399 | 10.3 | 136 | 80+ | 3000 | 138.718
| DM 1106178 | Carina P LED1x2050 G445 T830 MPRZ | non-dimmable, I, IP54, IK05, opal micro-linear prismatic polycarbonate diffuser, white steel body with screwed end caps | 615 | 97 | 72 |  | 100000/L80B10 | 3 | 1913 | 13.9 | 138 | 80+ | 3000 | 138.718
| DM 1106179 | Carina P LED1x2700 G446 T830 MPRZ | non-dimmable, I, IP54, IK05, opal micro-linear prismatic polycarbonate diffuser, white steel body with screwed end caps | 615 | 97 | 72 |  | 100000/L80B10 | 3 | 2538 | 18.9 | 134 | 80+ | 3000 | 135.321
| DM 1106180 | Carina P LED1x3050 G447 T830 MPRZ | non-dimmable, I, IP54, IK05, opal micro-linear prismatic polycarbonate diffuser, white steel body with screwed end caps | 615 | 97 | 72 |  | 100000/L80B10 | 3 | 2875 | 20.5 | 140 | 80+ | 3000 | 135.536
| DM 1106181 | Carina P LED1x2750 G448 T830 MPRZ | non-dimmable, I, IP54, IK05, opal micro-linear prismatic polycarbonate diffuser, white steel body with screwed end caps | 1175 | 97 | 72 |  | 100000/L80B10 | 3 | 2551 | 18.3 | 139 | 80+ | 3000 | 185.244
| DM 1106182 | Carina P LED1x3550 G449 T830 MPRZ | non-dimmable, I, IP54, IK05, opal micro-linear prismatic polycarbonate diffuser, white steel body with screwed end caps | 1175 | 97 | 72 |  | 100000/L80B10 | 3 | 3327 | 22.9 | 145 | 80+ | 3000 | 192.984
| DM 1106183 | Carina P LED1x4600 G450 T830 MPRZ | non-dimmable, I, IP54, IK05, opal micro-linear prismatic polycarbonate diffuser, white steel body with screwed end caps | 1175 | 97 | 72 |  | 100000/L80B10 | 3 | 4336 | 30.5 | 142 | 80+ | 3000 | 192.984
| DM 1106184 | Carina P LED1x5400 G451 T830 MPRZ | non-dimmable, I, IP54, IK05, opal micro-linear prismatic polycarbonate diffuser, white steel body with screwed end caps | 1175 | 97 | 72 |  | 100000/L80B10 | 3 | 5076 | 35.2 | 144 | 80+ | 3000 | 202.315
| DM 1106185 | Carina P LED1x6100 G452 T830 MPRZ | non-dimmable, I, IP54, IK05, opal micro-linear prismatic polycarbonate diffuser, white steel body with screwed end caps | 1175 | 97 | 72 |  | 100000/L80B10 | 3 | 5751 | 39.2 | 147 | 80+ | 3000 | 210.227
| DM 1106186 | Carina P LED1x3400 G453 T830 MPRZ | non-dimmable, I, IP54, IK05, opal micro-linear prismatic polycarbonate diffuser, white steel body with screwed end caps | 1455 | 97 | 72 |  | 100000/L80B10 | 3 | 3189 | 22.3 | 143 | 80+ | 3000 | 215.946
| DM 1106187 | Carina P LED1x4400 G454 T830 MPRZ | non-dimmable, I, IP54, IK05, opal micro-linear prismatic polycarbonate diffuser, white steel body with screwed end caps | 1455 | 97 | 72 |  | 100000/L80B10 | 3 | 4159 | 28.6 | 145 | 80+ | 3000 | 228.803
| DM 1106188 | Carina P LED1x5750 G455 T830 MPRZ | non-dimmable, I, IP54, IK05, opal micro-linear prismatic polycarbonate diffuser, white steel body with screwed end caps | 1455 | 97 | 72 |  | 100000/L80B10 | 3 | 5419 | 38.1 | 142 | 80+ | 3000 | 228.803
| DM 1106189 | Carina P LED1x6700 G456 T830 MPRZ | non-dimmable, I, IP54, IK05, opal micro-linear prismatic polycarbonate diffuser, white steel body with screwed end caps | 1455 | 97 | 72 |  | 100000/L80B10 | 3 | 6345 | 42.6 | 149 | 80+ | 3000 | 246.992
| DM 1106190 | Carina P LED1x7600 G457 T830 MPRZ | non-dimmable, I, IP54, IK05, opal micro-linear prismatic polycarbonate diffuser, white steel body with screwed end caps | 1455 | 97 | 72 |  | 100000/L80B10 | 3 | 7189 | 48.4 | 149 | 80+ | 3000 | 246.992
| DM 1106191 | Carina P LED1x1500 G444 T840 MPRZ | non-dimmable, I, IP54, IK05, opal micro-linear prismatic polycarbonate diffuser, white steel body with screwed end caps | 615 | 97 | 72 |  | 100000/L80B10 | 3 | 1475 | 10.3 | 143 | 80+ | 4000 | 138.718
| DM 1106192 | Carina P LED1x2050 G445 T840 MPRZ | non-dimmable, I, IP54, IK05, opal micro-linear prismatic polycarbonate diffuser, white steel body with screwed end caps | 615 | 97 | 72 |  | 100000/L80B10 | 3 | 2017 | 13.9 | 145 | 80+ | 4000 | 138.718
| DM 1106193 | Carina P LED1x2700 G446 T840 MPRZ | non-dimmable, I, IP54, IK05, opal micro-linear prismatic polycarbonate diffuser, white steel body with screwed end caps | 615 | 97 | 72 |  | 100000/L80B10 | 3 | 2675 | 18.9 | 142 | 80+ | 4000 | 135.321
| DM 1106194 | Carina P LED1x3050 G447 T840 MPRZ | non-dimmable, I, IP54, IK05, opal micro-linear prismatic polycarbonate diffuser, white steel body with screwed end caps | 615 | 97 | 72 |  | 100000/L80B10 | 3 | 3031 | 20.5 | 148 | 80+ | 4000 | 135.536
| DM 1106195 | Carina P LED1x2750 G448 T840 MPRZ | non-dimmable, I, IP54, IK05, opal micro-linear prismatic polycarbonate diffuser, white steel body with screwed end caps | 1175 | 97 | 72 |  | 100000/L80B10 | 3 | 2689 | 18.3 | 147 | 80+ | 4000 | 185.244
| DM 1106196 | Carina P LED1x3550 G449 T840 MPRZ | non-dimmable, I, IP54, IK05, opal micro-linear prismatic polycarbonate diffuser, white steel body with screwed end caps | 1175 | 97 | 72 |  | 100000/L80B10 | 3 | 3507 | 22.9 | 153 | 80+ | 4000 | 192.984
| DM 1106197 | Carina P LED1x4600 G450 T840 MPRZ | non-dimmable, I, IP54, IK05, opal micro-linear prismatic polycarbonate diffuser, white steel body with screwed end caps | 1175 | 97 | 72 |  | 100000/L80B10 | 3 | 4570 | 30.5 | 150 | 80+ | 4000 | 192.984
| DM 1106198 | Carina P LED1x5400 G451 T840 MPRZ | non-dimmable, I, IP54, IK05, opal micro-linear prismatic polycarbonate diffuser, white steel body with screwed end caps | 1175 | 97 | 72 |  | 100000/L80B10 | 3 | 5351 | 35.2 | 152 | 80+ | 4000 | 202.315
| DM 1106199 | Carina P LED1x6100 G452 T840 MPRZ | non-dimmable, I, IP54, IK05, opal micro-linear prismatic polycarbonate diffuser, white steel body with screwed end caps | 1175 | 97 | 72 |  | 100000/L80B10 | 3 | 6062 | 39.2 | 155 | 80+ | 4000 | 210.227
| DM 1106200 | Carina P LED1x3400 G453 T840 MPRZ | non-dimmable, I, IP54, IK05, opal micro-linear prismatic polycarbonate diffuser, white steel body with screwed end caps | 1455 | 97 | 72 |  | 100000/L80B10 | 3 | 3362 | 22.3 | 151 | 80+ | 4000 | 215.946
| DM 1106201 | Carina P LED1x4400 G454 T840 MPRZ | non-dimmable, I, IP54, IK05, opal micro-linear prismatic polycarbonate diffuser, white steel body with screwed end caps | 1455 | 97 | 72 |  | 100000/L80B10 | 3 | 4383 | 28.6 | 153 | 80+ | 4000 | 228.803
| DM 1106202 | Carina P LED1x5750 G455 T840 MPRZ | non-dimmable, I, IP54, IK05, opal micro-linear prismatic polycarbonate diffuser, white steel body with screwed end caps | 1455 | 97 | 72 |  | 100000/L80B10 | 3 | 5713 | 38.1 | 150 | 80+ | 4000 | 228.803
| DM 1106203 | Carina P LED1x6700 G456 T840 MPRZ | non-dimmable, I, IP54, IK05, opal micro-linear prismatic polycarbonate diffuser, white steel body with screwed end caps | 1455 | 97 | 72 |  | 100000/L80B10 | 3 | 6688 | 42.6 | 157 | 80+ | 4000 | 246.992
| DM 1106204 | Carina P LED1x7600 G457 T840 MPRZ | non-dimmable, I, IP54, IK05, opal micro-linear prismatic polycarbonate diffuser, white steel body with screwed end caps | 1455 | 97 | 72 |  | 100000/L80B10 | 3 | 7577 | 48.4 | 157 | 80+ | 4000 | 246.992
Available options:
|  | DALI (G444...G445; G449...G457) | Driver with DALI interface and switch-control dimming | [11 empty] | 55
|  | DALI (G446...G448) | Driver with DALI interface and switch-control dimming | [11 empty] | 55
|  | DALI (H113...H116; H196; H200) | Driver with DALI interface and switch-control dimming | [11 empty] | 55
|  | BLT | Integrated wireless control unit and driver for lighting control via mobile device (via Bluetooth) | [11 empty] | 321.5448
|  | KRBLT | Integrated wireless control unit and driver for lighting control via mobile device (KR system app), on/off | [11 empty] | 126.248
|  | KRBLT DALI | Integrated wireless control unit and driver for lighting control via mobile device (KR system app), DALI with integrated PS | [11 empty] | 236.07
|  | COR | Driver with Corridor function (never off) | [11 empty] | 76.6899
|  | COR1min | Driver with Corridor function 1min (switch off after 1 min.) | [11 empty] | 76.6899
|  | COR30min | Driver with Corridor function 30min (switch off after 30 min.) | [11 empty] | 76.6899
|  | MW | Integrated microwave (MW) motion sensor with on-off control | [11 empty] | 40
|  | MWRFM+ | Integrated microwave (MW) motion sensor with integrated RF (radio wave) transceiver. Sensor can serve as both master and slave. Functions: Staircase, Corridor, dimming control. | [11 empty] | 293.088
|  | MW DALI2 | Integrated microwave (MW) motion sensor with DALI2 controls, requires power supply | [11 empty] | 293.088
|  | MW KRBLT | Integrated wireless microwave (MW) motion sensor with KR system app control, on-off | [11 empty] | 122.163
|  | MW KRBLT DALI | Integrated wireless microwave (MW) motion sensor with KR system app control and DALI power supply. | [11 empty] | 276.748
* note all MW options are incompatible with options EM3B, EM3D, EM3A for 1175mm version.
|  | EM3 | Emergency version 3 hours | [11 empty] | 90
|  | EM3A | Emergency version equipped with an autonomous testing system, 3 hours | [11 empty] | 162.798
|  | EM3D | Emergency version 3 hours with DALI interface | [11 empty] | 268.578
*note - Operating temperature range for Luminaires with EM option, C: ta 0... +35
*note - EM3/A/D options not available for models: H113; H196
|  | RAL (>10pcs) | RAL colour | [11 empty] | 10.019
|  | RAL (<10pcs) | RAL colour | [11 empty] | 29.799
|  | II | Electric shock protection class II | [11 empty] | 16.641
|  | 2Gr | 2pcs extra sealing grommets for cable entry through end caps included into luminaire set | [11 empty] | 1.161
|  | T830 | Colour temperature 3000K, CRI 80+
|  | T840 | Colour temperature 4000K, CRI 80+
Available accessories:
| DM9002149 | Suspension MTG KIT SUSI | Suspension wire set "I" type, 1.5m adjustable, 1pcs | [11 empty] | 12.728
*note - 2pcs MTG SUSI KIT for 1 luminaire required
| DM9015094 | CAP cable 3x0.75 2.0m, clear | Cable 3x0.75mm² for suspended luminaire up to 2.0 meters, transparent | [11 empty] | 15.91
| DM9016341 | CAP cable clip D6.3mm SET clear | Cable and suspension wire clip set, 4pcs. For cable diameter up to 6,3mm and wire diameter 1mm | [11 empty] | 2.752
| DM1109646 | Carina LED2x1700 H220 T830 OP LT80 | non-dimmable, I, IP44, IK04, opal polycarbonate diffuser, white steel body, basic version | 1182 | 146 | 60 |  | 50000/L80B10 | 3 | 3187 | 23.7 | 134 | 80+ | 3000 | 185.717
| DM1109647 | Carina LED2x2000 H221 T830 OP LT80 | non-dimmable, I, IP44, IK04, opal polycarbonate diffuser, white steel body, basic version | 1182 | 146 | 60 |  | 50000/L80B10 | 3 | 3790 | 28.5 | 133 | 80+ | 3000 | 185.717
| DM1109648 | Carina LED2x2300 H222 T830 OP LT80 | non-dimmable, I, IP44, IK04, opal polycarbonate diffuser, white steel body, basic version | 1182 | 146 | 60 |  | 50000/L80B10 | 3 | 4342 | 33.6 | 129 | 80+ | 3000 | 185.717
| DM1109649 | Carina LED2x2100 H223 T830 OP LT80 | non-dimmable, I, IP44, IK04, opal polycarbonate diffuser, white steel body, basic version | 1462 | 146 | 60 |  | 50000/L80B10 | 3 | 3983 | 29.7 | 134 | 80+ | 3000 | 216.591
| DM1109650 | Carina LED2x2500 H224 T830 OP LT80 | non-dimmable, I, IP44, IK04, opal polycarbonate diffuser, white steel body, basic version | 1462 | 146 | 60 |  | 50000/L80B10 | 3 | 4738 | 35.6 | 133 | 80+ | 3000 | 216.591
| DM1109651 | Carina LED2x2850 H225 T830 OP LT80 | non-dimmable, I, IP44, IK04, opal polycarbonate diffuser, white steel body, basic version | 1462 | 146 | 60 |  | 50000/L80B10 | 3 | 5428 | 41.9 | 130 | 80+ | 3000 | 216.591
| DM1109652 | Carina LED2x1700 H220 T840 OP LT80 | non-dimmable, I, IP44, IK04, opal polycarbonate diffuser, white steel body, basic version | 1182 | 146 | 60 |  | 50000/L80B10 | 3 | 3336 | 23.7 | 141 | 80+ | 4000 | 185.717
| DM1109653 | Carina LED2x2000 H221 T840 OP LT80 | non-dimmable, I, IP44, IK04, opal polycarbonate diffuser, white steel body, basic version | 1182 | 146 | 60 |  | 50000/L80B10 | 3 | 3968 | 28.5 | 139 | 80+ | 4000 | 185.717
| DM1109654 | Carina LED2x2300 H222 T840 OP LT80 | non-dimmable, I, IP44, IK04, opal polycarbonate diffuser, white steel body, basic version | 1182 | 146 | 60 |  | 50000/L80B10 | 3 | 4546 | 33.6 | 135 | 80+ | 4000 | 185.717
| DM1109655 | Carina LED2x2100 H223 T840 OP LT80 | non-dimmable, I, IP44, IK04, opal polycarbonate diffuser, white steel body, basic version | 1462 | 146 | 60 |  | 50000/L80B10 | 3 | 4171 | 29.7 | 140 | 80+ | 4000 | 216.591
| DM1109656 | Carina LED2x2500 H224 T840 OP LT80 | non-dimmable, I, IP44, IK04, opal polycarbonate diffuser, white steel body, basic version | 1462 | 146 | 60 |  | 50000/L80B10 | 3 | 4960 | 35.6 | 139 | 80+ | 4000 | 216.591
| DM1109657 | Carina LED2x2850 H225 T840 OP LT80 | non-dimmable, I, IP44, IK04, opal polycarbonate diffuser, white steel body, basic version | 1462 | 146 | 60 |  | 50000/L80B10 | 3 | 5683 | 41.9 | 136 | 80+ | 4000 | 216.591
Available options:
|  | T830 | Colour temperature 3000K, CRI 80+
|  | T840 | Colour temperature 4000K, CRI 80+
|  | DPRZ | De-glaring micro-prismatic diffuser
*note - minimum order quantities may apply
|  | DALI | Driver with DALI interface and switch-control dimming | [11 empty] | 55
|  | BLT | Integrated wireless control unit and driver for lighting control via mobile device (via Bluetooth) | [11 empty] | 321.5448
|  | KRBLT | Integrated wireless control unit and driver for lighting control via mobile device (KR system app), on/off | [11 empty] | 126.248
|  | KRBLT DALI | Integrated wireless control unit and driver for lighting control via mobile device (KR system app), DALI with integrated PS | [11 empty] | 236.07
|  | COR | Driver with Corridor function (never off) | [11 empty] | 76.6899
|  | COR1min | Driver with Corridor function 1min (switch off after 1 min.) | [11 empty] | 76.6899
|  | COR30min | Driver with Corridor function 30min (switch off after 30 min.) | [11 empty] | 76.6899
|  | MW | Integrated microwave (MW) motion sensor with on-off control | [11 empty] | 40
|  | MWRFM+ | Integrated microwave (MW) motion sensor with integrated RF (radio wave) transceiver. Sensor can serve as both master and slave. Functions: Staircase, Corridor, dimming control. | [11 empty] | 293.088
|  | MW DALI2 | Integrated microwave (MW) motion sensor with DALI2 controls, requires power supply | [11 empty] | 293.088
|  | MW KRBLT | Integrated wireless microwave (MW) motion sensor with KR system app control, on-off | [11 empty] | 122.163
|  | MW KRBLT DALI | Integrated wireless microwave (MW) motion sensor with KR system app control and DALI power supply. | [11 empty] | 276.748
* note all MW options are incompatible with options EM3B, EM3D, EM3A for 1175mm version.
|  | EM3 | Emergency version 3 hours | [11 empty] | 90
|  | EM3A | Emergency version equipped with an autonomous testing system, 3 hours | [11 empty] | 162.798
|  | EM3D | Emergency version 3 hours with DALI interface | [11 empty] | 268.578
*note - Operating temperature range for Luminaires with EM option, C: ta 0... +35
*note - EM3/A/D options not available for models: H113; H196
|  | RAL (>10pcs) | RAL colour | [11 empty] | 10.019
|  | RAL (<10pcs) | RAL colour | [11 empty] | 29.799
*note - thermoplastic end covers are only available in white, light grey and black colours
|  | II | Electric shock protection class II | [11 empty] | 16.641
|  | 2Gr | 2pcs extra sealing grommets for cable entry through end caps included into luminaire set | [11 empty] | 1.161
|  | 5TB | 5-pole terminal block in middle of luminaire for easy through wiring | [11 empty] | 7.783
|  | 1LIN | Through wiring 3x1.5 mm² with two push-in terminal blocks | [11 empty] | 8.643
|  | 3LIN | Through wiring 5x1.5 mm² with two push-in terminal blocks | [11 empty] | 11.868
|  | 1LIN2.5 | Through wiring 3x2.5 mm² with two push-in terminal blocks | [11 empty] | 11.868
|  | 3LIN2.5 | Through wiring 5x2.5 mm² with two push-in terminal blocks | [11 empty] | 17.071
*note - LIN options applicable for models longer than 800mm, for shorter models 5TB option
| DM1109598 | Carina LED2x950 G938 T830 OP LT80 | non-dimmable, I, IP44, IK04, opal polycarbonate diffuser, white steel body | 622 | 146 | 60 |  | 100000/L80B10 | 3 | 1799 | 12.7 | 142 | 80+ | 3000 | 150.758
| DM1109599 | Carina LED2x1150 G939 T830 OP LT80 | non-dimmable, I, IP44, IK04, opal polycarbonate diffuser, white steel body | 622 | 146 | 60 |  | 100000/L80B10 | 3 | 2140 | 15.4 | 139 | 80+ | 3000 | 141.642
| DM1109600 | Carina LED2x1300 G940 T830 OP LT80 | non-dimmable, I, IP44, IK04, opal polycarbonate diffuser, white steel body | 622 | 146 | 60 |  | 100000/L80B10 | 3 | 2461 | 17.9 | 137 | 80+ | 3000 | 134.418
| DM1109601 | Carina LED2x1650 G941 T830 OP LT80 | non-dimmable, I, IP44, IK04, opal polycarbonate diffuser, white steel body | 622 | 146 | 60 |  | 100000/L80B10 | 3 | 3094 | 23.7 | 131 | 80+ | 3000 | 161.207
| DM1109602 | Carina LED2x1900 G942 T830 OP LT80 | non-dimmable, I, IP44, IK04, opal polycarbonate diffuser, white steel body | 1182 | 146 | 60 |  | 100000/L80B10 | 3 | 3599 | 24.4 | 148 | 80+ | 3000 | 232.931
| DM1109603 | Carina LED2x2300 G943 T830 OP LT80 | non-dimmable, I, IP44, IK04, opal polycarbonate diffuser, white steel body | 1182 | 146 | 60 |  | 100000/L80B10 | 3 | 4279 | 29.1 | 147 | 80+ | 3000 | 222.267
| DM1109604 | Carina LED2x2600 G944 T830 OP LT80 | non-dimmable, I, IP44, IK04, opal polycarbonate diffuser, white steel body | 1182 | 146 | 60 |  | 100000/L80B10 | 3 | 4922 | 34.1 | 144 | 80+ | 3000 | 215
| DM1109605 | Carina LED2x3300 G945 T830 OP LT80 | non-dimmable, I, IP44, IK04, opal polycarbonate diffuser, white steel body | 1182 | 146 | 60 |  | 100000/L80B10 | 3 | 6189 | 44.3 | 140 | 80+ | 3000 | 241.789
| DM1109606 | Carina LED2x2400 G946 T830 OP LT80 | non-dimmable, I, IP44, IK04, opal polycarbonate diffuser, white steel body | 1462 | 146 | 60 |  | 100000/L80B10 | 3 | 4499 | 29.8 | 151 | 80+ | 3000 | 270.427
| DM1109607 | Carina LED2x2850 G947 T830 OP LT80 | non-dimmable, I, IP44, IK04, opal polycarbonate diffuser, white steel body | 1462 | 146 | 60 |  | 100000/L80B10 | 3 | 5349 | 36 | 149 | 80+ | 3000 | 270.427
| DM1109608 | Carina LED2x3250 G948 T830 OP LT80 | non-dimmable, I, IP44, IK04, opal polycarbonate diffuser, white steel body | 1462 | 146 | 60 |  | 100000/L80B10 | 3 | 6153 | 41.8 | 147 | 80+ | 3000 | 270.427
| DM1109609 | Carina LED2x4100 G949 T830 OP LT80 | non-dimmable, I, IP44, IK04, opal polycarbonate diffuser, white steel body | 1462 | 146 | 60 |  | 100000/L80B10 | 3 | 7736 | 54.2 | 143 | 80+ | 3000 | 276.748
| DM1109610 | Carina LED2x950 G938 T840 OP LT80 | non-dimmable, I, IP44, IK04, opal polycarbonate diffuser, white steel body | 622 | 146 | 60 |  | 100000/L80B10 | 3 | 1897 | 12.7 | 149 | 80+ | 4000 | 150.758
| DM1109611 | Carina LED2x1150 G939 T840 OP LT80 | non-dimmable, I, IP44, IK04, opal polycarbonate diffuser, white steel body | 622 | 146 | 60 |  | 100000/L80B10 | 3 | 2255 | 15.2 | 148 | 80+ | 4000 | 141.642
| DM1109612 | Carina LED2x1300 G940 T840 OP LT80 | non-dimmable, I, IP44, IK04, opal polycarbonate diffuser, white steel body | 622 | 146 | 60 |  | 100000/L80B10 | 3 | 2594 | 17.3 | 150 | 80+ | 4000 | 134.418
| DM1109613 | Carina LED2x1650 G941 T840 OP LT80 | non-dimmable, I, IP44, IK04, opal polycarbonate diffuser, white steel body | 622 | 146 | 60 |  | 100000/L80B10 | 3 | 3262 | 23.5 | 139 | 80+ | 4000 | 161.207
| DM1109614 | Carina LED2x1900 G942 T840 OP LT80 | non-dimmable, I, IP44, IK04, opal polycarbonate diffuser, white steel body | 1182 | 146 | 60 |  | 100000/L80B10 | 3 | 3794 | 24.4 | 155 | 80+ | 4000 | 232.931
| DM1109615 | Carina LED2x2300 G943 T840 OP LT80 | non-dimmable, I, IP44, IK04, opal polycarbonate diffuser, white steel body | 1182 | 146 | 60 |  | 100000/L80B10 | 3 | 4511 | 29.1 | 155 | 80+ | 4000 | 222.267
| DM1109616 | Carina LED2x2600 G944 T840 OP LT80 | non-dimmable, I, IP44, IK04, opal polycarbonate diffuser, white steel body | 1182 | 146 | 60 |  | 100000/L80B10 | 3 | 5189 | 34.1 | 152 | 80+ | 4000 | 215
| DM1109617 | Carina LED2x3300 G945 T840 OP LT80 | non-dimmable, I, IP44, IK04, opal polycarbonate diffuser, white steel body | 1182 | 146 | 60 |  | 100000/L80B10 | 3 | 6523 | 44.3 | 147 | 80+ | 4000 | 241.789
| DM1109618 | Carina LED2x2400 G946 T840 OP LT80 | non-dimmable, I, IP44, IK04, opal polycarbonate diffuser, white steel body | 1462 | 146 | 60 |  | 100000/L80B10 | 3 | 4742 | 29.8 | 159 | 80+ | 4000 | 270.427
| DM1109619 | Carina LED2x2850 G947 T840 OP LT80 | non-dimmable, I, IP44, IK04, opal polycarbonate diffuser, white steel body | 1462 | 146 | 60 |  | 100000/L80B10 | 3 | 5638 | 36 | 157 | 80+ | 4000 | 270.427
| DM1109620 | Carina LED2x3250 G948 T840 OP LT80 | non-dimmable, I, IP44, IK04, opal polycarbonate diffuser, white steel body | 1462 | 146 | 60 |  | 100000/L80B10 | 3 | 6486 | 41.8 | 155 | 80+ | 4000 | 270.427
| DM1109621 | Carina LED2x4100 G949 T840 OP LT80 | non-dimmable, I, IP44, IK04, opal polycarbonate diffuser, white steel body | 1462 | 146 | 60 |  | 100000/L80B10 | 3 | 8154 | 54.2 | 150 | 80+ | 4000 | 276.748
Available options:
|  | T830 | Colour temperature 3000K, CRI 80+
|  | T840 | Colour temperature 4000K, CRI 80+
|  | DPRZ | De-glaring micro-prismatic diffuser
*note - minimum order quantities may apply
|  | DALI | Driver with DALI interface and switch-control dimming | [11 empty] | 55
|  | BLT | Integrated wireless control unit and driver for lighting control via mobile device (via Bluetooth) | [11 empty] | 321.5448
|  | KRBLT | Integrated wireless control unit and driver for lighting control via mobile device (KR system app), on/off | [11 empty] | 126.248
|  | KRBLT DALI | Integrated wireless control unit and driver for lighting control via mobile device (KR system app), DALI with integrated PS | [11 empty] | 236.07
|  | COR | Driver with Corridor function (never off) | [11 empty] | 76.6899
|  | COR1min | Driver with Corridor function 1min (switch off after 1 min.) | [11 empty] | 76.6899
|  | COR30min | Driver with Corridor function 30min (switch off after 30 min.) | [11 empty] | 76.6899
|  | MW | Integrated microwave (MW) motion sensor with on-off control | [11 empty] | 40
|  | MWRFM+ | Integrated microwave (MW) motion sensor with integrated RF (radio wave) transceiver. Sensor can serve as both master and slave. Functions: Staircase, Corridor, dimming control. | [11 empty] | 293.088
|  | MW DALI2 | Integrated microwave (MW) motion sensor with DALI2 controls, requires power supply | [11 empty] | 293.088
|  | MW KRBLT | Integrated wireless microwave (MW) motion sensor with KR system app control, on-off | [11 empty] | 122.163
|  | MW KRBLT DALI | Integrated wireless microwave (MW) motion sensor with KR system app control and DALI power supply. | [11 empty] | 276.748
* note all MW options are incompatible with options EM3B, EM3D, EM3A for 1175mm version.
|  | EM3 | Emergency version 3 hours | [11 empty] | 90
|  | EM3A | Emergency version equipped with an autonomous testing system, 3 hours | [11 empty] | 162.798
|  | EM3D | Emergency version 3 hours with DALI interface | [11 empty] | 268.578
*note - Operating temperature range for Luminaires with EM option, C: ta 0... +35
*note - EM3/A/D options not available for models: H113; H196
|  | RAL (>10pcs) | RAL colour | [11 empty] | 10.019
|  | RAL (<10pcs) | RAL colour | [11 empty] | 29.799
*note - thermoplastic end covers are only available in white, light grey and black colours
|  | II | Electric shock protection class II | [11 empty] | 16.641
|  | 2Gr | 2pcs extra sealing grommets for cable entry through end caps included into luminaire set | [11 empty] | 1.161
|  | 5TB | 5-pole terminal block in middle of luminaire for easy through wiring | [11 empty] | 7.783
|  | 1LIN | Through wiring 3x1.5 mm² with two push-in terminal blocks | [11 empty] | 8.643
|  | 3LIN | Through wiring 5x1.5 mm² with two push-in terminal blocks | [11 empty] | 11.868
|  | 1LIN2.5 | Through wiring 3x2.5 mm² with two push-in terminal blocks | [11 empty] | 11.868
|  | 3LIN2.5 | Through wiring 5x2.5 mm² with two push-in terminal blocks | [11 empty] | 17.071
*note - LIN options applicable for models longer than 800mm, for shorter models 5TB option
|  | T830 | Colour temperature 3000K, CRI 80+
|  | T840 | Colour temperature 4000K, CRI 80+
| DM1106223 | Doctor P LED1x2650 G467 T830 OP LT80 | non-dimmable, I, IP54, IK08, opal polycarbonate diffuser, white polycarbonate body | 1160 | 110 | 85 |  | 100000/L80B10 | 3 | 2203 | 17.1 | 129 | 80+ | 3000 | 171.871
| DM1106224 | Doctor P LED1x3400 G468 T830 OP LT80 | non-dimmable, I, IP54, IK08, opal polycarbonate diffuser, white polycarbonate body | 1160 | 110 | 85 |  | 100000/L80B10 | 3 | 2872 | 21.6 | 133 | 80+ | 3000 | 181.159
| DM1106225 | Doctor P LED1x4450 G469 T830 OP LT80 | non-dimmable, I, IP54, IK08, opal polycarbonate diffuser, white polycarbonate body | 1160 | 110 | 85 |  | 100000/L80B10 | 3 | 3743 | 29.1 | 129 | 80+ | 3000 | 181.159
| DM1106226 | Doctor P LED2x2650 G470 T830 OP LT80 | non-dimmable, I, IP54, IK08, opal polycarbonate diffuser, white polycarbonate body | 1160 | 160 | 85 |  | 100000/L80B10 | 3 | 4405 | 33.4 | 132 | 80+ | 3000 | 237.446
| DM1106227 | Doctor P LED2x3300 G471 T830 OP LT80 | non-dimmable, I, IP54, IK08, opal polycarbonate diffuser, white polycarbonate body | 1160 | 160 | 85 |  | 100000/L80B10 | 3 | 5567 | 43.5 | 128 | 80+ | 3000 | 244.713
| DM1106228 | Doctor P LED2x3900 G472 T830 OP LT80 | non-dimmable, I, IP54, IK08, opal polycarbonate diffuser, white polycarbonate body | 1160 | 160 | 85 |  | 100000/L80B10 | 3 | 6608 | 50.1 | 132 | 80+ | 3000 | 257.226
| DM1106229 | Doctor P LED1x2650 G467 T840 OP LT80 | non-dimmable, I, IP54, IK08, opal polycarbonate diffuser, white polycarbonate body | 1160 | 110 | 85 |  | 100000/L80B10 | 3 | 2594 | 17.1 | 152 | 80+ | 4000 | 171.871
| DM1106230 | Doctor P LED1x3400 G468 T840 OP LT80 | non-dimmable, I, IP54, IK08, opal polycarbonate diffuser, white polycarbonate body | 1160 | 110 | 85 |  | 100000/L80B10 | 3 | 3383 | 21.6 | 157 | 80+ | 4000 | 181.159
| DM1106231 | Doctor P LED1x4450 G469 T840 OP LT80 | non-dimmable, I, IP54, IK08, opal polycarbonate diffuser, white polycarbonate body | 1160 | 110 | 85 |  | 100000/L80B10 | 3 | 4409 | 29.1 | 152 | 80+ | 4000 | 181.159
| DM1106232 | Doctor P LED2x2650 G470 T840 OP LT80 | non-dimmable, I, IP54, IK08, opal polycarbonate diffuser, white polycarbonate body | 1160 | 160 | 85 |  | 100000/L80B10 | 3 | 5217 | 33.3 | 157 | 80+ | 4000 | 237.446
| DM1106233 | Doctor P LED2x3300 G471 T840 OP LT80 | non-dimmable, I, IP54, IK08, opal polycarbonate diffuser, white polycarbonate body | 1160 | 160 | 85 |  | 100000/L80B10 | 3 | 6563 | 43.3 | 152 | 80+ | 4000 | 244.713
| DM1106234 | Doctor P LED2x3900 G472 T840 OP LT80 | non-dimmable, I, IP54, IK08, opal polycarbonate diffuser, white polycarbonate body | 1160 | 160 | 85 |  | 100000/L80B10 | 3 | 7783 | 50.1 | 155 | 80+ | 4000 | 257.226
Available options:
|  | DALI | Driver with DALI interface and switch-control dimming | [11 empty] | 55
|  | BLT | Integrated wireless control unit and driver for lighting control via mobile device (via Bluetooth) | [11 empty] | 321.5448
|  | KRBLT | Integrated wireless control unit and driver for lighting control via mobile device (KR system app), on/off | [11 empty] | 126.248
|  | KRBLT DALI | Integrated wireless control unit and driver for lighting control via mobile device (KR system app), DALI with integrated PS | [11 empty] | 236.07
|  | COR | Driver with Corridor function (never off) | [11 empty] | 76.6899
|  | COR1min | Driver with Corridor function 1min (switch off after 1 min.) | [11 empty] | 76.6899
|  | COR30min | Driver with Corridor function 30min (switch off after 30 min.) | [11 empty] | 76.6899
|  | MW | Integrated microwave (MW) motion sensor with on-off control | [11 empty] | 40
|  | MWRFM+ | Integrated microwave (MW) motion sensor with integrated RF (radio wave) transceiver. Sensor can serve as both master and slave. Functions: Staircase, Corridor, dimming control. | [11 empty] | 293.088
|  | MW DALI2 | Integrated microwave (MW) motion sensor with DALI2 controls, requires power supply | [11 empty] | 293.088
|  | MW KRBLT | Integrated wireless microwave (MW) motion sensor with KR system app control, on-off | [11 empty] | 122.163
|  | MW KRBLT DALI | Integrated wireless microwave (MW) motion sensor with KR system app control and DALI power supply. | [11 empty] | 276.748
*note - MW options only available with LED2x models
|  | EM3 | Emergency version 3 hours | [11 empty] | 90
|  | EM3A | Emergency version equipped with an autonomous testing system, 3 hours | [11 empty] | 162.798
|  | EM3D | Emergency version 3 hours with DALI interface | [11 empty] | 268.578
|  | 5TB | 5-pole terminal block in middle of luminaire for easy through wiring | [11 empty] | 7.783
| DM1130047 | Castor LED1x3600/4800 K364 T840 | non-dimmable, IP40, 120°, isolated built in driver | 1220 | 70 | 77 |  | 100000/L70B50 | 5 | 3600 / 4800 | 30 / 40 | 120 | 80+ | 4000 | 73.573
| DM1130048 | Castor LED1x5040/7200 K365 T840 | non-dimmable, IP40, 120°, isolated built in driver | 1523 | 70 | 77 |  | 100000/L70B50 | 5 | 5040 / 7200 | 42 / 60 | 120 | 80+ | 4000 | 103.071
Available options:
|  | DALI (K364) | Driver with DALI interface | [11 empty] | 101.265
|  | DALI (K365) | Driver with DALI interface | [11 empty] | 123.969
|  | MW (K364) | Integrated microwave (MW) motion sensor with on-off control | [11 empty] | 40
|  | MW (K365) | Integrated microwave (MW) motion sensor with on-off control | [11 empty] | 40
|  | EM3 (K364) | Emergency version 3 hours | [11 empty] | 90
|  | EM3 (K365) | Emergency version 3 hours | [11 empty] | 90
|  | EM3A (K364) | Emergency version equipped with an autonomous testing system, 3 hours | [11 empty] | 132.827
|  | EM3A (K365) | Emergency version equipped with an autonomous testing system, 3 hours | [11 empty] | 132.827
|  | EM3D (K364) | Emergency version 3 hours with DALI interface | [11 empty] | 400.459
|  | EM3D (K365) | Emergency version 3 hours with DALI interface | [11 empty] | 400.459
|  | CBF3x1.5-N m | Outgoing flexible cable 3x1.5mm², length according to customer specification | [11 empty] | 6.622
| DM1023755 | Mira LED1x1400 D552 T830 OP | non-dimmable, II, IP44, IK04, opal polycarbonate diffuser, aluminium body with white end caps | 600 | 53 | 65 |  | 30000/L70B50 | 5 | 1400 | 15 | 93 | 80+ | 3000 | 68.37
| DM1023756 | Mira LED1x1400 D553 T830 OP SOCS44 | non-dimmable, I, IP44, IK04, opal polycarbonate diffuser, aluminium body with white end caps and schuko socket | 682 | 53 | 65 |  | 30000/L70B50 | 5 | 1400 | 15 | 93 | 80+ | 3000 | 88.107
| DM1130000 | LYNX LED1x1200 J972 T830/40/57 WH | non-dimmable, I, IP44, IK06, opal PC diffuser, aluminium body with white PC end caps | 600 | 58 | 85 |  | 50000/L80B10 | 5 | 1200 | 10 | 120 | 80+ | 3000/4000/5700K | 113.305
| DM1130001 | LYNX LED1x1200 J972 T830/40/57 BL | non-dimmable, I, IP44, IK06, opal PC diffuser, aluminium body with black PC end caps | 600 | 58 | 85 |  | 50000/L80B10 | 5 | 1200 | 10 | 120 | 80+ | 3000/4000/5700K | 113.305
| DM1130002 | LYNX LED1x1200 J973 T830/40/57 WH MW | non-dimmable, I, IP44, IK06, opal PC diffuser, aluminium body with white PC end caps, with MW sensor | 600 | 58 | 85 |  | 50000/L80B10 | 5 | 1200 | 10 | 120 | 80+ | 3000/4000/5700K | 163.013
| DM1130003 | LYNX LED1x1200 J973 T830/40/57 BL MW | non-dimmable, I, IP44, IK06, opal PC diffuser, aluminium body with black PC end caps, with MW sensor | 600 | 58 | 85 |  | 50000/L80B10 | 5 | 1200 | 10 | 120 | 80+ | 3000/4000/5700K | 163.013
| DM1100837 | Lupi LED1x800/800 D847 T840 OP LG3 | non-dimmable, I, IP40, IK05, opal polycarbonate diffuser, light grey aluminum body, with direct and indirect light distribution | 580 | 85 | 75 |  | 50000/L80B10 | 3 | 1444.14 | 12.8 | 113 | 80+ | 4000 | 212.979
| DM1100838 | Lupi LED1x1100/1100 D848 T840 OP LG3 | non-dimmable, I, IP40, IK05, opal polycarbonate diffuser, light grey aluminum body, with direct and indirect light distribution | 580 | 85 | 75 |  | 50000/L80B10 | 3 | 1968 | 18 | 109 | 80+ | 4000 | 212.979
| DM1100839 | Lupi LED1x1500/1500 D849 T840 OP LG3 | non-dimmable, I, IP40, IK05, opal polycarbonate diffuser, light grey aluminum body, with direct and indirect light distribution | 580 | 85 | 75 |  | 50000/L80B10 | 3 | 2705 | 25.6 | 106 | 80+ | 4000 | 212.979
| DM1121752 | Lupi LED1x1150/1050 J434 T840 OP LG3 | non-dimmable, I, IP40, IK05, opal polycarbonate diffuser, light grey aluminum body, with direct and indirect light distribution | 860 | 85 | 75 |  | 50000/L80B10 | 3 | 2167 | 19.1 | 113 | 80+ | 4000 | 237.231
| DM1121753 | Lupi LED1x1550/1450 J435 T840 OP LG3 | non-dimmable, I, IP40, IK05, opal polycarbonate diffuser, light grey aluminum body, with direct and indirect light distribution | 860 | 85 | 75 |  | 50000/L80B10 | 3 | 2952 | 27 | 109 | 80+ | 4000 | 237.231
| DM1121754 | Lupi LED1x2150/1950 J436 T840 OP LG3 | non-dimmable, I, IP40, IK05, opal polycarbonate diffuser, light grey aluminum body, with direct and indirect light distribution | 860 | 85 | 75 |  | 50000/L80B10 | 3 | 4058 | 38.6 | 105 | 80+ | 4000 | 249.744
| DM1121755 | Lupi LED1x1550/1400 J437 T840 OP LG3 | non-dimmable, I, IP40, IK05, opal polycarbonate diffuser, light grey aluminum body, with direct and indirect light distribution | 1140 | 85 | 75 |  | 50000/L80B10 | 3 | 2888 | 25.1 | 115 | 80+ | 4000 | 259.677
| DM1121756 | Lupi LED1x2100/1900 J438 T840 OP LG3 | non-dimmable, I, IP40, IK05, opal polycarbonate diffuser, light grey aluminum body, with direct and indirect light distribution | 1140 | 85 | 75 |  | 50000/L80B10 | 3 | 3936 | 31.8 | 124 | 80+ | 4000 | 259.677
| DM1121757 | Lupi LED1x2850/2600 J439 T840 OP LG3 | non-dimmable, I, IP40, IK05, opal polycarbonate diffuser, light grey aluminum body, with direct and indirect light distribution | 1140 | 85 | 75 |  | 50000/L80B10 | 3 | 5411 | 50.9 | 106 | 80+ | 4000 | 272.233
Available options:
|  | DALI | Driver with DALI interface and switch-control dimming | [11 empty] | 55
|  | BLT | Integrated wireless control unit and driver for lighting control via mobile device (via Bluetooth) | [11 empty] | 321.5448
|  | RAL (>10pcs) | RAL colour | [11 empty] | 10.019
|  | RAL (<10pcs) | RAL colour | [11 empty] | 29.799
| DM1129998 | Aura LED1x1200 J971 T830/40/57 RAL9016 | non-dimmable, I, IP65, IK06, opal PC diffuser, white aluminium body, indirect | 250 | 50 | 250 |  | 50000/L80B10 | 5 | 1200 | 15 | 80 | 80+ | 3000/4000/5700K | 164.389
| DM1129999 | Aura LED1x1200 J971 T830/40/57 RAL9005 | non-dimmable, I, IP65, IK06, opal PC diffuser, black aluminium body, indirect | 250 | 50 | 250 |  | 50000/L80B10 | 5 | 1200 | 15 | 80 | 80+ | 3000/4000/5700K | 164.389
Waterbestendige en cleanroom armaturen
| DM1120851 | Sumatra LED1x1950 H227 PC/PC T840 OP | non-dimmable, I, IP66, IK10, opal polycarbonate diffuser, light grey polycarbonate body, basic version | 615 | 98 | 84 |  | 50000/L80B10 | 3 | 1916 | 12.8 | 150 | 80+ | 4000 | 77.916
| DM1120852 | Sumatra LED1x2600 H228 PC/PC T840 OP | non-dimmable, I, IP66, IK10, opal polycarbonate diffuser, light grey polycarbonate body, basic version | 615 | 98 | 84 |  | 50000/L80B10 | 3 | 2555 | 17.1 | 149 | 80+ | 4000 | 80.41
| DM1120853 | Sumatra LED1x3200 H229 PC/PC T840 OP | non-dimmable, I, IP66, IK10, opal polycarbonate diffuser, light grey polycarbonate body, basic version | 615 | 98 | 84 |  | 50000/L80B10 | 3 | 3194 | 21.4 | 149 | 80+ | 4000 | 82.646
| DM1120855 | Sumatra LED1x2600 H231 PC/PC T840 OP | non-dimmable, I, IP66, IK10, opal polycarbonate diffuser, light grey polycarbonate body, basic version | 1175 | 98 | 84 |  | 50000/L80B10 | 3 | 2556 | 17.1 | 149 | 80+ | 4000 | 92.88
| DM1120856 | Sumatra LED1x3850 H232 PC/PC T840 OP | non-dimmable, I, IP66, IK10, opal polycarbonate diffuser, light grey polycarbonate body, basic version | 1175 | 98 | 84 |  | 50000/L80B10 | 3 | 3832 | 25.7 | 149 | 80+ | 4000 | 96.75
| DM1120857 | Sumatra LED1x5150 H233 PC/PC T840 OP | non-dimmable, I, IP66, IK10, opal polycarbonate diffuser, light grey polycarbonate body, basic version | 1175 | 98 | 84 |  | 50000/L80B10 | 3 | 5109 | 33.5 | 153 | 80+ | 4000 | 100.62
| DM1120858 | Sumatra LED1x6400 H234 PC/PC T840 OP | non-dimmable, I, IP66, IK10, opal polycarbonate diffuser, light grey polycarbonate body, basic version | 1175 | 98 | 84 |  | 50000/L80B10 | 3 | 6387 | 41.9 | 152 | 80+ | 4000 | 105.35
| DM1120860 | Sumatra LED1x3200 H236 PC/PC T840 OP | non-dimmable, I, IP66, IK10, opal polycarbonate diffuser, light grey polycarbonate body, basic version | 1455 | 98 | 84 |  | 50000/L80B10 | 3 | 3195 | 21.4 | 149 | 80+ | 4000 | 108.532
| DM1120861 | Sumatra LED1x4800 H237 PC/PC T840 OP | non-dimmable, I, IP66, IK10, opal polycarbonate diffuser, light grey polycarbonate body, basic version | 1455 | 98 | 84 |  | 50000/L80B10 | 3 | 4790 | 31.4 | 153 | 80+ | 4000 | 113.993
| DM1120862 | Sumatra LED1x6400 H238 PC/PC T840 OP | non-dimmable, I, IP66, IK10, opal polycarbonate diffuser, light grey polycarbonate body, basic version | 1455 | 98 | 84 |  | 50000/L80B10 | 3 | 6387 | 41.9 | 152 | 80+ | 4000 | 115.584
| DM1120863 | Sumatra LED1x8000 H239 PC/PC T840 OP | non-dimmable, I, IP66, IK10, opal polycarbonate diffuser, light grey polycarbonate body, basic version | 1455 | 98 | 84 |  | 50000/L80B10 | 3 | 7984 | 52.3 | 153 | 80+ | 4000 | 122.636
| DM1120864 | Sumatra LED1x9600 H240 PC/PC T840 OP | non-dimmable, I, IP66, IK10, opal polycarbonate diffuser, light grey polycarbonate body, basic version | 1455 | 98 | 84 |  | 50000/L80B10 | 3 | 8955 | 59.7 | 150 | 80+ | 4000 | 142.373
| DM1123422 | Sumatra LED1x6400 S2214 PC/PC T840 OP DIP 3STEPS 1LIN2.5 2XC3 | dip-switchable, I, IP66, IK10, opal polycarbonate diffuser, light grey polycarbonate body, basic version | 1455 | 98 | 84 |  | 50000/L80B10 | 3 | 6387 | 41.9 | 152 | 80+ | 4000 | 110.7
| DM1123421 | Sumatra LED1x3850 S2215 PC/PC T840 OP DIP 3STEPS 1LIN2.5 2XC3 | dip-switchable, I, IP66, IK10, opal polycarbonate diffuser, light grey polycarbonate body, basic version | 1175 | 98 | 84 |  | 50000/L80B10 | 3 | 3832 | 25.7 | 149 | 80+ | 4000 | 98.4
Available options:
|  | T830 | Colour temperature 3000K, CRI 80+
|  | T840 | Colour temperature 4000K, CRI 80+
|  | DALI | Driver with DALI interface and switch-control dimming | [11 empty] | 55
*note - for DALI LIN option wires are 2x0.5mm2
|  | BLT | Integrated wireless control unit and driver for lighting control via mobile device (via Bluetooth) | [11 empty] | 321.5448
|  | KRBLT | Integrated wireless control unit and driver for lighting control via mobile device (KR system app), on/off | [11 empty] | 126.248
|  | KRBLT DALI | Integrated wireless control unit and driver for lighting control via mobile device (KR system app), DALI with integrated PS | [11 empty] | 236.07
|  | COR | Driver with Corridor function (never off) | [11 empty] | 53.1135
|  | COR1min | Driver with Corridor function 1min (switch off after 1 min.) | [11 empty] | 53.1135
|  | COR30min | Driver with Corridor function 30min (switch off after 30 min.) | [11 empty] | 53.1135
|  | eCOR MW | Driver with MW sensor and adaptive corridor function (100%/10-30%/0%)
|  | MW | Integrated microwave (MW) motion sensor with on-off control | [11 empty] | 40
|  | HBPIR-M | Batten-fit PIR sensor for ceiling hights up to 12 meters, on-off, master luminaire | [11 empty] | 92.88
|  | HBPIR DALI-M | Batten-fit PIR sensor for ceiling hights up to 12 meters, DALI with integrated PS, master luminaire | [11 empty] | 262.214
|  | HBPIR KRBLT | Batten-fit PIR sensor for ceiling hights up to 12 meters, KR system app control, on-off | [11 empty] | 232.028
|  | HBPIR KRBLT DALI | Batten-fit PIR sensor for ceiling hights up to 12 meters, KR system app control and DALI with integrated PS | [11 empty] | 338.711
*note - Luminaire with integrated PIR sensor protection degree is IK05
|  | EM3 | Emergency version 3 hours | [11 empty] | 90
|  | EM3A | Emergency version equipped with an autonomous testing system, 3 hours | [11 empty] | 162.798
|  | EM3D | Emergency version 3 hours with DALI interface | [11 empty] | 268.578
*note - Operating temperature range for Luminaires with EM option, C: ta 0... +35
|  | EM3Atmin-25 | Emergency version equipped with an autonomous testing system, 3 hours. Suitable for low ambient temperatures up to -25 C | [11 empty] | 432.193
*note - option EM3Atmin25 is not applicable for models: H227, H228, H229, H230
|  | 5TB | 5-pole terminal block in middle of luminaire for easy through wiring | [11 empty] | 3.483
|  | 1LIN | Through wiring single phase d=1.5 mm² with two push-in terminal blocks (for luminaire lengths up to 1700mm) | [11 empty] | 8.643
|  | 2LIN | Through wiring two phases d=1.5 mm² with two push-in terminal blocks (for luminaire lengths up to 1700mm) | [11 empty] | 10.234
|  | 3LIN | Through wiring three phases d=1.5 mm² with two push-in terminal blocks (for luminaire lengths up to 1700mm) | [11 empty] | 11.868
|  | 1LIN2.5 | Through wiring single phase d=2.5 mm² with two push-in terminal blocks | [11 empty] | 11.868
|  | 2LIN2.5 | Through wiring two phases d=2.5 mm² with two push-in terminal blocks | [11 empty] | 14.534
|  | 3LIN2.5 | Through wiring three phases d=2.5 mm² with two push-in terminal blocks | [11 empty] | 17.071
*note - LIN options applicable for models longer than 800mm, for shorter models 5TB option
|  | C3 | 2x 3-poles quick connection cable glands for Ø7-11mm cable, Push-in terminal, 3x2.5mm2 | [11 empty] | 14.534
|  | IC | Stainless steel clips | [11 empty] | 7.568
*note - options EM3A, EM3Atmin25 and EM3D not applicable for models: H227, H228, H229, H230
*note - Operating temperature range for Luminaires with EM option, C: ta 0... +35
|  | II | Electric shock protection class II | [11 empty] | 17.286
Available accessories:
| DM9002154 | Suspension MTG KIT - Barat/Proof/Nord/Sumatra/Cyclone LED 1.5m | Suspension kit for Barat/Proof/Nord LED luminaires, 1.5 meter, 2pcs | [11 empty] | 22.962
| DM9015525 | Suspension MTG KIT - Barat/Proof/Nord/Sumatra/Cyclone LED 3.0m | Suspension kit for Barat/Proof/Nord LED luminaires, 3.0 meter, 2pcs | [11 empty] | 25.456
| DM1120823 | Sumatra LED1x1500 J738 T840 PC/PC OP | non-dimmable, I, IP66, IK10, opal polycarbonate diffuser, black polycarbonate body | 615 | 98 | 84 |  | 100000/L80B10 |  | 1464 | 9.3 | 157 | 80+ | 4000 | 94.256
| DM1120824 | Sumatra LED1x1700 J739 T840 PC/PC OP | non-dimmable, I, IP66, IK10, opal polycarbonate diffuser, black polycarbonate body | 615 | 98 | 84 |  | 100000/L80B10 |  | 1654 | 10.8 | 153 | 80+ | 4000 | 94.256
| DM1120825 | Sumatra LED1x2200 J740 T840 PC/PC OP | non-dimmable, I, IP66, IK10, opal polycarbonate diffuser, black polycarbonate body | 615 | 98 | 84 |  | 100000/L80B10 |  | 2197 | 14 | 157 | 80+ | 4000 | 108.532
| DM1120826 | Sumatra LED1x2500 J741 T840 PC/PC OP | non-dimmable, I, IP66, IK10, opal polycarbonate diffuser, black polycarbonate body | 615 | 98 | 84 |  | 100000/L80B10 |  | 2481 | 15.7 | 158 | 80+ | 4000 | 119.196
| DM1120827 | Sumatra LED1x2950 J742 T840 PC/PC OP | non-dimmable, I, IP66, IK10, opal polycarbonate diffuser, black polycarbonate body | 615 | 98 | 84 |  | 100000/L80B10 |  | 2929 | 18.2 | 161 | 80+ | 4000 | 111.069
| DM1120828 | Sumatra LED1x3350 J743 T840 PC/PC OP | non-dimmable, I, IP66, IK10, opal polycarbonate diffuser, black polycarbonate body | 615 | 98 | 84 |  | 100000/L80B10 |  | 3307 | 20.7 | 160 | 80+ | 4000 | 122.636
| DM1120829 | Sumatra LED1x3700 J744 T840 PC/PC OP | non-dimmable, I, IP66, IK10, opal polycarbonate diffuser, black polycarbonate body | 615 | 98 | 84 |  | 100000/L80B10 |  | 3661 | 22.2 | 165 | 80+ | 4000 | 98.341
| DM1120830 | Sumatra LED1x4150 J745 T840 PC/PC OP | non-dimmable, I, IP66, IK10, opal polycarbonate diffuser, black polycarbonate body | 615 | 98 | 84 |  | 100000/L80B10 |  | 4134 | 25.8 | 160 | 80+ | 4000 | 105.823
| DM1120831 | Sumatra LED1x4400 J746 T840 PC/PC OP | non-dimmable, I, IP66, IK10, opal polycarbonate diffuser, black polycarbonate body | 615 | 98 | 84 |  | 100000/L80B10 |  | 4393 | 26.3 | 167 | 80+ | 4000 | 99.244
| DM1120832 | Sumatra LED1x5000 J747 T840 PC/PC OP | non-dimmable, I, IP66, IK10, opal polycarbonate diffuser, black polycarbonate body | 615 | 98 | 84 |  | 100000/L80B10 |  | 4961 | 30.3 | 164 | 80+ | 4000 | 106.726
| DM1120833 | Sumatra LED1x2950 J748 T840 PC/PC OP | non-dimmable, I, IP66, IK10, opal polycarbonate diffuser, black polycarbonate body | 1175 | 98 | 84 |  | 100000/L80B10 |  | 2929 | 18 | 163 | 80+ | 4000 | 112.617
| DM1120834 | Sumatra LED1x3350 J749 T840 PC/PC OP | non-dimmable, I, IP66, IK10, opal polycarbonate diffuser, black polycarbonate body | 1175 | 98 | 84 |  | 100000/L80B10 |  | 3307 | 20.9 | 158 | 80+ | 4000 | 112.617
| DM1120835 | Sumatra LED1x4400 J750 T840 PC/PC OP | non-dimmable, I, IP66, IK10, opal polycarbonate diffuser, black polycarbonate body | 1175 | 98 | 84 |  | 100000/L80B10 |  | 4393 | 26.3 | 167 | 80+ | 4000 | 111.714
| DM1120836 | Sumatra LED1x5000 J751 T840 PC/PC OP | non-dimmable, I, IP66, IK10, opal polycarbonate diffuser, black polycarbonate body | 1175 | 98 | 84 |  | 100000/L80B10 |  | 4961 | 30.3 | 164 | 80+ | 4000 | 119.196
| DM1120837 | Sumatra LED1x5900 J752 T840 PC/PC OP | non-dimmable, I, IP66, IK10, opal polycarbonate diffuser, black polycarbonate body | 1175 | 98 | 84 |  | 100000/L80B10 |  | 5858 | 33.6 | 174 | 80+ | 4000 | 117.605
| DM1120838 | Sumatra LED1x6650 J753 T840 PC/PC OP | non-dimmable, I, IP66, IK10, opal polycarbonate diffuser, black polycarbonate body | 1175 | 98 | 84 |  | 100000/L80B10 |  | 6615 | 38.6 | 171 | 80+ | 4000 | 125.13
| DM1120839 | Sumatra LED1x7350 J754 T840 PC/PC OP | non-dimmable, I, IP66, IK10, opal polycarbonate diffuser, black polycarbonate body | 1175 | 98 | 84 |  | 100000/L80B10 |  | 7322 | 41.5 | 176 | 80+ | 4000 | 137.6
| DM1120840 | Sumatra LED1x8300 J755 T840 PC/PC OP | non-dimmable, I, IP66, IK10, opal polycarbonate diffuser, black polycarbonate body | 1175 | 98 | 84 |  | 100000/L80B10 |  | 8269 | 47.2 | 175 | 80+ | 4000 | 137.6
| DM1120841 | Sumatra LED1x8800 J756 T840 PC/PC OP | non-dimmable, I, IP66, IK10, opal polycarbonate diffuser, black polycarbonate body | 1175 | 98 | 84 |  | 100000/L80B10 |  | 8787 | 49.3 | 178 | 80+ | 4000 | 150.07
| DM1120842 | Sumatra LED1x9950 J757 T840 PC/PC OP | non-dimmable, I, IP66, IK10, opal polycarbonate diffuser, black polycarbonate body | 1175 | 98 | 84 |  | 100000/L80B10 |  | 9922 | 56.7 | 175 | 80+ | 4000 | 150.07
| DM1120843 | Sumatra LED1x5500 J758 T840 PC/PC OP | non-dimmable, I, IP66, IK10, opal polycarbonate diffuser, black polycarbonate body | 1455 | 98 | 84 |  | 100000/L80B10 |  | 5492 | 31.5 | 174 | 80+ | 4000 | 131.709
| DM1120844 | Sumatra LED1x6250 J759 T840 PC/PC OP | non-dimmable, I, IP66, IK10, opal polycarbonate diffuser, black polycarbonate body | 1455 | 98 | 84 |  | 100000/L80B10 |  | 6202 | 36.2 | 171 | 80+ | 4000 | 139.191
| DM1120845 | Sumatra LED1x7350 J760 T840 PC/PC OP | non-dimmable, I, IP66, IK10, opal polycarbonate diffuser, black polycarbonate body | 1455 | 98 | 84 |  | 100000/L80B10 |  | 7322 | 41.5 | 176 | 80+ | 4000 | 145.985
| DM1120846 | Sumatra LED1x8300 J761 T840 PC/PC OP | non-dimmable, I, IP66, IK10, opal polycarbonate diffuser, black polycarbonate body | 1455 | 98 | 84 |  | 100000/L80B10 |  | 8269 | 47.2 | 175 | 80+ | 4000 | 145.985
| DM1120847 | Sumatra LED1x9200 J762 T840 PC/PC OP | non-dimmable, I, IP66, IK10, opal polycarbonate diffuser, black polycarbonate body | 1455 | 98 | 84 |  | 100000/L80B10 |  | 9153 | 51.3 | 178 | 80+ | 4000 | 163.443
| DM1120848 | Sumatra LED1x10350 J763 T840 PC/PC OP | non-dimmable, I, IP66, IK10, opal polycarbonate diffuser, black polycarbonate body | 1455 | 98 | 84 |  | 100000/L80B10 |  | 10336 | 59 | 175 | 80+ | 4000 | 163.443
| DM1120849 | Sumatra LED1x11000 J764 T840 PC/PC OP | non-dimmable, I, IP66, IK10, opal polycarbonate diffuser, black polycarbonate body | 1455 | 98 | 84 |  | 100000/L80B10 |  | 10983 | 61.6 | 178 | 80+ | 4000 | 180.944
| DM1120850 | Sumatra LED1x12450 J765 T840 PC/PC OP | non-dimmable, I, IP66, IK10, opal polycarbonate diffuser, black polycarbonate body | 1455 | 98 | 84 |  | 100000/L80B10 |  | 12403 | 70.9 | 175 | 80+ | 4000 | 180.944
Available options:
|  | T830 | Colour temperature 3000K, CRI 80+
|  | T840 | Colour temperature 4000K, CRI 80+
|  | DALI | Driver with DALI interface and switch-control dimming | [11 empty] | 55
*note - for DALI LIN option wires are 2x0.5mm2
|  | BLT | Integrated wireless control unit and driver for lighting control via mobile device (via Bluetooth) | [11 empty] | 321.5448
|  | KRBLT | Integrated wireless control unit and driver for lighting control via mobile device (KR system app), on/off | [11 empty] | 126.248
|  | KRBLT DALI | Integrated wireless control unit and driver for lighting control via mobile device (KR system app), DALI with integrated PS | [11 empty] | 236.07
|  | COR | Driver with Corridor function (never off) | [11 empty] | 53.1135
|  | COR1min | Driver with Corridor function 1min (switch off after 1 min.) | [11 empty] | 53.1135
|  | COR30min | Driver with Corridor function 30min (switch off after 30 min.) | [11 empty] | 53.1135
|  | eCOR MW | Driver with MW sensor and adaptive corridor function (100%/10-30%/0%)
*note - eCOR MW option not available for models: J738-J743; J745; J747-J749; J751; J753; J755; J757;J759; J761; J763-J765;
|  | MW | Integrated microwave (MW) motion sensor with on-off control | [11 empty] | 40
|  | HBPIR-M | Batten-fit PIR sensor for ceiling hights up to 12 meters, on-off, master luminaire | [11 empty] | 92.88
|  | HBPIR DALI-M | Batten-fit PIR sensor for ceiling hights up to 12 meters, DALI with integrated PS, master luminaire | [11 empty] | 262.214
|  | HBPIR KRBLT | Batten-fit PIR sensor for ceiling hights up to 12 meters, KR system app control, on-off | [11 empty] | 232.028
|  | HBPIR KRBLT DALI | Batten-fit PIR sensor for ceiling hights up to 12 meters, KR system app control and DALI with integrated PS | [11 empty] | 338.711
*note - Luminaire with integrated PIR sensor protection degree is IK05
|  | EM3 | Emergency version 3 hours | [11 empty] | 90
|  | EM3A | Emergency version equipped with an autonomous testing system, 3 hours | [11 empty] | 162.798
|  | EM3D | Emergency version 3 hours with DALI interface | [11 empty] | 268.578
*note - Operating temperature range for Luminaires with EM option, C: ta 0... +35
|  | EM3Atmin-25 | Emergency version equipped with an autonomous testing system, 3 hours. Suitable for low ambient temperatures up to -25 C | [11 empty] | 432.193
|  | 5TB | 5-pole terminal block in middle of luminaire for easy through wiring | [11 empty] | 3.483
|  | 1LIN | Through wiring single phase d=1.5 mm² with two push-in terminal blocks (for luminaire lengths up to 1700mm) | [11 empty] | 8.643
|  | 2LIN | Through wiring two phases d=1.5 mm² with two push-in terminal blocks (for luminaire lengths up to 1700mm) | [11 empty] | 10.234
|  | 3LIN | Through wiring three phases d=1.5 mm² with two push-in terminal blocks (for luminaire lengths up to 1700mm) | [11 empty] | 11.868
|  | 1LIN2.5 | Through wiring single phase d=2.5 mm² with two push-in terminal blocks | [11 empty] | 11.868
|  | 2LIN2.5 | Through wiring two phases d=2.5 mm² with two push-in terminal blocks | [11 empty] | 14.534
|  | 3LIN2.5 | Through wiring three phases d=2.5 mm² with two push-in terminal blocks | [11 empty] | 17.071
*note - LIN options applicable for models longer than 800mm, for shorter models 5TB option
|  | C3 | 2x 3-poles quick connection cable glands for Ø7-11mm cable, Push-in terminal, 3x2.5mm2 | [11 empty] | 14.534
|  | IC | Stainless steel clips | [11 empty] | 7.568
*note - options EM3A, EM3Atmin25 and EM3D not applicable for models: H227, H228, H229, H230
*note - Operating temperature range for Luminaires with EM option, C: ta 0... +35
|  | II | Electric shock protection class II | [11 empty] | 17.286
Available accessories:
| DM9002154 | Suspension MTG KIT - Barat/Proof/Nord/Sumatra/Cyclone LED 1.5m | Suspension kit for Barat/Proof/Nord LED luminaires, 1.5 meter, 2pcs | [11 empty] | 22.962
| DM9015525 | Suspension MTG KIT - Barat/Proof/Nord/Sumatra/Cyclone LED 3.0m | Suspension kit for Barat/Proof/Nord LED luminaires, 3.0 meter, 2pcs | [11 empty] | 25.456
| DM9022195 | Remote Control HRC-11 | [12 empty] | 106.253
*note - remote control for HBPIR-M; HBPIR DALI-M
| DM1120853 | Sumatra LED1x3200 H229 T840 PC/PC OP ta+55C | non-dimmable, I, IP66, IK10, opal polycarbonate diffuser, black polycarbonate body, basic version | 615 | 98 | 84 |  | 50000/L80B10 |  | 3194 | 21.4 | 149 | 80+ | 4000 | 108.102
| DM1120856 | Sumatra LED1x3850 H232 T840 PC/PC OP ta+55C | non-dimmable, I, IP66, IK10, opal polycarbonate diffuser, black polycarbonate body, basic version | 1175 | 98 | 84 |  | 50000/L80B10 |  | 3832 | 25.7 | 149 | 80+ | 4000 | 173.677
| DM1120857 | Sumatra LED1x5150 H233 T840 PC/PC OP ta+55C | non-dimmable, I, IP66, IK10, opal polycarbonate diffuser, black polycarbonate body, basic version | 1175 | 98 | 84 |  | 50000/L80B10 |  | 5109 | 33.5 | 153 | 80+ | 4000 | 182.32
| DM1120858 | Sumatra LED1x6400 H234 T840 PC/PC OP ta+55C | non-dimmable, I, IP66, IK10, opal polycarbonate diffuser, black polycarbonate body, basic version | 1175 | 98 | 84 |  | 50000/L80B10 |  | 6387 | 41.9 | 152 | 80+ | 4000 | 109.908
| DM1120860 | Sumatra LED1x3200 H236 T840 PC/PC OP ta+55C | non-dimmable, I, IP66, IK10, opal polycarbonate diffuser, black polycarbonate body, basic version | 1455 | 98 | 84 |  | 50000/L80B10 |  | 3195 | 21.4 | 149 | 80+ | 4000 | 190.963
| DM1120861 | Sumatra LED1x4800 H237 T840 PC/PC OP ta+55C | non-dimmable, I, IP66, IK10, opal polycarbonate diffuser, black polycarbonate body, basic version | 1455 | 98 | 84 |  | 50000/L80B10 |  | 4790 | 31.4 | 153 | 80+ | 4000 | 190.963
| DM1120862 | Sumatra LED1x6400 H238 T840 PC/PC OP ta+55C | non-dimmable, I, IP66, IK10, opal polycarbonate diffuser, black polycarbonate body, basic version | 1455 | 98 | 84 |  | 50000/L80B10 |  | 6387 | 41.9 | 152 | 80+ | 4000 | 111.714
| DM1120863 | Sumatra LED1x8000 H239 T840 PC/PC OP ta+55C | non-dimmable, I, IP66, IK10, opal polycarbonate diffuser, black polycarbonate body, basic version | 1455 | 98 | 84 |  | 50000/L80B10 |  | 7984 | 52.3 | 153 | 80+ | 4000 | 199.606
Available options:
|  | T830 | Colour temperature 3000K, CRI 80+
|  | T840 | Colour temperature 4000K, CRI 80+
|  | DALI | Driver with DALI interface and switch-control dimming | [11 empty] | 55
|  | *note - for DALI LIN option wires are 2x0.5mm2 | [12 empty] | 115.369
|  | BLT | Integrated wireless control unit and driver for lighting control via mobile device (via Bluetooth) | [11 empty] | 321.5448
|  | KRBLT | Integrated wireless control unit and driver for lighting control via mobile device (KR system app), on/off | [11 empty] | 126.248
|  | KRBLT DALI | Integrated wireless control unit and driver for lighting control via mobile device (KR system app), DALI with integrated PS | [11 empty] | 236.07
|  | COR | Driver with Corridor function (never off) | [11 empty] | 53.1135
|  | COR1min | Driver with Corridor function 1min (switch off after 1 min.) | [11 empty] | 53.1135
|  | COR30min | Driver with Corridor function 30min (switch off after 30 min.) | [11 empty] | 53.1135
|  | eCOR MW | Driver with MW sensor and adaptive corridor function (100%/10-30%/0%)
|  | MW | Integrated microwave (MW) motion sensor with on-off control | [11 empty] | 40
|  | HBPIR-M | Batten-fit PIR sensor for ceiling hights up to 12 meters, on-off, master luminaire | [11 empty] | 92.88
|  | HBPIR DALI-M | Batten-fit PIR sensor for ceiling hights up to 12 meters, DALI with integrated PS, master luminaire | [11 empty] | 262.214
|  | HBPIR KRBLT | Batten-fit PIR sensor for ceiling hights up to 12 meters, KR system app control, on-off | [11 empty] | 232.028
|  | HBPIR KRBLT DALI | Batten-fit PIR sensor for ceiling hights up to 12 meters, KR system app control and DALI with integrated PS | [11 empty] | 338.711
*note - Luminaire with integrated PIR sensor protection degree is IK05
|  | EM3 | Emergency version 3 hours | [11 empty] | 90
|  | EM3A | Emergency version equipped with an autonomous testing system, 3 hours | [11 empty] | 162.798
|  | EM3D | Emergency version 3 hours with DALI interface | [11 empty] | 268.578
*note - Operating temperature range for Luminaires with EM option, C: ta 0... +35
|  | EM3Atmin-25 | Emergency version equipped with an autonomous testing system, 3 hours. Suitable for low ambient temperatures up to -25 C | [11 empty] | 432.193
*note - option EM3Atmin25 is not applicable for models: H227, H228, H229, H230
|  | 5TB | 5-pole terminal block in middle of luminaire for easy through wiring | [11 empty] | 3.483
|  | 1LIN | Through wiring single phase d=1.5 mm² with two push-in terminal blocks (for luminaire lengths up to 1700mm) | [11 empty] | 8.643
|  | 2LIN | Through wiring two phases d=1.5 mm² with two push-in terminal blocks (for luminaire lengths up to 1700mm) | [11 empty] | 10.234
|  | 3LIN | Through wiring three phases d=1.5 mm² with two push-in terminal blocks (for luminaire lengths up to 1700mm) | [11 empty] | 11.868
|  | 1LIN2.5 | Through wiring single phase d=2.5 mm² with two push-in terminal blocks | [11 empty] | 11.868
|  | 2LIN2.5 | Through wiring two phases d=2.5 mm² with two push-in terminal blocks | [11 empty] | 14.534
|  | 3LIN2.5 | Through wiring three phases d=2.5 mm² with two push-in terminal blocks | [11 empty] | 17.071
*note - LIN options applicable for models longer than 800mm, for shorter models 5TB option
|  | C3 | 2x 3-poles quick connection cable glands for Ø7-11mm cable, Push-in terminal, 3x2.5mm2 | [11 empty] | 14.534
|  | IC | Stainless steel clips | [11 empty] | 7.568
*note - options EM3A, EM3Atmin25 and EM3D not applicable for models: H227, H228, H229, H230
*note - Operating temperature range for Luminaires with EM option, C: ta 0... +35
|  | II | Electric shock protection class II | [11 empty] | 17.286
Available accessories:
| DM9002154 | Suspension MTG KIT - Barat/Proof/Nord/Sumatra/Cyclone LED 1.5m | Suspension kit for Barat/Proof/Nord LED luminaires, 1.5 meter, 2pcs | [11 empty] | 22.962
| DM9015525 | Suspension MTG KIT - Barat/Proof/Nord/Sumatra/Cyclone LED 3.0m | Suspension kit for Barat/Proof/Nord LED luminaires, 3.0 meter, 2pcs | [11 empty] | 25.456
| DM9022195 | Remote Control HRC-11 | [12 empty] | 106.253
*note - remote control for HBPIR-M; HBPIR DALI-M
| DM1122118 | Sumatra C LED1x1950 H243 PC/PC T840 OP | non-dimmable, I, IP66, IK10, opal polycarbonate diffuser, clear polycarbonate body, basic version | 615 | 98 | 84 |  | 50000/L80B10 | 3 | 1916 | 12.8 | 150 | 80+ | 4000 | 108.102
| DM1122119 | Sumatra C LED1x2600 H244 PC/PC T840 OP | non-dimmable, I, IP66, IK10, opal polycarbonate diffuser, clear polycarbonate body, basic version | 615 | 98 | 84 |  | 50000/L80B10 | 3 | 2555 | 17.1 | 149 | 80+ | 4000 | 93.568
| DM1122120 | Sumatra C LED1x3200 H245 PC/PC T840 OP | non-dimmable, I, IP66, IK10, opal polycarbonate diffuser, clear polycarbonate body, basic version | 615 | 98 | 84 |  | 50000/L80B10 | 3 | 3194 | 21.4 | 149 | 80+ | 4000 | 91.074
| DM1122121 | Sumatra C LED1x2600 H246 PC/PC T840 OP | non-dimmable, I, IP66, IK10, opal polycarbonate diffuser, clear polycarbonate body, basic version | 1175 | 98 | 84 |  | 50000/L80B10 | 3 | 2556 | 17.1 | 149 | 80+ | 4000 | 109.908
| DM1122122 | Sumatra C LED1x3850 H247 PC/PC T840 OP | non-dimmable, I, IP66, IK10, opal polycarbonate diffuser, clear polycarbonate body, basic version | 1175 | 98 | 84 |  | 50000/L80B10 | 3 | 3832 | 25.7 | 149 | 80+ | 4000 | 113.778
| DM1122123 | Sumatra C LED1x5150 H248 PC/PC T840 OP | non-dimmable, I, IP66, IK10, opal polycarbonate diffuser, clear polycarbonate body, basic version | 1175 | 98 | 84 |  | 50000/L80B10 | 3 | 5109 | 33.5 | 153 | 80+ | 4000 | 118.766
| DM1122124 | Sumatra C LED1x6400 H249 PC/PC T840 OP | non-dimmable, I, IP66, IK10, opal polycarbonate diffuser, clear polycarbonate body, basic version | 1175 | 98 | 84 |  | 50000/L80B10 | 3 | 6387 | 41.9 | 152 | 80+ | 4000 | 111.714
| DM1122125 | Sumatra C LED1x3200 H250 PC/PC T840 OP | non-dimmable, I, IP66, IK10, opal polycarbonate diffuser, clear polycarbonate body, basic version | 1455 | 98 | 84 |  | 50000/L80B10 | 3 | 3195 | 21.4 | 149 | 80+ | 4000 | 127.151
| DM1122126 | Sumatra C LED1x4800 H251 PC/PC T840 OP | non-dimmable, I, IP66, IK10, opal polycarbonate diffuser, clear polycarbonate body, basic version | 1455 | 98 | 84 |  | 50000/L80B10 | 3 | 4790 | 31.4 | 153 | 80+ | 4000 | 133.085
| DM1122127 | Sumatra C LED1x6400 H252 PC/PC T840 OP | non-dimmable, I, IP66, IK10, opal polycarbonate diffuser, clear polycarbonate body, basic version | 1455 | 98 | 84 |  | 50000/L80B10 | 3 | 6387 | 41.9 | 152 | 80+ | 4000 | 113.52
| DM1122128 | Sumatra C LED1x8000 H253 PC/PC T840 OP | non-dimmable, I, IP66, IK10, opal polycarbonate diffuser, clear polycarbonate body, basic version | 1455 | 98 | 84 |  | 50000/L80B10 | 3 | 7984 | 52.3 | 153 | 80+ | 4000 | 144.867
Available options:
|  | T830 | Colour temperature 3000K, CRI 80+
|  | T840 | Colour temperature 4000K, CRI 80+
|  | DALI | Driver with DALI interface and switch-control dimming | [11 empty] | 55
*note - for DALI LIN option wires are 2x0.5mm2
|  | BLT | Integrated wireless control unit and driver for lighting control via mobile device (via Bluetooth) | [11 empty] | 321.5448
|  | KRBLT | Integrated wireless control unit and driver for lighting control via mobile device (KR system app), on/off | [11 empty] | 126.248
|  | KRBLT DALI | Integrated wireless control unit and driver for lighting control via mobile device (KR system app), DALI with integrated PS | [11 empty] | 236.07
|  | COR | Driver with Corridor function (never off) | [11 empty] | 53.1135
|  | COR1min | Driver with Corridor function 1min (switch off after 1 min.) | [11 empty] | 53.1135
|  | COR30min | Driver with Corridor function 30min (switch off after 30 min.) | [11 empty] | 53.1135
|  | eCOR MW | Driver with MW sensor and adaptive corridor function (100%/10-30%/0%)
|  | MW | Integrated microwave (MW) motion sensor with on-off control | [11 empty] | 40
|  | HBPIR-M | Batten-fit PIR sensor for ceiling hights up to 12 meters, on-off, master luminaire | [11 empty] | 92.88
|  | HBPIR DALI-M | Batten-fit PIR sensor for ceiling hights up to 12 meters, DALI with integrated PS, master luminaire | [11 empty] | 262.214
|  | HBPIR KRBLT | Batten-fit PIR sensor for ceiling hights up to 12 meters, KR system app control, on-off | [11 empty] | 232.028
|  | HBPIR KRBLT DALI | Batten-fit PIR sensor for ceiling hights up to 12 meters, KR system app control and DALI with integrated PS | [11 empty] | 338.711
*note - Luminaire with integrated PIR sensor protection degree is IK05
|  | EM3 | Emergency version 3 hours | [11 empty] | 90
|  | EM3A | Emergency version equipped with an autonomous testing system, 3 hours | [11 empty] | 162.798
|  | EM3D | Emergency version 3 hours with DALI interface | [11 empty] | 268.578
*note - Operating temperature range for Luminaires with EM option, C: ta 0... +35
|  | EM3Atmin-25 | Emergency version equipped with an autonomous testing system, 3 hours. Suitable for low ambient temperatures up to -25 C | [11 empty] | 432.193
|  | 5TB | 5-pole terminal block in middle of luminaire for easy through wiring | [11 empty] | 3.483
|  | 1LIN | Through wiring single phase d=1.5 mm² with two push-in terminal blocks (for luminaire lengths up to 1700mm) | [11 empty] | 8.643
|  | 2LIN | Through wiring two phases d=1.5 mm² with two push-in terminal blocks (for luminaire lengths up to 1700mm) | [11 empty] | 10.234
|  | 3LIN | Through wiring three phases d=1.5 mm² with two push-in terminal blocks (for luminaire lengths up to 1700mm) | [11 empty] | 11.868
|  | 1LIN2.5 | Through wiring single phase d=2.5 mm² with two push-in terminal blocks | [11 empty] | 11.868
|  | 2LIN2.5 | Through wiring two phases d=2.5 mm² with two push-in terminal blocks | [11 empty] | 14.534
|  | 3LIN2.5 | Through wiring three phases d=2.5 mm² with two push-in terminal blocks | [11 empty] | 17.071
*note - LIN options applicable for models longer than 800mm, for shorter models 5TB option
|  | C3 | 2x 3-poles quick connection cable glands for Ø7-11mm cable, Push-in terminal, 3x2.5mm2 | [11 empty] | 14.534
|  | IC | Stainless steel clips | [11 empty] | 7.568
*note - options EM3A, EM3Atmin25 and EM3D not applicable for models: H227, H228, H229, H230
*note - Operating temperature range for Luminaires with EM option, C: ta 0... +35
|  | II | Electric shock protection class II | [11 empty] | 17.286
Available accessories:
| DM9002154 | Suspension MTG KIT - Barat/Proof/Nord/Sumatra/Cyclone LED 1.5m | Suspension kit for Barat/Proof/Nord LED luminaires, 1.5 meter, 2pcs | [11 empty] | 22.962
| DM9015525 | Suspension MTG KIT - Barat/Proof/Nord/Sumatra/Cyclone LED 3.0m | Suspension kit for Barat/Proof/Nord LED luminaires, 3.0 meter, 2pcs | [11 empty] | 25.456
| DM9022195 | Remote Control HRC-11 | [12 empty] | 106.253
*note - remote control for HBPIR-M; HBPIR DALI-M
| DM1120865 | Sumatra C LED1x2950 J597 T840 PC/PC OP | non-dimmable, I, IP66, IK10, opal polycarbonate diffuser, clear polycarbonate body | 1175 | 98 | 84 |  | 100000/L80B10 |  | 2929 | 17.7 | 165 | 80+ | 4000 | 108.102
| DM1120866 | Sumatra C LED1x4400 J598 T840 PC/PC OP | non-dimmable, I, IP66, IK10, opal polycarbonate diffuser, clear polycarbonate body | 1175 | 98 | 84 |  | 100000/L80B10 |  | 4393 | 26.3 | 167 | 80+ | 4000 | 134.676
| DM1120867 | Sumatra C LED1x5900 J599 T840 PC/PC OP | non-dimmable, I, IP66, IK10, opal polycarbonate diffuser, clear polycarbonate body | 1175 | 98 | 84 |  | 100000/L80B10 |  | 5858 | 33.6 | 174 | 80+ | 4000 | 140.567
| DM1120868 | Sumatra C LED1x6650 J600 T840 PC/PC OP | non-dimmable, I, IP66, IK10, opal polycarbonate diffuser, clear polycarbonate body | 1175 | 98 | 84 |  | 100000/L80B10 |  | 6615 | 37.8 | 175 | 80+ | 4000 | 109.908
| DM1120869 | Sumatra C LED1x7350 J601 T840 PC/PC OP | non-dimmable, I, IP66, IK10, opal polycarbonate diffuser, clear polycarbonate body | 1175 | 98 | 84 |  | 100000/L80B10 |  | 7322 | 41.5 | 176 | 80+ | 4000 | 161.465
| DM1120870 | Sumatra C LED1x6250 J602 T840 PC/PC OP | non-dimmable, I, IP66, IK10, opal polycarbonate diffuser, clear polycarbonate body | 1455 | 98 | 84 |  | 100000/L80B10 |  | 6202 | 36.2 | 171 | 80+ | 4000 | 163.271
| DM1120871 | Sumatra C LED1x7350 J603 T840 PC/PC OP | non-dimmable, I, IP66, IK10, opal polycarbonate diffuser, clear polycarbonate body | 1455 | 98 | 84 |  | 100000/L80B10 |  | 7322 | 41.5 | 176 | 80+ | 4000 | 111.714
| DM1120872 | Sumatra C LED1x8300 J604 T840 PC/PC OP | non-dimmable, I, IP66, IK10, opal polycarbonate diffuser, clear polycarbonate body | 1455 | 98 | 84 |  | 100000/L80B10 |  | 8269 | 47.2 | 175 | 80+ | 4000 | 170.065
| DM1120873 | Sumatra C LED1x9200 J605 T840 PC/PC OP | non-dimmable, I, IP66, IK10, opal polycarbonate diffuser, clear polycarbonate body | 1455 | 98 | 84 |  | 100000/L80B10 |  | 9153 | 51.3 | 178 | 80+ | 4000 | 188.211
Available options:
|  | T830 | Colour temperature 3000K, CRI 80+
|  | T840 | Colour temperature 4000K, CRI 80+
|  | DALI | Driver with DALI interface and switch-control dimming | [11 empty] | 115.369
*note - for DALI LIN option wires are 2x0.5mm2
|  | BLT | Integrated wireless control unit and driver for lighting control via mobile device (via Bluetooth) | [11 empty] | 321.5448
|  | KRBLT | Integrated wireless control unit and driver for lighting control via mobile device (KR system app), on/off | [11 empty] | 126.248
|  | KRBLT DALI | Integrated wireless control unit and driver for lighting control via mobile device (KR system app), DALI with integrated PS | [11 empty] | 236.07
|  | COR | Driver with Corridor function (never off) | [11 empty] | 53.1135
|  | COR1min | Driver with Corridor function 1min (switch off after 1 min.) | [11 empty] | 53.1135
|  | COR30min | Driver with Corridor function 30min (switch off after 30 min.) | [11 empty] | 53.1135
|  | eCOR MW | Driver with MW sensor and adaptive corridor function (100%/10-30%/0%)
|  | MW | Integrated microwave (MW) motion sensor with on-off control | [11 empty] | 40
|  | HBPIR-M | Batten-fit PIR sensor for ceiling hights up to 12 meters, on-off, master luminaire | [11 empty] | 92.88
|  | HBPIR DALI-M | Batten-fit PIR sensor for ceiling hights up to 12 meters, DALI with integrated PS, master luminaire | [11 empty] | 262.214
|  | HBPIR KRBLT | Batten-fit PIR sensor for ceiling hights up to 12 meters, KR system app control, on-off | [11 empty] | 232.028
|  | HBPIR KRBLT DALI | Batten-fit PIR sensor for ceiling hights up to 12 meters, KR system app control and DALI with integrated PS | [11 empty] | 338.711
*note - Luminaire with integrated PIR sensor protection degree is IK05
|  | EM3 | Emergency version 3 hours | [11 empty] | 90
|  | EM3A | Emergency version equipped with an autonomous testing system, 3 hours | [11 empty] | 162.798
|  | EM3D | Emergency version 3 hours with DALI interface | [11 empty] | 268.578
*note - Operating temperature range for Luminaires with EM option, C: ta 0... +35
|  | EM3Atmin-25 | Emergency version equipped with an autonomous testing system, 3 hours. Suitable for low ambient temperatures up to -25 C | [11 empty] | 432.193
|  | 5TB | 5-pole terminal block in middle of luminaire for easy through wiring | [11 empty] | 3.483
|  | 1LIN | Through wiring single phase d=1.5 mm² with two push-in terminal blocks (for luminaire lengths up to 1700mm) | [11 empty] | 8.643
|  | 2LIN | Through wiring two phases d=1.5 mm² with two push-in terminal blocks (for luminaire lengths up to 1700mm) | [11 empty] | 10.234
|  | 3LIN | Through wiring three phases d=1.5 mm² with two push-in terminal blocks (for luminaire lengths up to 1700mm) | [11 empty] | 11.868
|  | 1LIN2.5 | Through wiring single phase d=2.5 mm² with two push-in terminal blocks | [11 empty] | 11.868
|  | 2LIN2.5 | Through wiring two phases d=2.5 mm² with two push-in terminal blocks | [11 empty] | 14.534
|  | 3LIN2.5 | Through wiring three phases d=2.5 mm² with two push-in terminal blocks | [11 empty] | 17.071
*note - LIN options applicable for models longer than 800mm, for shorter models 5TB option
|  | C3 | 2x 3-poles quick connection cable glands for Ø7-11mm cable, Push-in terminal, 3x2.5mm2 | [11 empty] | 14.534
|  | IC | Stainless steel clips | [11 empty] | 7.568
*note - options EM3A, EM3Atmin25 and EM3D not applicable for models: H227, H228, H229, H230
*note - Operating temperature range for Luminaires with EM option, C: ta 0... +35
|  | II | Electric shock protection class II | [11 empty] | 17.286
Available accessories:
| DM9002154 | Suspension MTG KIT - Barat/Proof/Nord/Sumatra/Cyclone LED 1.5m | Suspension kit for Barat/Proof/Nord LED luminaires, 1.5 meter, 2pcs | [11 empty] | 22.962
| DM9015525 | Suspension MTG KIT - Barat/Proof/Nord/Sumatra/Cyclone LED 3.0m | Suspension kit for Barat/Proof/Nord LED luminaires, 3.0 meter, 2pcs | [11 empty] | 25.456
| DM9022195 | Remote Control HRC-11 | [12 empty] | 106.253
*note - remote control for HBPIR-M; HBPIR DALI-M
| DM1120656 | Sumatra O LED1x4000 J585 PC/PC T840 L40x105 | non-dimmable, I, IP66, IK10, nanooptic narrow polycarbonate diffuser, light grey polycarbonate body | 1175 | 98 | 84 |  | 100000/L80B50 | 3 | 3960 | 27 | 147 | 80+ | 4000 | 158.928
| DM1120657 | Sumatra O LED1x5700 J586 PC/PC T840 L40x105 | non-dimmable, I, IP66, IK10, nanooptic narrow polycarbonate diffuser, light grey polycarbonate body | 1175 | 98 | 84 |  | 100000/L80B50 | 3 | 5700 | 38 | 150 | 80+ | 4000 | 163.443
| DM1120658 | Sumatra O LED1x4950 J587 PC/PC T840 L40x105 | non-dimmable, I, IP66, IK10, nanooptic narrow polycarbonate diffuser, light grey polycarbonate body | 1455 | 98 | 84 |  | 100000/L80B50 | 3 | 4930 | 33 | 149 | 80+ | 4000 | 170.538
| DM1120659 | Sumatra O LED1x7050 J588 PC/PC T840 L40x105 | non-dimmable, I, IP66, IK10, nanooptic narrow polycarbonate diffuser, light grey polycarbonate body | 1455 | 98 | 84 |  | 100000/L80B50 | 3 | 7040 | 45 | 156 | 80+ | 4000 | 178.45
| DM1120660 | Sumatra O LED1x2400 J589 PC/PC T840 L120x105 | non-dimmable, I, IP66, IK10, nanooptic wide polycarbonate diffuser, light grey polycarbonate body | 1175 | 98 | 84 |  | 100000/L80B50 | 3 | 2400 | 16 | 150 | 80+ | 4000 | 155.316
| DM1120661 | Sumatra O LED1x2900 J590 PC/PC T840 L120x105 | non-dimmable, I, IP66, IK10, nanooptic wide polycarbonate diffuser, light grey polycarbonate body | 1175 | 98 | 84 |  | 100000/L80B50 | 3 | 2890 | 20 | 145 | 80+ | 4000 | 155.316
| DM1120662 | Sumatra O LED1x4050 J591 PC/PC T840 L120x105 | non-dimmable, I, IP66, IK10, nanooptic wide polycarbonate diffuser, light grey polycarbonate body | 1175 | 98 | 84 |  | 100000/L80B50 | 3 | 4050 | 27 | 150 | 80+ | 4000 | 158.928
| DM1120663 | Sumatra O LED1x5850 J592 PC/PC T840 L120x105 | non-dimmable, I, IP66, IK10, nanooptic wide polycarbonate diffuser, light grey polycarbonate body | 1175 | 98 | 84 |  | 100000/L80B50 | 3 | 5820 | 38 | 153 | 80+ | 4000 | 163.443
| DM1120664 | Sumatra O LED1x3050 J593 PC/PC T840 L120x105 | non-dimmable, I, IP66, IK10, nanooptic wide polycarbonate diffuser, light grey polycarbonate body | 1455 | 98 | 84 |  | 100000/L80B50 | 3 | 3010 | 20 | 151 | 80+ | 4000 | 166.926
| DM1120665 | Sumatra O LED1x3650 J594 PC/PC T840 L120x105 | non-dimmable, I, IP66, IK10, nanooptic wide polycarbonate diffuser, light grey polycarbonate body | 1455 | 98 | 84 |  | 100000/L80B50 | 3 | 3610 | 24 | 150 | 80+ | 4000 | 166.926
| DM1120666 | Sumatra O LED1x5050 J595 PC/PC T840 L120x105 | non-dimmable, I, IP66, IK10, nanooptic wide polycarbonate diffuser, light grey polycarbonate body | 1455 | 98 | 84 |  | 100000/L80B50 | 3 | 5040 | 33 | 153 | 80+ | 4000 | 170.538
| DM1120667 | Sumatra O LED1x7200 J596 PC/PC T840 L120x105 | non-dimmable, I, IP66, IK10, nanooptic wide polycarbonate diffuser, light grey polycarbonate body | 1455 | 98 | 84 |  | 100000/L80B50 | 3 | 7200 | 45 | 160 | 80+ | 4000 | 178.45
Available options:
|  | T830 | Colour temperature 3000K, CRI 80+
|  | T840 | Colour temperature 4000K, CRI 80+
|  | DALI | Driver with DALI interface and switch-control dimming | [11 empty] | 55
*note - for DALI LIN option wires are 2x0.5mm2
|  | BLT | Integrated wireless control unit and driver for lighting control via mobile device (via Bluetooth) | [11 empty] | 321.5448
|  | KRBLT | Integrated wireless control unit and driver for lighting control via mobile device (KR system app), on/off | [11 empty] | 126.248
|  | KRBLT DALI | Integrated wireless control unit and driver for lighting control via mobile device (KR system app), DALI with integrated PS | [11 empty] | 236.07
|  | COR | Driver with Corridor function (never off) | [11 empty] | 53.1135
|  | COR1min | Driver with Corridor function 1min (switch off after 1 min.) | [11 empty] | 53.1135
|  | COR30min | Driver with Corridor function 30min (switch off after 30 min.) | [11 empty] | 53.1135
|  | eCOR MW | Driver with MW sensor and adaptive corridor function (100%/10-30%/0%)
|  | MW | Integrated microwave (MW) motion sensor with on-off control | [11 empty] | 40
|  | HBPIR-M | Batten-fit PIR sensor for ceiling hights up to 12 meters, on-off, master luminaire | [11 empty] | 92.88
|  | HBPIR DALI-M | Batten-fit PIR sensor for ceiling hights up to 12 meters, DALI with integrated PS, master luminaire | [11 empty] | 262.214
|  | HBPIR KRBLT | Batten-fit PIR sensor for ceiling hights up to 12 meters, KR system app control, on-off | [11 empty] | 232.028
|  | HBPIR KRBLT DALI | Batten-fit PIR sensor for ceiling hights up to 12 meters, KR system app control and DALI with integrated PS | [11 empty] | 338.711
*note - Luminaire with integrated PIR sensor protection degree is IK05
|  | EM3 | Emergency version 3 hours | [11 empty] | 90
|  | EM3A | Emergency version equipped with an autonomous testing system, 3 hours | [11 empty] | 162.798
|  | EM3D | Emergency version 3 hours with DALI interface | [11 empty] | 268.578
*note - Operating temperature range for Luminaires with EM option, C: ta 0... +35
|  | EM3Atmin-25 | Emergency version equipped with an autonomous testing system, 3 hours. Suitable for low ambient temperatures up to -25 C | [11 empty] | 432.193
*note - option EM3Atmin25 is not applicable for models: H227, H228, H229, H230
|  | 5TB | 5-pole terminal block in middle of luminaire for easy through wiring | [11 empty] | 3.483
|  | 1LIN | Through wiring single phase d=1.5 mm² with two push-in terminal blocks (for luminaire lengths up to 1700mm) | [11 empty] | 8.643
|  | 2LIN | Through wiring two phases d=1.5 mm² with two push-in terminal blocks (for luminaire lengths up to 1700mm) | [11 empty] | 10.234
|  | 3LIN | Through wiring three phases d=1.5 mm² with two push-in terminal blocks (for luminaire lengths up to 1700mm) | [11 empty] | 11.868
|  | 1LIN2.5 | Through wiring single phase d=2.5 mm² with two push-in terminal blocks | [11 empty] | 11.868
|  | 2LIN2.5 | Through wiring two phases d=2.5 mm² with two push-in terminal blocks | [11 empty] | 14.534
|  | 3LIN2.5 | Through wiring three phases d=2.5 mm² with two push-in terminal blocks | [11 empty] | 17.071
*note - LIN options applicable for models longer than 800mm, for shorter models 5TB option
|  | C3 | 2x 3-poles quick connection cable glands for Ø7-11mm cable, Push-in terminal, 3x2.5mm2 | [11 empty] | 14.534
|  | IC | Stainless steel clips | [11 empty] | 7.568
*note - options EM3A, EM3Atmin25 and EM3D not applicable for models: H227, H228, H229, H230
*note - Operating temperature range for Luminaires with EM option, C: ta 0... +35
|  | II | Electric shock protection class II | [11 empty] | 17.286
Available accessories:
| DM9002154 | Suspension MTG KIT - Barat/Proof/Nord/Sumatra/Cyclone LED 1.5m | Suspension kit for Barat/Proof/Nord LED luminaires, 1.5 meter, 2pcs | [11 empty] | 22.962
| DM9015525 | Suspension MTG KIT - Barat/Proof/Nord/Sumatra/Cyclone LED 3.0m | Suspension kit for Barat/Proof/Nord LED luminaires, 3.0 meter, 2pcs | [11 empty] | 25.456
| DM9022195 | Remote Control HRC-11 | [12 empty] | 106.253
*note - remote control for HBPIR-M; HBPIR DALI-M
| DM1108314 | Barat LED1x2300 H117 T830 PC/PC OP LT80 | non-dimmable, I, IP66, IK10, opal polycarbonate diffuser, light grey polycarbonate body, basic version | 662 | 96 | 111 |  | 50000/L80B10 | 3 | 2167 | 15.3 | 142 | 80+ | 3000 | 90.816
| DM1109017 | Barat LED1x2700 H118 T830 PC/PC OP LT80 | non-dimmable, I, IP66, IK10, opal polycarbonate diffuser, light grey polycarbonate body, basic version | 662 | 96 | 111 |  | 50000/L80B10 | 3 | 2554 | 18.6 | 137 | 80+ | 3000 | 94.256
| DM1108316 | Barat LED1x3750 H119 T830 PC/PC OP LT80 | non-dimmable, I, IP66, IK10, opal polycarbonate diffuser, light grey polycarbonate body, basic version | 1272 | 96 | 111 |  | 50000/L80B10 | 3 | 3574 | 26.1 | 137 | 80+ | 3000 | 109.908
| DM1108317 | Barat LED1x5350 H120 T830 PC/PC OP LT80 | non-dimmable, I, IP66, IK10, opal polycarbonate diffuser, light grey polycarbonate body, basic version | 1272 | 96 | 111 |  | 50000/L80B10 | 3 | 5108 | 36.7 | 139 | 80+ | 3000 | 122.163
| DM1108319 | Barat LED1x4700 H211 T830 PC/PC OP LT80 | non-dimmable, I, IP66, IK10, opal polycarbonate diffuser, light grey polycarbonate body, basic version | 1572 | 96 | 111 |  | 50000/L80B10 | 3 | 4468 | 31.8 | 141 | 80+ | 3000 | 126.936
| DM1108320 | Barat LED1x6700 H122 T830 PC/PC OP LT80 | non-dimmable, I, IP66, IK10, opal polycarbonate diffuser, light grey polycarbonate body, basic version | 1572 | 96 | 111 |  | 50000/L80B10 | 3 | 6385 | 45.4 | 141 | 80+ | 3000 | 132.827
| DM1108322 | Barat LED 1x8700 H124 T830 PC/PC OP LT80 | non-dimmable, I, IP66, IK10, opal polycarbonate diffuser, light grey polycarbonate body, basic version | 1572 | 96 | 111 |  | 50000/L80B10 | 3 | 8278 | 59 | 140 | 80+ | 4000 | 147.576
| DM1107702 | Barat LED1x2300 H117 T840 PC/PC OP LT80 1G | non-dimmable, I, IP66, IK10, opal polycarbonate diffuser, light grey polycarbonate body, basic version | 662 | 96 | 111 |  | 50000/L80B10 | 3 | 2268 | 15.3 | 148 | 80+ | 4000 | 90.816
| DM1107703 | Barat LED1x2700 H118 T840 PC/PC OP LT80 1G | non-dimmable, I, IP66, IK10, opal polycarbonate diffuser, light grey polycarbonate body, basic version | 662 | 96 | 111 |  | 50000/L80B10 | 3 | 2674 | 18.6 | 144 | 80+ | 4000 | 94.256
| DM1107704 | Barat LED1x3750 H119 T840 PC/PC OP LT80 1G | non-dimmable, I, IP66, IK10, opal polycarbonate diffuser, light grey polycarbonate body, basic version | 1272 | 96 | 111 |  | 50000/L80B10 | 3 | 3742 | 26.1 | 143 | 80+ | 4000 | 109.908
| DM1107705 | Barat LED1x5350 H120 T840 PC/PC OP LT80 1G | non-dimmable, I, IP66, IK10, opal polycarbonate diffuser, light grey polycarbonate body, basic version | 1272 | 96 | 111 |  | 50000/L80B10 | 3 | 5348 | 36.7 | 146 | 80+ | 4000 | 118.336
| DM1111171 | Barat LED1x4700 H211 T840 PC/PC OP LT80 | non-dimmable, I, IP66, IK10, opal polycarbonate diffuser, light grey polycarbonate body, basic version | 1572 | 96 | 111 |  | 50000/L80B10 | 3 | 4678 | 31.8 | 147 | 80+ | 4000 | 126.936
| DM1107707 | Barat LED1x6700 H122 T840 PC/PC OP LT80 1G | non-dimmable, I, IP66, IK10, opal polycarbonate diffuser, light grey polycarbonate body, basic version | 1572 | 96 | 111 |  | 50000/L80B10 | 3 | 6685 | 45.4 | 147 | 80+ | 4000 | 132.827
| DM1107709 | Barat LED 1x8700 H124 T840 PC/PC OP LT80 | non-dimmable, I, IP66, IK10, opal polycarbonate diffuser, light grey polycarbonate body, basic version | 1572 | 96 | 111 |  | 50000/L80B10 | 3 | 8666 | 59 | 147 | 80+ | 4000 | 147.576
| DM1105216 | Barat LED1x1600 G237 T830 PC/PC OP LT80 | non-dimmable, I, IP66, IK10, opal polycarbonate diffuser, light grey polycarbonate body | 662 | 96 | 111 |  | 100000/L80B10 | 3 | 1481 | 10 | 148 | 80+ | 3000 | 125.13
| DM1105217 | Barat LED1x2150 G238 T830 PC/PC OP LT80 | non-dimmable, I, IP66, IK10, opal polycarbonate diffuser, light grey polycarbonate body | 662 | 96 | 111 |  | 100000/L80B10 | 3 | 2026 | 13.9 | 146 | 80+ | 3000 | 125.13
| DM1105218 | Barat LED1x2850 G239 T830 PC/PC OP LT80 | non-dimmable, I, IP66, IK10, opal polycarbonate diffuser, light grey polycarbonate body | 662 | 96 | 111 |  | 100000/L80B10 | 3 | 2687 | 17.2 | 156 | 80+ | 3000 | 117.605
| DM1105219 | Barat LED2x2150 G240 T830 PC/PC OP LT80 | non-dimmable, I, IP66, IK10, opal polycarbonate diffuser, light grey polycarbonate body | 662 | 146 | 111 |  | 100000/L80B10 | 3 | 4052 | 25.6 | 158 | 80+ | 3000 | 162.325
| DM1105220 | Barat LED1x2850 G241 T830 PC/PC OP LT80 | non-dimmable, I, IP66, IK10, opal polycarbonate diffuser, light grey polycarbonate body | 1272 | 96 | 111 |  | 100000/L80B10 | 3 | 2701 | 17.3 | 156 | 80+ | 3000 | 130.333
| DM1105221 | Barat LED1x3750 G242 T830 PC/PC OP LT80 | non-dimmable, I, IP66, IK10, opal polycarbonate diffuser, light grey polycarbonate body | 1272 | 96 | 111 |  | 100000/L80B10 | 3 | 3523 | 21.9 | 161 | 80+ | 3000 | 136.052
| DM1105222 | Barat LED1x4600 G243 T830 PC/PC OP LT80 | non-dimmable, I, IP66, IK10, opal polycarbonate diffuser, light grey polycarbonate body | 1272 | 96 | 111 |  | 100000/L80B10 | 3 | 4323 | 27.5 | 157 | 80+ | 3000 | 136.052
| DM1105223 | Barat LED1x5400 G244 T830 PC/PC OP LT80 | non-dimmable, I, IP66, IK10, opal polycarbonate diffuser, light grey polycarbonate body | 1272 | 96 | 111 |  | 100000/L80B10 | 3 | 5094 | 33 | 154 | 80+ | 3000 | 136.052
| DM1105224 | Barat LED1x7150 G245 T830 PC/PC OP LT80 | non-dimmable, I, IP66, IK10, opal polycarbonate diffuser, light grey polycarbonate body | 1272 | 96 | 111 |  | 100000/L80B10 | 3 | 6792 | 43.3 | 157 | 80+ | 3000 | 154.843
| DM1105225 | Barat LED1x9650 G246 T830 PC/PC OP LT80 | non-dimmable, I, IP66, IK10, opal polycarbonate diffuser, light grey polycarbonate body | 1272 | 96 | 111 |  | 100000/L80B10 | 3 | 9086 | 57.5 | 158 | 80+ | 3000 | 192.984
| DM1105226 | Barat LED2x5700 G247 T830 PC/PC OP LT80 | non-dimmable, I, IP66, IK10, opal polycarbonate diffuser, light grey polycarbonate body | 1272 | 146 | 111 |  | 100000/L80B10 | 3 | 10694 | 65.9 | 162 | 80+ | 3000 | 229.749
| DM1105227 | Barat LED1x4500 G248 T830 PC/PC OP LT80 | non-dimmable, I, IP66, IK10, opal polycarbonate diffuser, light grey polycarbonate body | 1572 | 96 | 111 |  | 100000/L80B10 | 3 | 4267 | 27.8 | 153 | 80+ | 3000 | 148.264
| DM1105228 | Barat LED1x5700 G249 T830 PC/PC OP LT80 | non-dimmable, I, IP66, IK10, opal polycarbonate diffuser, light grey polycarbonate body | 1572 | 96 | 111 |  | 100000/L80B10 | 3 | 5403 | 34 | 159 | 80+ | 3000 | 154.843
| DM1105229 | Barat LED1x6750 G250 T830 PC/PC OP LT80 | non-dimmable, I, IP66, IK10, opal polycarbonate diffuser, light grey polycarbonate body | 1572 | 96 | 111 |  | 100000/L80B10 | 3 | 6368 | 40.8 | 156 | 80+ | 3000 | 163.271
| DM1105230 | Barat LED1x8950 G251 T830 PC/PC OP LT80 | non-dimmable, I, IP66, IK10, opal polycarbonate diffuser, light grey polycarbonate body | 1572 | 96 | 111 |  | 100000/L80B10 | 3 | 8447 | 54.1 | 156 | 80+ | 3000 | 178.708
| DM1105231 | Barat LED1x12050 G252 T830 PC/PC OP LT80 | non-dimmable, I, IP66, IK10, opal polycarbonate diffuser, light grey polycarbonate body | 1572 | 96 | 111 |  | 100000/L80B10 | 3 | 11358 | 71.1 | 160 | 80+ | 3000 | 220.891
| DM1105232 | Barat LED2x7100 G253 T830 PC/PC OP LT80 | non-dimmable, I, IP66, IK10, opal polycarbonate diffuser, light grey polycarbonate body | 1572 | 146 | 111 |  | 100000/L80B10 | 3 | 13368 | 82.4 | 162 | 80+ | 3000 | 290.379
| DM1105233 | Barat LED1x1600 G237 T840 PC/PC OP LT80 | non-dimmable, I, IP66, IK10, opal polycarbonate diffuser, light grey polycarbonate body | 662 | 96 | 111 |  | 100000/L80B10 | 3 | 1561 | 10 | 156 | 80+ | 4000 | 125.13
| DM1105234 | Barat LED1x2150 G238 T840 PC/PC OP LT80 | non-dimmable, I, IP66, IK10, opal polycarbonate diffuser, light grey polycarbonate body | 662 | 96 | 111 |  | 100000/L80B10 | 3 | 2136 | 13.9 | 154 | 80+ | 4000 | 125.13
| DM1105235 | Barat LED1x2850 G239 T840 PC/PC OP LT80 | non-dimmable, I, IP66, IK10, opal polycarbonate diffuser, light grey polycarbonate body | 662 | 96 | 111 |  | 100000/L80B10 | 3 | 2833 | 17.2 | 165 | 80+ | 4000 | 117.605
| DM1105236 | Barat LED2x2150 G240 T840 PC/PC OP LT80 | non-dimmable, I, IP66, IK10, opal polycarbonate diffuser, light grey polycarbonate body | 662 | 146 | 111 |  | 100000/L80B10 | 3 | 4271 | 25.6 | 167 | 80+ | 4000 | 162.325
| DM1105237 | Barat LED1x2850 G241 T840 PC/PC OP LT80 | non-dimmable, I, IP66, IK10, opal polycarbonate diffuser, light grey polycarbonate body | 1272 | 96 | 111 |  | 100000/L80B10 | 3 | 2847 | 17.3 | 165 | 80+ | 4000 | 130.333
| DM1105238 | Barat LED1x3750 G242 T840 PC/PC OP LT80 | non-dimmable, I, IP66, IK10, opal polycarbonate diffuser, light grey polycarbonate body | 1272 | 96 | 111 |  | 100000/L80B10 | 3 | 3713 | 21.9 | 170 | 80+ | 4000 | 136.052
| DM1105239 | Barat LED1x4600 G243 T840 PC/PC OP LT80 | non-dimmable, I, IP66, IK10, opal polycarbonate diffuser, light grey polycarbonate body | 1272 | 96 | 111 |  | 100000/L80B10 | 3 | 4556 | 27.5 | 166 | 80+ | 4000 | 136.052
| DM1105240 | Barat LED1x5400 G244 T840 PC/PC OP LT80 | non-dimmable, I, IP66, IK10, opal polycarbonate diffuser, light grey polycarbonate body | 1272 | 96 | 111 |  | 100000/L80B10 | 3 | 5398 | 33 | 164 | 80+ | 4000 | 136.052
| DM1105241 | Barat LED1x7150 G245 T840 PC/PC OP LT80 | non-dimmable, I, IP66, IK10, opal polycarbonate diffuser, light grey polycarbonate body | 1272 | 96 | 111 |  | 100000/L80B10 | 3 | 7122 | 43.3 | 164 | 80+ | 4000 | 154.843
| DM1105242 | Barat LED1x9650 G246 T840 PC/PC OP LT80 | non-dimmable, I, IP66, IK10, opal polycarbonate diffuser, light grey polycarbonate body | 1272 | 96 | 111 |  | 100000/L80B10 | 3 | 9628 | 57.5 | 167 | 80+ | 4000 | 192.984
| DM1105243 | Barat LED2x5700 G247 T840 PC/PC OP LT80 | non-dimmable, I, IP66, IK10, opal polycarbonate diffuser, light grey polycarbonate body | 1272 | 146 | 111 |  | 100000/L80B10 | 3 | 11331 | 65.9 | 172 | 80+ | 4000 | 229.749
| DM1105244 | Barat LED1x4500 G248 T840 PC/PC OP LT80 | non-dimmable, I, IP66, IK10, opal polycarbonate diffuser, light grey polycarbonate body | 1572 | 96 | 111 |  | 100000/L80B10 | 3 | 4498 | 27.8 | 162 | 80+ | 4000 | 148.264
| DM1105245 | Barat LED1x5700 G249 T840 PC/PC OP LT80 | non-dimmable, I, IP66, IK10, opal polycarbonate diffuser, light grey polycarbonate body | 1572 | 96 | 111 |  | 100000/L80B10 | 3 | 5695 | 34 | 168 | 80+ | 4000 | 154.843
| DM1105246 | Barat LED1x6750 G250 T840 PC/PC OP LT80 | non-dimmable, I, IP66, IK10, opal polycarbonate diffuser, light grey polycarbonate body | 1572 | 96 | 111 |  | 100000/L80B10 | 3 | 6747 | 40.8 | 165 | 80+ | 4000 | 163.271
| DM1105247 | Barat LED1x8950 G251 T840 PC/PC OP LT80 | non-dimmable, I, IP66, IK10, opal polycarbonate diffuser, light grey polycarbonate body | 1572 | 96 | 111 |  | 100000/L80B10 | 3 | 8903 | 54.1 | 165 | 80+ | 4000 | 178.708
| DM1105248 | Barat LED1x12050 G252 T840 PC/PC OP LT80 | non-dimmable, I, IP66, IK10, opal polycarbonate diffuser, light grey polycarbonate body | 1572 | 96 | 111 |  | 100000/L80B10 | 3 | 12035 | 71.1 | 169 | 80+ | 4000 | 220.891
| DM1105249 | Barat LED2x7100 G253 T840 PC/PC OP LT80 | non-dimmable, I, IP66, IK10, opal polycarbonate diffuser, light grey polycarbonate body | 1572 | 146 | 111 |  | 100000/L80B10 | 3 | 14164 | 82.4 | 172 | 80+ | 4000 | 290.379
Available options:
|  | DALI(G243...G246, G248...G251) | Driver with DALI interface and switch-control dimming | [11 empty] | 55
|  | DALI(H117...H124) | Driver with DALI interface and switch-control dimming | [11 empty] | 55
|  | DALI(G237...G242,G252) | Driver with DALI interface and switch-control dimming | [11 empty] | 108.102
|  | DALI(G253) | Driver with DALI interface and switch-control dimming | [11 empty] | 55
*note - for DALI LIN option wires are 2x0.5mm2
|  | BLT | Integrated wireless control unit and driver for lighting control via mobile device (via Bluetooth) | [11 empty] | 321.5448
|  | KRBLT | Integrated wireless control unit and driver for lighting control via mobile device (KR system app), on/off | [11 empty] | 126.248
|  | KRBLT DALI | Integrated wireless control unit and driver for lighting control via mobile device (KR system app), DALI with integrated PS | [11 empty] | 236.07
|  | COR | Driver with Corridor function (never off) | [11 empty] | 53.1135
|  | COR1min | Driver with Corridor function 1min (switch off after 1 min.) | [11 empty] | 53.1135
|  | COR30min | Driver with Corridor function 30min (switch off after 30 min.) | [11 empty] | 53.1135
|  | eCOR MW | Driver with MW sensor and adaptive corridor function (100%/10-30%/0%)
|  | MW | Integrated microwave (MW) motion sensor with on-off control | [11 empty] | 40
|  | HBPIR-M | Batten-fit PIR sensor for ceiling hights up to 12 meters, on-off, master luminaire | [11 empty] | 92.88
|  | HBPIR DALI-M | Batten-fit PIR sensor for ceiling hights up to 12 meters, DALI with integrated PS, master luminaire | [11 empty] | 262.214
|  | HBPIR KRBLT | Batten-fit PIR sensor for ceiling hights up to 12 meters, KR system app control, on-off | [11 empty] | 232.028
|  | HBPIR KRBLT DALI | Batten-fit PIR sensor for ceiling hights up to 12 meters, KR system app control and DALI with integrated PS | [11 empty] | 338.711
*note - Luminaire with integrated PIR sensor protection degree is IK05
|  | EM3 | Emergency version 3 hours | [11 empty] | 90
|  | EM3A | Emergency version equipped with an autonomous testing system, 3 hours | [11 empty] | 162.798
|  | EM3D | Emergency version 3 hours with DALI interface | [11 empty] | 268.578
*note - Operating temperature range for Luminaires with EM option, C: ta 0... +35
|  | EM3Atmin-25 | Emergency version equipped with an autonomous testing system, 3 hours. Suitable for low ambient temperatures up to -25 C | [11 empty] | 432.193
|  | 5TB | 5-pole terminal block in middle of luminaire for easy through wiring | [11 empty] | 3.483
|  | 1LIN | Through wiring single phase d=1.5 mm² with two push-in terminal blocks (for luminaire lengths up to 1700mm) | [11 empty] | 8.643
|  | 2LIN | Through wiring two phases d=1.5 mm² with two push-in terminal blocks (for luminaire lengths up to 1700mm) | [11 empty] | 10.234
|  | 3LIN | Through wiring three phases d=1.5 mm² with two push-in terminal blocks (for luminaire lengths up to 1700mm) | [11 empty] | 11.868
|  | 1LIN2.5 | Through wiring single phase d=2.5 mm² with two push-in terminal blocks | [11 empty] | 11.868
|  | 2LIN2.5 | Through wiring two phases d=2.5 mm² with two push-in terminal blocks | [11 empty] | 14.534
|  | 3LIN2.5 | Through wiring three phases d=2.5 mm² with two push-in terminal blocks | [11 empty] | 17.071
*note - LIN options applicable for models longer than 800mm, for shorter models 5TB option
|  | 2G | Strain relief for power supply cable, 2pcs | [11 empty] | 1.849
|  | C3 | 2x 3-poles quick connection cable glands for Ø7-11mm cable, Push-in terminal, 3x2.5mm2 | [11 empty] | 14.534
|  | IC | Stainless steel clips | [11 empty] | 7.568
*note - Operating temperature range for Luminaires with EM option, C: ta 0... +35
|  | II | Electric shock protection class II | [11 empty] | 17.286
Available accessories:
| DM9002154 | Suspension MTG KIT - Barat/Proof/Nord/Sumatra/Cyclone LED 1.5m | Suspension kit for Barat/Proof/Nord LED luminaires, 1.5 meter, 2pcs | [11 empty] | 22.962
| DM9015525 | Suspension MTG KIT - Barat/Proof/Nord/Sumatra/Cyclone LED 3.0m | Suspension kit for Barat/Proof/Nord LED luminaires, 3.0 meter, 2pcs | [11 empty] | 25.456
| DM9022195 | Remote Control HRC-11 | [12 empty] | 106.253
*note - remote control for PIR DALI
| DM1106236 | Nord LED1x4600 G473 T830 OP LT80 IC ta-40+50C | non-dimmable, I, IP66, IK10, ta -40...+50 C, opal polycarbonate diffuser, light grey polycarbonate body, stainless steel clips | 1272 | 96 | 111 |  | 100000/L80B10 | 3 | 4325 | 26.8 | 161 | 80+ | 3000 | 241.101
| DM1106237 | Nord LED1x5700 G474 T830 OP LT80 IC ta-40+50C | non-dimmable, I, IP66, IK10, ta -40...+50 C, opal polycarbonate diffuser, light grey polycarbonate body, stainless steel clips | 1272 | 96 | 111 |  | 100000/L80B10 | 3 | 5375 | 34.4 | 156 | 80+ | 3000 | 241.101
| DM1106238 | Nord LED1x6800 G475 T830 OP LT80 IC ta-40+50C | non-dimmable, I, IP66, IK10, ta -40...+50 C, opal polycarbonate diffuser, light grey polycarbonate body, stainless steel clips | 1272 | 96 | 111 |  | 100000/L80B10 | 3 | 6421 | 39.6 | 162 | 80+ | 3000 | 263.805
| DM1106239 | Nord LED2x4600 G476 T830 OP LT80 IC ta-40+50C | non-dimmable, I, IP66, IK10, ta -40...+50 C, opal polycarbonate diffuser, light grey polycarbonate body, stainless steel clips | 1272 | 146 | 111 |  | 100000/L80B10 | 3 | 8650 | 52.5 | 165 | 80+ | 3000 | 314.158
| DM1106240 | Nord LED1x4250 G477 T830 OP LT80 IC ta-40+50C | non-dimmable, I, IP66, IK10, ta -40...+50 C, opal polycarbonate diffuser, light grey polycarbonate body, stainless steel clips | 1572 | 96 | 111 |  | 100000/L80B10 | 3 | 3987 | 24.1 | 165 | 80+ | 3000 | 259.247
| DM1106241 | Nord LED1x5200 G478 T830 OP LT80 IC ta-40+50C | non-dimmable, I, IP66, IK10, ta -40...+50 C, opal polycarbonate diffuser, light grey polycarbonate body, stainless steel clips | 1572 | 96 | 111 |  | 100000/L80B10 | 3 | 4912 | 30.4 | 162 | 80+ | 3000 | 259.247
| DM1106242 | Nord LED1x7150 G479 T830 OP LT80 IC ta-40+50C | non-dimmable, I, IP66, IK10, ta -40...+50 C, opal polycarbonate diffuser, light grey polycarbonate body, stainless steel clips | 1572 | 96 | 111 |  | 100000/L80B10 | 3 | 6719 | 42.6 | 158 | 80+ | 3000 | 259.247
| DM1106243 | Nord LED1x8500 G480 T830 OP LT80 IC ta-40+50C | non-dimmable, I, IP66, IK10, ta -40...+50 C, opal polycarbonate diffuser, light grey polycarbonate body, stainless steel clips | 1572 | 96 | 111 |  | 100000/L80B10 | 3 | 8026 | 49 | 164 | 80+ | 3000 | 286.509
| DM1106244 | Nord LED2x5200 G481 T830 OP LT80 IC ta-40+50C | non-dimmable, I, IP66, IK10, ta -40...+50 C, opal polycarbonate diffuser, light grey polycarbonate body, stainless steel clips | 1572 | 146 | 111 |  | 100000/L80B10 | 3 | 9825 | 58.8 | 167 | 80+ | 3000 | 361.2
| DM1106245 | Nord LED1x4600 G473 T840 OP LT80 IC ta-40+50C | non-dimmable, I, IP66, IK10, ta -40...+50 C, opal polycarbonate diffuser, light grey polycarbonate body, stainless steel clips | 1272 | 96 | 111 |  | 100000/L80B10 | 3 | 4559 | 26.8 | 170 | 80+ | 4000 | 241.101
| DM1106246 | Nord LED1x5700 G474 T840 OP LT80 IC ta-40+50C | non-dimmable, I, IP66, IK10, ta -40...+50 C, opal polycarbonate diffuser, light grey polycarbonate body, stainless steel clips | 1272 | 96 | 111 |  | 100000/L80B10 | 3 | 5665 | 34.4 | 165 | 80+ | 4000 | 241.101
| DM1106247 | Nord LED1x6800 G475 T840 OP LT80 IC ta-40+50C | non-dimmable, I, IP66, IK10, ta -40...+50 C, opal polycarbonate diffuser, light grey polycarbonate body, stainless steel clips | 1272 | 96 | 111 |  | 100000/L80B10 | 3 | 6769 | 39.6 | 171 | 80+ | 4000 | 263.805
| DM1106248 | Nord LED2x4600 G476 T840 OP LT80 IC ta-40+50C | non-dimmable, I, IP66, IK10, ta -40...+50 C, opal polycarbonate diffuser, light grey polycarbonate body, stainless steel clips | 1272 | 146 | 111 |  | 100000/L80B10 | 3 | 9118 | 52.5 | 174 | 80+ | 4000 | 314.158
| DM1106249 | Nord LED1x4250 G477 T840 OP LT80 IC ta-40+50C | non-dimmable, I, IP66, IK10, ta -40...+50 C, opal polycarbonate diffuser, light grey polycarbonate body, stainless steel clips | 1572 | 96 | 111 |  | 100000/L80B10 | 3 | 4205 | 24.1 | 174 | 80+ | 4000 | 259.247
| DM1106250 | Nord LED1x5200 G478 T840 OP LT80 IC ta-40+50C | non-dimmable, I, IP66, IK10, ta -40...+50 C, opal polycarbonate diffuser, light grey polycarbonate body, stainless steel clips | 1572 | 96 | 111 |  | 100000/L80B10 | 3 | 5178 | 30.4 | 170 | 80+ | 4000 | 259.247
| DM1106251 | Nord LED1x7150 G479 T840 OP LT80 IC ta-40+50C | non-dimmable, I, IP66, IK10, ta -40...+50 C, opal polycarbonate diffuser, light grey polycarbonate body, stainless steel clips | 1572 | 96 | 111 |  | 100000/L80B10 | 3 | 7082 | 42.6 | 166 | 80+ | 4000 | 259.247
| DM1106252 | Nord LED1x8500 G480 T840 OP LT80 IC ta-40+50C | non-dimmable, I, IP66, IK10, ta -40...+50 C, opal polycarbonate diffuser, light grey polycarbonate body, stainless steel clips | 1572 | 96 | 111 |  | 100000/L80B10 | 3 | 8461 | 49 | 173 | 80+ | 4000 | 286.509
| DM1106253 | Nord LED2x5200 G481 T840 OP LT80 IC ta-40+50C | non-dimmable, I, IP66, IK10, ta -40...+50 C, opal polycarbonate diffuser, light grey polycarbonate body, stainless steel clips | 1572 | 146 | 111 |  | 100000/L80B10 | 3 | 10356 | 58.7 | 176 | 80+ | 4000 | 361.2
Available options:
|  | T830 | Colour temperature 3000K, CRI 80+
|  | T840 | Colour temperature 4000K, CRI 80+
|  | DALI | Driver with DALI interface and switch-control dimming | [11 empty] | 55
*note - for DALI LIN option wires are 2x0.5mm2
|  | COR | Driver with Corridor function (never off) | [11 empty] | 53.1135
|  | COR1min | Driver with Corridor function 1min (switch off after 1 min.) | [11 empty] | 53.1135
|  | COR30min | Driver with Corridor function 30min (switch off after 30 min.) | [11 empty] | 53.1135
|  | 1LIN | Through wiring single phase d=1.5 mm² with two push-in terminal blocks (for luminaire lengths up to 1700mm) | [11 empty] | 8.643
|  | 3LIN | Through wiring three phases d=1.5 mm² with two push-in terminal blocks (for luminaire lengths up to 1700mm) | [11 empty] | 11.868
|  | 1LIN2.5 | Through wiring single phase d=2.5 mm² with two push-in terminal blocks | [11 empty] | 11.868
|  | 3LIN2.5 | Through wiring three phases d=2.5 mm² with two push-in terminal blocks | [11 empty] | 17.071
*note - LIN options applicable for models longer than 800mm, for shorter models 5TB option
|  | 2G | Strain relief for power supply cable, 2pcs | [11 empty] | 1.849
Available accessories:
| DM9002154 | Suspension MTG KIT - Barat/Proof/Nord/Sumatra/Cyclone LED 1.5m | Suspension kit for Barat/Proof/Nord LED luminaires, 1.5 meter, 2pcs | [11 empty] | 22.317
| DM9015525 | Suspension MTG KIT - Barat/Proof/Nord/Sumatra/Cyclone LED 3.0m | Suspension kit for Barat/Proof/Nord LED luminaires, 3.0 meter, 2pcs | [11 empty] | 24.768
| DM1106254 | Proof LED1x1600 G482 T830 OP LT80 | non-dimmable, I, IP66, IK06, for food industry and aggressive enviroment, opal acrylic diffuser, light grey termoplastic body | 662 | 96 | 111 |  | 100000/L80B10 | 3 | 1481 | 10 | 148 | 80+ | 3000 | 128.054
| DM1106255 | Proof LED1x2150 G483 T830 OP LT80 | non-dimmable, I, IP66, IK06, for food industry and aggressive enviroment, opal acrylic diffuser, light grey termoplastic body | 662 | 96 | 111 |  | 100000/L80B10 | 3 | 2026 | 13.9 | 146 | 80+ | 3000 | 128.054
| DM1106256 | Proof LED1x2850 G484 T830 OP LT80 | non-dimmable, I, IP66, IK06, for food industry and aggressive enviroment, opal acrylic diffuser, light grey termoplastic body | 662 | 96 | 111 |  | 100000/L80B10 | 3 | 2687 | 18.2 | 148 | 80+ | 3000 | 125.302
| DM1106257 | Proof LED2x2150 G485 T830 OP LT80 | non-dimmable, I, IP66, IK06, for food industry and aggressive enviroment, opal acrylic diffuser, light grey termoplastic body | 662 | 146 | 111 |  | 100000/L80B10 | 3 | 4052 | 25.9 | 156 | 80+ | 3000 | 165.765
| DM1106258 | Proof LED1x2850 G486 T830 OP LT80 | non-dimmable, I, IP66, IK06, for food industry and aggressive enviroment, opal acrylic diffuser, light grey termoplastic body | 1272 | 96 | 111 |  | 100000/L80B10 | 3 | 2701 | 18.5 | 146 | 80+ | 3000 | 143.749
| DM1106259 | Proof LED1x3750 G487 T830 OP LT80 | non-dimmable, I, IP66, IK06, for food industry and aggressive enviroment, opal acrylic diffuser, light grey termoplastic body | 1272 | 96 | 111 |  | 100000/L80B10 | 3 | 3523 | 22.3 | 158 | 80+ | 3000 | 148.737
| DM1106260 | Proof LED1x4600 G488 T830 OP LT80 | non-dimmable, I, IP66, IK06, for food industry and aggressive enviroment, opal acrylic diffuser, light grey termoplastic body | 1272 | 96 | 111 |  | 100000/L80B10 | 3 | 4322 | 27.8 | 155 | 80+ | 3000 | 148.737
| DM1106261 | Proof LED1x5400 G489 T830 OP LT80 | non-dimmable, I, IP66, IK06, for food industry and aggressive enviroment, opal acrylic diffuser, light grey termoplastic body | 1272 | 96 | 111 |  | 100000/L80B10 | 3 | 5094 | 33.7 | 151 | 80+ | 3000 | 148.737
| DM1106262 | Proof LED1x7150 G490 T830 OP LT80 | non-dimmable, I, IP66, IK06, for food industry and aggressive enviroment, opal acrylic diffuser, light grey termoplastic body | 1272 | 96 | 111 |  | 100000/L80B10 | 3 | 6792 | 43.7 | 155 | 80+ | 3000 | 170.968
| DM1106263 | Proof LED1x9650 G491 T830 OP LT80 | non-dimmable, I, IP66, IK06, for food industry and aggressive enviroment, opal acrylic diffuser, light grey termoplastic body | 1272 | 96 | 111 |  | 100000/L80B10 | 3 | 9086 | 57.3 | 159 | 80+ | 3000 | 203.906
| DM1106264 | Proof LED2x5700 G492 T830 OP LT80 | non-dimmable, I, IP66, IK06, for food industry and aggressive enviroment, opal acrylic diffuser, light grey termoplastic body | 1272 | 146 | 111 |  | 100000/L80B10 | 3 | 10694 | 65.7 | 163 | 80+ | 3000 | 281.478
| DM1106265 | Proof LED1x4500 G493 T830 OP LT80 | non-dimmable, I, IP66, IK06, for food industry and aggressive enviroment, opal acrylic diffuser, light grey termoplastic body | 1572 | 96 | 111 |  | 100000/L80B10 | 3 | 4267 | 28.7 | 149 | 80+ | 3000 | 160.734
| DM1106266 | Proof LED1x5700 G494 T830 OP LT80 | non-dimmable, I, IP66, IK06, for food industry and aggressive enviroment, opal acrylic diffuser, light grey termoplastic body | 1572 | 96 | 111 |  | 100000/L80B10 | 3 | 5403 | 34.4 | 157 | 80+ | 3000 | 173.677
| DM1106267 | Proof LED1x6750 G495 T830 OP LT80 | non-dimmable, I, IP66, IK06, for food industry and aggressive enviroment, opal acrylic diffuser, light grey termoplastic body | 1572 | 96 | 111 |  | 100000/L80B10 | 3 | 6368 | 41.1 | 155 | 80+ | 3000 | 183.438
| DM1106268 | Proof LED1x9000 G496 T830 OP LT80 | non-dimmable, I, IP66, IK06, for food industry and aggressive enviroment, opal acrylic diffuser, light grey termoplastic body | 1572 | 96 | 111 |  | 100000/L80B10 | 3 | 8490 | 54.8 | 155 | 80+ | 3000 | 200.251
| DM1106269 | Proof LED1x12050 G497 T830 OP LT80 | non-dimmable, I, IP66, IK06, for food industry and aggressive enviroment, opal acrylic diffuser, light grey termoplastic body | 1572 | 96 | 111 |  | 100000/L80B10 | 3 | 11358 | 70.9 | 160 | 80+ | 3000 | 237.919
| DM1106270 | Proof LED2x7100 G498 T830 OP LT80 | non-dimmable, I, IP66, IK06, for food industry and aggressive enviroment, opal acrylic diffuser, light grey termoplastic body | 1572 | 146 | 111 |  | 100000/L80B10 | 3 | 13367 | 82.2 | 163 | 80+ | 3000 | 323.532
| DM1106271 | Proof LED1x1600 G482 T840 OP LT80 | non-dimmable, I, IP66, IK06, for food industry and aggressive enviroment, opal acrylic diffuser, light grey termoplastic body | 662 | 96 | 111 |  | 100000/L80B10 | 3 | 1561 | 10 | 156 | 80+ | 4000 | 128.054
| DM1106272 | Proof LED1x2150 G483 T840 OP LT80 | non-dimmable, I, IP66, IK06, for food industry and aggressive enviroment, opal acrylic diffuser, light grey termoplastic body | 662 | 96 | 111 |  | 100000/L80B10 | 3 | 2136 | 13.9 | 154 | 80+ | 4000 | 128.054
| DM1106273 | Proof LED1x2850 G484 T840 OP LT80 | non-dimmable, I, IP66, IK06, for food industry and aggressive enviroment, opal acrylic diffuser, light grey termoplastic body | 662 | 96 | 111 |  | 100000/L80B10 | 3 | 2833 | 18.2 | 156 | 80+ | 4000 | 125.302
| DM1106274 | Proof LED2x2150 G485 T840 OP LT80 | non-dimmable, I, IP66, IK06, for food industry and aggressive enviroment, opal acrylic diffuser, light grey termoplastic body | 662 | 146 | 111 |  | 100000/L80B10 | 3 | 4271 | 25.9 | 165 | 80+ | 4000 | 165.765
| DM1106275 | Proof LED1x2850 G486 T840 OP LT80 | non-dimmable, I, IP66, IK06, for food industry and aggressive enviroment, opal acrylic diffuser, light grey termoplastic body | 1272 | 96 | 111 |  | 100000/L80B10 | 3 | 2847 | 18.5 | 154 | 80+ | 4000 | 143.749
| DM1106276 | Proof LED1x3750 G487 T840 OP LT80 | non-dimmable, I, IP66, IK06, for food industry and aggressive enviroment, opal acrylic diffuser, light grey termoplastic body | 1272 | 96 | 111 |  | 100000/L80B10 | 3 | 3713 | 22.3 | 167 | 80+ | 4000 | 148.737
| DM1106277 | Proof LED1x4600 G488 T840 OP LT80 | non-dimmable, I, IP66, IK06, for food industry and aggressive enviroment, opal acrylic diffuser, light grey termoplastic body | 1272 | 96 | 111 |  | 100000/L80B10 | 3 | 4556 | 27.8 | 164 | 80+ | 4000 | 148.737
| DM1106278 | Proof LED1x5400 G489 T840 OP LT80 | non-dimmable, I, IP66, IK06, for food industry and aggressive enviroment, opal acrylic diffuser, light grey termoplastic body | 1272 | 96 | 111 |  | 100000/L80B10 | 3 | 5370 | 33.7 | 159 | 80+ | 4000 | 148.737
| DM1106279 | Proof LED1x7150 G490 T840 OP LT80 | non-dimmable, I, IP66, IK06, for food industry and aggressive enviroment, opal acrylic diffuser, light grey termoplastic body | 1272 | 96 | 111 |  | 100000/L80B10 | 3 | 7160 | 43.7 | 164 | 80+ | 4000 | 170.968
| DM1106280 | Proof LED1x9650 G491 T840 OP LT80 | non-dimmable, I, IP66, IK06, for food industry and aggressive enviroment, opal acrylic diffuser, light grey termoplastic body | 1272 | 96 | 111 |  | 100000/L80B10 | 3 | 9577 | 57.3 | 167 | 80+ | 4000 | 203.906
| DM1106281 | Proof LED2x5700 G492 T840 OP LT80 | non-dimmable, I, IP66, IK06, for food industry and aggressive enviroment, opal acrylic diffuser, light grey termoplastic body | 1272 | 146 | 111 |  | 100000/L80B10 | 3 | 11272 | 65.7 | 172 | 80+ | 4000 | 281.478
| DM1106282 | Proof LED1x4500 G493 T840 OP LT80 | non-dimmable, I, IP66, IK06, for food industry and aggressive enviroment, opal acrylic diffuser, light grey termoplastic body | 1572 | 96 | 111 |  | 100000/L80B10 | 3 | 4498 | 28.7 | 157 | 80+ | 4000 | 160.734
| DM1106283 | Proof LED1x5700 G494 T840 OP LT80 | non-dimmable, I, IP66, IK06, for food industry and aggressive enviroment, opal acrylic diffuser, light grey termoplastic body | 1572 | 96 | 111 |  | 100000/L80B10 | 3 | 5695 | 34.4 | 166 | 80+ | 4000 | 173.677
| DM1106284 | Proof LED1x6750 G495 T840 OP LT80 | non-dimmable, I, IP66, IK06, for food industry and aggressive enviroment, opal acrylic diffuser, light grey termoplastic body | 1572 | 96 | 111 |  | 100000/L80B10 | 3 | 6712 | 41.1 | 163 | 80+ | 4000 | 183.438
| DM1106285 | Proof LED1x9000 G496 T840 OP LT80 | non-dimmable, I, IP66, IK06, for food industry and aggressive enviroment, opal acrylic diffuser, light grey termoplastic body | 1572 | 96 | 111 |  | 100000/L80B10 | 3 | 8949 | 54.8 | 163 | 80+ | 4000 | 200.251
| DM1106286 | Proof LED1x12050 G497 T840 OP LT80 | non-dimmable, I, IP66, IK06, for food industry and aggressive enviroment, opal acrylic diffuser, light grey termoplastic body | 1572 | 96 | 111 |  | 100000/L80B10 | 3 | 11972 | 70.9 | 169 | 80+ | 4000 | 237.919
| DM1106287 | Proof LED2x7100 G498 T840 OP LT80 | non-dimmable, I, IP66, IK06, for food industry and aggressive enviroment, opal acrylic diffuser, light grey termoplastic body | 1572 | 146 | 111 |  | 100000/L80B10 | 3 | 14090 | 82.2 | 171 | 80+ | 4000 | 323.532
Available options:
|  | DALI(G498) | Driver with DALI interface and switch-control dimming | [11 empty] | 55
|  | DALI(G482; G483;G485; G487,G491; G492; G497) | Driver with DALI interface and switch-control dimming | [11 empty] | 55
|  | DALI(G484; G486; G488..G490; G493..G496) | Driver with DALI interface and switch-control dimming | [11 empty] | 55
*note - for DALI LIN option wires are 2x0.5mm2
|  | BLT | Integrated wireless control unit and driver for lighting control via mobile device (via Bluetooth) | [11 empty] | 321.5448
|  | KRBLT | Integrated wireless control unit and driver for lighting control via mobile device (KR system app), on/off | [11 empty] | 126.248
|  | KRBLT DALI | Integrated wireless control unit and driver for lighting control via mobile device (KR system app), DALI with integrated PS | [11 empty] | 236.07
|  | COR | Driver with Corridor function (never off) | [11 empty] | 68.7978
|  | COR1min | Driver with Corridor function 1min (switch off after 1 min.) | [11 empty] | 68.7978
|  | COR30min | Driver with Corridor function 30min (switch off after 30 min.) | [11 empty] | 68.7978
|  | MW | Integrated microwave (MW) motion sensor with on-off control | [11 empty] | 40
|  | MWRFM+ | Integrated microwave (MW) motion sensor with integrated RF (radio wave) transceiver. Sensor can serve as both master and slave. Functions: Staircase, Corridor, dimming control. | [11 empty] | 293.088
|  | MW DALI2 | Integrated microwave (MW) motion sensor with DALI2 controls, requires power supply | [11 empty] | 293.088
|  | MW KRBLT | Integrated wireless microwave (MW) motion sensor with KR system app control, on-off | [11 empty] | 122.163
|  | MW KRBLT DALI | Integrated wireless microwave (MW) motion sensor with KR system app control and DALI power supply. | [11 empty] | 276.748
|  | EM3 | Emergency version 3 hours | [11 empty] | 90
|  | EM3A | Emergency version equipped with an autonomous testing system, 3 hours | [11 empty] | 162.798
|  | EM3D | Emergency version 3 hours with DALI interface | [11 empty] | 268.578
*note - Operating temperature range for Luminaires with EM option, C: ta 0... +35
*note – EM3B, EM3A. EM3D options not applicable for models: G482, G483, G484
|  | EM3Atmin-25 | Emergency version equipped with an autonomous testing system, 3 hours. Suitable for low ambient temperatures up to -25 C | [11 empty] | 432.193
|  | 1LIN | Through wiring single phase d=1.5 mm² with two push-in terminal blocks (for luminaire lengths up to 1700mm) | [11 empty] | 8.643
|  | 3LIN | Through wiring three phases d=1.5 mm² with two push-in terminal blocks (for luminaire lengths up to 1700mm) | [11 empty] | 11.868
|  | 1LIN2.5 | Through wiring single phase d=2.5 mm² with two push-in terminal blocks | [11 empty] | 11.868
|  | 3LIN2.5 | Through wiring three phases d=2.5 mm² with two push-in terminal blocks | [11 empty] | 17.071
*note - LIN options applicable for models longer than 800mm, for shorter models 5TB option
|  | 2G | Strain relief for power supply cable, 2pcs | [11 empty] | 1.849
|  | C3 | 2x 3-poles quick connection cable glands for Ø7-11mm cable, Push-in terminal, 3x2.5mm2 | [11 empty] | 14.534
|  | II | Electric shock protection class II | [11 empty] | 16.383
|  | OP LT80 | Opal diffuser with high light transmittance
|  | IC | Stainless steel clips | [11 empty] | 7.095
|  | T830 | Colour temperature 3000K, CRI 80+
|  | T840 | Colour temperature 4000K, CRI 80+
Available accessories:
| DM9002154 | Suspension MTG KIT - Barat/Proof/Nord/Sumatra/Cyclone LED 1.5m | Suspension kit for Barat/Proof/Nord LED luminaires, 1.5 meter, 2pcs | [11 empty] | 22.317
| DM9015525 | Suspension MTG KIT - Barat/Proof/Nord/Sumatra/Cyclone LED 3.0m | Suspension kit for Barat/Proof/Nord LED luminaires, 3.0 meter, 2pcs | [11 empty] | 24.768
| DM1105291 | Cyclone P LED1x3050 G347 T840 OP 1LINS 2xC3 | non-dimmable, I, IP69, IK10, opal polycarbonate diffuser, light grey polycarbonate body, through wired 3x1,5mm2 with two push-in connectors | 1175 | 90 | 99 |  | 50000/L90B10 | 3 | 3050 | 22 | 139 | 80+ | 4000 | 142.803
| DM1105292 | Cyclone P LED1x4200 G348 T840 OP 1LINS 2xC3 | non-dimmable, I, IP69, IK10, opal polycarbonate diffuser, light grey polycarbonate body, through wired 3x1,5mm2 with two push-in connectors | 1175 | 90 | 99 |  | 50000/L90B10 | 3 | 4180 | 30 | 139 | 80+ | 4000 | 145.77
| DM1105293 | Cyclone P LED1x6100 G349 T840 OP 1LINS 2xC3 | non-dimmable, I, IP69, IK10, opal polycarbonate diffuser, light grey polycarbonate body, through wired 3x1,5mm2 with two push-in connectors | 1175 | 90 | 99 |  | 50000/L90B10 | 3 | 6030 | 43 | 140 | 80+ | 4000 | 149.425
| DM1105294 | Cyclone P LED1x3800 G607 T840 OP 1LINS 2xC3 | non-dimmable, I, IP69, IK10, opal polycarbonate diffuser, light grey polycarbonate body, through wired 3x1,5mm2 with two push-in connectors | 1455 | 90 | 99 |  | 50000/L90B10 | 3 | 3770 | 27 | 140 | 80+ | 4000 | 157.122
| DM1105295 | Cyclone P LED1x5300 G608 T840 OP 1LINS 2xC3 | non-dimmable, I, IP69, IK10, opal polycarbonate diffuser, light grey polycarbonate body, through wired 3x1,5mm2 with two push-in connectors | 1455 | 90 | 99 |  | 50000/L90B10 | 3 | 5270 | 37 | 142 | 80+ | 4000 | 159.659
| DM1105296 | Cyclone P LED1x7600 G609 T840 OP 1LINS 2xC3 | non-dimmable, I, IP69, IK10, opal polycarbonate diffuser, light grey polycarbonate body, through wired 3x1,5mm2 with two push-in connectors | 1455 | 90 | 99 |  | 50000/L90B10 | 3 | 7570 | 54 | 140 | 80+ | 4000 | 165.765
| DM1108874 | Cyclone P LED1x10000 G610 T840 OP 1LINS 2xC3 | non-dimmable, I, IP69, IK10, opal polycarbonate diffuser, light grey polycarbonate body, through wired 3x1,5mm2 with two push-in connectors | 1455 | 90 | 99 |  | 50000/L90B10 | 3 | 9950 | 71 | 140 | 80+ | 4000 | 210.485
| DM1107795 | Cyclone P LED1x3050 G347 T840 OP 1ENDS C3 | non-dimmable, I, IP69, IK10, opal polycarbonate diffuser, light grey polycarbonate body, with 3-pole push-in connector | 1175 | 90 | 99 |  | 50000/L90B10 | 3 | 3050 | 22 | 139 | 80+ | 4000 | 118.766
| DM1107796 | Cyclone P LED1x4200 G348 T840 OP 1ENDS C3 | non-dimmable, I, IP69, IK10, opal polycarbonate diffuser, light grey polycarbonate body, with 3-pole push-in connector | 1175 | 90 | 99 |  | 50000/L90B10 | 3 | 4180 | 30 | 139 | 80+ | 4000 | 121.518
| DM1107797 | Cyclone P LED1x6100 G349 T840 OP 1ENDS C3 | non-dimmable, I, IP69, IK10, opal polycarbonate diffuser, light grey polycarbonate body, with 3-pole push-in connector | 1175 | 90 | 99 |  | 50000/L90B10 | 3 | 6030 | 43 | 140 | 80+ | 4000 | 124.872
| DM1107798 | Cyclone P LED1x3800 G607 T840 OP 1ENDS C3 | non-dimmable, I, IP69, IK10, opal polycarbonate diffuser, light grey polycarbonate body, with 3-pole push-in connector | 1455 | 90 | 99 |  | 50000/L90B10 | 3 | 3770 | 27 | 140 | 80+ | 4000 | 132.139
| DM1107799 | Cyclone P LED1x5300 G608 T840 OP 1ENDS C3 | non-dimmable, I, IP69, IK10, opal polycarbonate diffuser, light grey polycarbonate body, with 3-pole push-in connector | 1455 | 90 | 99 |  | 50000/L90B10 | 3 | 5270 | 37 | 142 | 80+ | 4000 | 134.891
| DM1107800 | Cyclone P LED1x7600 G609 T840 OP 1ENDS C3 | non-dimmable, I, IP69, IK10, opal polycarbonate diffuser, light grey polycarbonate body, with 3-pole push-in connector | 1455 | 90 | 99 |  | 50000/L90B10 | 3 | 7570 | 54 | 140 | 80+ | 4000 | 140.997
| DM1108315 | Cyclone P LED1x10000 G610 T840 OP 1ENDS C3 | non-dimmable, I, IP69, IK10, opal polycarbonate diffuser, light grey polycarbonate body, with 3-pole push-in connector | 1455 | 90 | 99 |  | 50000/L90B10 | 3 | 9950 | 71 | 140 | 80+ | 4000 | 178.235
| DM1105297 | Cyclone P LED1x3050 G347 T840 OP 3LINS 2xC5 | non-dimmable, I, IP69, IK10, opal polycarbonate diffuser, light grey polycarbonate body, through wired 5x1,5mm2 with two push-in connectors | 1175 | 90 | 99 |  | 50000/L90B10 | 3 | 3050 | 22 | 139 | 80+ | 4000 | 163.013
| DM1105298 | Cyclone P LED1x4200 G348 T840 OP 3LINS 2xC5 | non-dimmable, I, IP69, IK10, opal polycarbonate diffuser, light grey polycarbonate body, through wired 5x1,5mm2 with two push-in connectors | 1175 | 90 | 99 |  | 50000/L90B10 | 3 | 4180 | 30 | 139 | 80+ | 4000 | 165.55
| DM1105299 | Cyclone P LED1x6100 G349 T840 OP 3LINS 2xC5 | non-dimmable, I, IP69, IK10, opal polycarbonate diffuser, light grey polycarbonate body, through wired 5x1,5mm2 with two push-in connectors | 1175 | 90 | 99 |  | 50000/L90B10 | 3 | 6030 | 43 | 140 | 80+ | 4000 | 169.162
| DM1105300 | Cyclone P LED1x3800 G607 T840 OP 3LINS 2xC5 | non-dimmable, I, IP69, IK10, opal polycarbonate diffuser, light grey polycarbonate body, through wired 5x1,5mm2 with two push-in connectors | 1455 | 90 | 99 |  | 50000/L90B10 | 3 | 3770 | 27 | 140 | 80+ | 4000 | 177.547
| DM1105301 | Cyclone P LED1x5300 G608 T840 OP 3LINS 2xC5 | non-dimmable, I, IP69, IK10, opal polycarbonate diffuser, light grey polycarbonate body, through wired 5x1,5mm2 with two push-in connectors | 1455 | 90 | 99 |  | 50000/L90B10 | 3 | 5270 | 37 | 142 | 80+ | 4000 | 180.299
| DM1105302 | Cyclone P LED1x7600 G609 T840 OP 3LINS 2xC5 | non-dimmable, I, IP69, IK10, opal polycarbonate diffuser, light grey polycarbonate body, through wired 5x1,5mm2 with two push-in connectors | 1455 | 90 | 99 |  | 50000/L90B10 | 3 | 7570 | 54 | 140 | 80+ | 4000 | 186.62
| DM1108323 | Cyclone P LED1x10000 G610 T840 OP 3LINS 2xC5 | non-dimmable, I, IP69, IK10, opal polycarbonate diffuser, light grey polycarbonate body, through wired 5x1,5mm2 with two push-in connectors | 1455 | 90 | 99 |  | 50000/L90B10 | 3 | 9950 | 71 | 140 | 80+ | 4000 | 223.858
| DM1110916 | Cyclone P LED1x3050 G347 T840 OP 3ENDS C5 | non-dimmable, I, IP69, IK10, opal polycarbonate diffuser, light grey polycarbonate body, with 5-pole push-in connector | 1175 | 90 | 99 |  | 50000/L90B10 | 3 | 3050 | 22 | 139 | 80+ | 4000 | 127.839
| DM1110917 | Cyclone P LED1x4200 G348 T840 OP 3ENDS C5 | non-dimmable, I, IP69, IK10, opal polycarbonate diffuser, light grey polycarbonate body, with 5-pole push-in connector | 1175 | 90 | 99 |  | 50000/L90B10 | 3 | 4180 | 30 | 139 | 80+ | 4000 | 130.763
| DM1110918 | Cyclone P LED1x6100 G349 T840 OP 3ENDS C5 | non-dimmable, I, IP69, IK10, opal polycarbonate diffuser, light grey polycarbonate body, with 5-pole push-in connector | 1175 | 90 | 99 |  | 50000/L90B10 | 3 | 6030 | 43 | 140 | 80+ | 4000 | 134.203
| DM1110919 | Cyclone P LED1x3800 G607 T840 OP 3ENDS C5 | non-dimmable, I, IP69, IK10, opal polycarbonate diffuser, light grey polycarbonate body, with 5-pole push-in connector | 1455 | 90 | 99 |  | 50000/L90B10 | 3 | 3770 | 27 | 140 | 80+ | 4000 | 140.352
| DM1110920 | Cyclone P LED1x5300 G608 T840 OP 3ENDS C5 | non-dimmable, I, IP69, IK10, opal polycarbonate diffuser, light grey polycarbonate body, with 5-pole push-in connector | 1455 | 90 | 99 |  | 50000/L90B10 | 3 | 5270 | 37 | 142 | 80+ | 4000 | 142.803
| DM1110921 | Cyclone P LED1x7600 G609 T840 OP 3ENDS C5 | non-dimmable, I, IP69, IK10, opal polycarbonate diffuser, light grey polycarbonate body, with 5-pole push-in connector | 1455 | 90 | 99 |  | 50000/L90B10 | 3 | 7570 | 54 | 140 | 80+ | 4000 | 149.21
| DM1110922 | Cyclone P LED1x10000 G610 T840 OP 3ENDS C5 | non-dimmable, I, IP69, IK10, opal polycarbonate diffuser, light grey polycarbonate body, with 5-pole push-in connector | 1455 | 90 | 99 |  | 50000/L90B10 | 3 | 9950 | 71 | 140 | 80+ | 4000 | 186.405
| DM1107783 | Cyclone P LED1x3050 G347 T840 OP 1LINS DALI 2xC5 | dali, I, IP69, IK10, opal polycarbonate diffuser, light grey polycarbonate body, through wired 5x1,5mm2 with two push-in connectors | 1175 | 90 | 99 |  | 50000/L90B10 | 3 | 3050 | 22 | 139 | 80+ | 4000 | 219.085
| DM1107784 | Cyclone P LED1x4200 G348 T840 OP 1LINS DALI 2xC5 | dali, I, IP69, IK10, opal polycarbonate diffuser, light grey polycarbonate body, through wired 5x1,5mm2 with two push-in connectors | 1175 | 90 | 99 |  | 50000/L90B10 | 3 | 4180 | 30 | 139 | 80+ | 4000 | 222.052
| DM1107785 | Cyclone P LED1x6100 G349 T840 OP 1LINS DALI 2xC5 | dali, I, IP69, IK10, opal polycarbonate diffuser, light grey polycarbonate body, through wired 5x1,5mm2 with two push-in connectors | 1175 | 90 | 99 |  | 50000/L90B10 | 3 | 6030 | 43 | 140 | 80+ | 4000 | 225.449
| DM1107786 | Cyclone P LED1x3800 G607 T840 OP 1LINS DALI 2xC5 | dali, I, IP69, IK10, opal polycarbonate diffuser, light grey polycarbonate body, through wired 5x1,5mm2 with two push-in connectors | 1455 | 90 | 99 |  | 50000/L90B10 | 3 | 3770 | 27 | 140 | 80+ | 4000 | 234.737
| DM1107787 | Cyclone P LED1x5300 G608 T840 OP 1LINS DALI 2xC5 | dali, I, IP69, IK10, opal polycarbonate diffuser, light grey polycarbonate body, through wired 5x1,5mm2 with two push-in connectors | 1455 | 90 | 99 |  | 50000/L90B10 | 3 | 5270 | 37 | 142 | 80+ | 4000 | 237.231
| DM1107788 | Cyclone P LED1x7600 G609 T840 OP 1LINS DALI 2xC5 | dali, I, IP69, IK10, opal polycarbonate diffuser, light grey polycarbonate body, through wired 5x1,5mm2 with two push-in connectors | 1455 | 90 | 99 |  | 50000/L90B10 | 3 | 7570 | 54 | 140 | 80+ | 4000 | 251.12
| DM1108321 | Cyclone P LED1x10000 G610 T840 OP 1LINS DALI 2xC5 | dali, I, IP69, IK10, opal polycarbonate diffuser, light grey polycarbonate body, through wired 5x1,5mm2 with two push-in connectors | 1455 | 90 | 99 |  | 50000/L90B10 | 3 | 9950 | 71 | 140 | 80+ | 4000 | 285.391
| DM1108388 | Cyclone P LED1x3050 G347 T840 OP 1ENDS DALI C5 | dali, I, IP69, IK10, opal polycarbonate diffuser, light grey polycarbonate body, with 5-pole push-in connector | 1175 | 90 | 99 |  | 50000/L90B10 | 3 | 3050 | 22 | 139 | 80+ | 4000 | 184.126
| DM1108389 | Cyclone P LED1x4200 G348 T840 OP 1ENDS DALI C5 | dali, I, IP69, IK10, opal polycarbonate diffuser, light grey polycarbonate body, with 5-pole push-in connector | 1175 | 90 | 99 |  | 50000/L90B10 | 3 | 4180 | 30 | 139 | 80+ | 4000 | 186.878
| DM1108390 | Cyclone P LED1x6100 G349 T840 OP 1ENDS DALI C5 | dali, I, IP69, IK10, opal polycarbonate diffuser, light grey polycarbonate body, with 5-pole push-in connector | 1175 | 90 | 99 |  | 50000/L90B10 | 3 | 6030 | 43 | 140 | 80+ | 4000 | 190.232
| DM1108391 | Cyclone P LED1x3800 G607 T840 OP 1ENDS DALI C5 | dali, I, IP69, IK10, opal polycarbonate diffuser, light grey polycarbonate body, with 5-pole push-in connector | 1455 | 90 | 99 |  | 50000/L90B10 | 3 | 3770 | 27 | 140 | 80+ | 4000 | 196.123
| DM1108392 | Cyclone P LED1x5300 G608 T840 OP 1ENDS DALI C5 | dali, I, IP69, IK10, opal polycarbonate diffuser, light grey polycarbonate body, with 5-pole push-in connector | 1455 | 90 | 99 |  | 50000/L90B10 | 3 | 5270 | 37 | 142 | 80+ | 4000 | 199.09
| DM1108393 | Cyclone P LED1x7600 G609 T840 OP 1ENDS DALI C5 | dali, I, IP69, IK10, opal polycarbonate diffuser, light grey polycarbonate body, with 5-pole push-in connector | 1455 | 90 | 99 |  | 50000/L90B10 | 3 | 7570 | 54 | 140 | 80+ | 4000 | 212.979
| DM1108394 | Cyclone P LED1x10000 G610 T840 OP 1ENDS DALI C5 | dali, I, IP69, IK10, opal polycarbonate diffuser, light grey polycarbonate body, with 5-pole push-in connector | 1455 | 90 | 99 |  | 50000/L90B10 | 3 | 9950 | 71 | 140 | 80+ | 4000 | 246.992
| DM1105315 | Cyclone A LED1x2900 G353 T840 OP 1LINS 2xC3 | non-dimmable, I, IP69, IK06, for food industry and aggressive enviroment, opal acrylic diffuser, light grey termoplastic body, through wired 3x1,5mm2 with two push-in connectors | 1175 | 90 | 99 |  | 50000/L90B10 | 3 | 2890 | 22 | 131 | 80+ | 4000 | 145.77
| DM1105316 | Cyclone A LED1x4000 G354 T840 OP 1LINS 2xC3 | non-dimmable, I, IP69, IK06, for food industry and aggressive enviroment, opal acrylic diffuser, light grey termoplastic body, through wired 3x1,5mm2 with two push-in connectors | 1175 | 90 | 99 |  | 50000/L90B10 | 3 | 3960 | 30 | 132 | 80+ | 4000 | 148.479
| DM1105317 | Cyclone A LED1x5750 G355 T840 OP 1LINS 2xC3 | non-dimmable, I, IP69, IK06, for food industry and aggressive enviroment, opal acrylic diffuser, light grey termoplastic body, through wired 3x1,5mm2 with two push-in connectors | 1175 | 90 | 99 |  | 50000/L90B10 | 3 | 5710 | 43 | 133 | 80+ | 4000 | 151.876
| DM1105318 | Cyclone A LED1x3600 G356 T840 OP 1LINS 2xC3 | non-dimmable, I, IP69, IK06, for food industry and aggressive enviroment, opal acrylic diffuser, light grey termoplastic body, through wired 3x1,5mm2 with two push-in connectors | 1455 | 90 | 99 |  | 50000/L90B10 | 3 | 3570 | 27 | 132 | 80+ | 4000 | 159.831
| DM1105319 | Cyclone A LED1x5000 G357 T840 OP 1LINS 2xC3 | non-dimmable, I, IP69, IK06, for food industry and aggressive enviroment, opal acrylic diffuser, light grey termoplastic body, through wired 3x1,5mm2 with two push-in connectors | 1455 | 90 | 99 |  | 50000/L90B10 | 3 | 4990 | 37 | 135 | 80+ | 4000 | 162.325
| DM1105320 | Cyclone A LED1x7150 G358 T840 OP 1LINS 2xC3 | non-dimmable, I, IP69, IK06, for food industry and aggressive enviroment, opal acrylic diffuser, light grey termoplastic body, through wired 3x1,5mm2 with two push-in connectors | 1455 | 90 | 99 |  | 50000/L90B10 | 3 | 7110 | 54 | 132 | 80+ | 4000 | 168.732
| DM1108525 | Cyclone A LED1x9650 G611 T840 OP 1LINS 2xC3 | non-dimmable, I, IP69, IK06, for food industry and aggressive enviroment, opal acrylic diffuser, light grey termoplastic body, through wired 3x1,5mm2 with two push-in connectors | 1455 | 90 | 99 |  | 50000/L90B10 | 3 | 9620 | 71 | 135 | 80+ | 4000 | 205.927
| DM1107819 | Cyclone A LED1x2900 G353 T840 OP 1ENDS C3 | non-dimmable, I, IP69, IK06, for food industry and aggressive enviroment, opal acrylic diffuser, light grey termoplastic body, with 3-pole push-in connector | 1175 | 90 | 99 |  | 50000/L90B10 | 3 | 2890 | 22 | 131 | 80+ | 4000 | 121.518
| DM1107820 | Cyclone A LED1x4000 G354 T840 OP 1ENDS C3 | non-dimmable, I, IP69, IK06, for food industry and aggressive enviroment, opal acrylic diffuser, light grey termoplastic body, with 3-pole push-in connector | 1175 | 90 | 99 |  | 50000/L90B10 | 3 | 3960 | 30 | 132 | 80+ | 4000 | 123.969
| DM1107821 | Cyclone A LED1x5750 G355 T840 OP 1ENDS C3 | non-dimmable, I, IP69, IK06, for food industry and aggressive enviroment, opal acrylic diffuser, light grey termoplastic body, with 3-pole push-in connector | 1175 | 90 | 99 |  | 50000/L90B10 | 3 | 5710 | 43 | 133 | 80+ | 4000 | 127.624
| DM1107822 | Cyclone A LED1x3600 G356 T840 OP 1ENDS C3 | non-dimmable, I, IP69, IK06, for food industry and aggressive enviroment, opal acrylic diffuser, light grey termoplastic body, with 3-pole push-in connector | 1455 | 90 | 99 |  | 50000/L90B10 | 3 | 3570 | 27 | 132 | 80+ | 4000 | 134.891
| DM1107823 | Cyclone A LED1x5000 G357 T840 OP 1ENDS C3 | non-dimmable, I, IP69, IK06, for food industry and aggressive enviroment, opal acrylic diffuser, light grey termoplastic body, with 3-pole push-in connector | 1455 | 90 | 99 |  | 50000/L90B10 | 3 | 4990 | 37 | 135 | 80+ | 4000 | 137.6
| DM1107824 | Cyclone A LED1x7150 G358 T840 OP 1ENDS C3 | non-dimmable, I, IP69, IK06, for food industry and aggressive enviroment, opal acrylic diffuser, light grey termoplastic body, with 3-pole push-in connector | 1455 | 90 | 99 |  | 50000/L90B10 | 3 | 7110 | 54 | 132 | 80+ | 4000 | 143.749
| DM1108521 | Cyclone A LED1x9650 G611 T840 OP 1ENDS C3 | non-dimmable, I, IP69, IK06, for food industry and aggressive enviroment, opal acrylic diffuser, light grey termoplastic body, with 3-pole push-in connector | 1455 | 90 | 99 |  | 50000/L90B10 | 3 | 9620 | 71 | 135 | 80+ | 4000 | 180.944
| DM1105321 | Cyclone A LED1x2900 G353 T840 OP 3LINS 2xC5 | non-dimmable, I, IP69, IK06, for food industry and aggressive enviroment, opal acrylic diffuser, light grey termoplastic body, through wired 5x1,5mm2 with two push-in connectors | 1175 | 90 | 99 |  | 50000/L90B10 | 3 | 2890 | 22 | 131 | 80+ | 4000 | 165.55
| DM1105322 | Cyclone A LED1x4000 G354 T840 OP 3LINS 2xC5 | non-dimmable, I, IP69, IK06, for food industry and aggressive enviroment, opal acrylic diffuser, light grey termoplastic body, through wired 5x1,5mm2 with two push-in connectors | 1175 | 90 | 99 |  | 50000/L90B10 | 3 | 3960 | 30 | 132 | 80+ | 4000 | 168.216
| DM1105323 | Cyclone A LED1x5750 G355 T840 OP 3LINS 2xC5 | non-dimmable, I, IP69, IK06, for food industry and aggressive enviroment, opal acrylic diffuser, light grey termoplastic body, through wired 5x1,5mm2 with two push-in connectors | 1175 | 90 | 99 |  | 50000/L90B10 | 3 | 5710 | 43 | 133 | 80+ | 4000 | 172.086
| DM1105324 | Cyclone A LED1x3600 G356 T840 OP 3LINS 2xC5 | non-dimmable, I, IP69, IK06, for food industry and aggressive enviroment, opal acrylic diffuser, light grey termoplastic body, through wired 5x1,5mm2 with two push-in connectors | 1455 | 90 | 99 |  | 50000/L90B10 | 3 | 3570 | 27 | 132 | 80+ | 4000 | 180.299
| DM1105325 | Cyclone A LED1x5000 G357 T840 OP 3LINS 2xC5 | non-dimmable, I, IP69, IK06, for food industry and aggressive enviroment, opal acrylic diffuser, light grey termoplastic body, through wired 5x1,5mm2 with two push-in connectors | 1455 | 90 | 99 |  | 50000/L90B10 | 3 | 4990 | 37 | 135 | 80+ | 4000 | 183.266
| DM1105326 | Cyclone A LED1x7150 G358 T840 OP 3LINS 2xC5 | non-dimmable, I, IP69, IK06, for food industry and aggressive enviroment, opal acrylic diffuser, light grey termoplastic body, through wired 5x1,5mm2 with two push-in connectors | 1455 | 90 | 99 |  | 50000/L90B10 | 3 | 7110 | 54 | 132 | 80+ | 4000 | 189.372
| DM1110904 | Cyclone A LED1x9650 G611 T840 OP 3LINS 2xC5 | non-dimmable, I, IP69, IK06, for food industry and aggressive enviroment, opal acrylic diffuser, light grey termoplastic body, through wired 5x1,5mm2 with two push-in connectors | 1455 | 90 | 99 |  | 50000/L90B10 | 3 | 9620 | 71 | 135 | 80+ | 4000 | 226.567
| DM1110930 | Cyclone A LED1x2900 G353 T840 OP 3ENDS C5 | non-dimmable, I, IP69, IK06, for food industry and aggressive enviroment, opal acrylic diffuser, light grey termoplastic body, with 5-pole push-in connector | 1175 | 90 | 99 |  | 50000/L90B10 | 3 | 2890 | 22 | 131 | 80+ | 4000 | 130.763
| DM1110931 | Cyclone A LED1x4000 G354 T840 OP 3ENDS C5 | non-dimmable, I, IP69, IK06, for food industry and aggressive enviroment, opal acrylic diffuser, light grey termoplastic body, with 5-pole push-in connector | 1175 | 90 | 99 |  | 50000/L90B10 | 3 | 3960 | 30 | 132 | 80+ | 4000 | 133.3
| DM1110932 | Cyclone A LED1x5750 G355 T840 OP 3ENDS C5 | non-dimmable, I, IP69, IK06, for food industry and aggressive enviroment, opal acrylic diffuser, light grey termoplastic body, with 5-pole push-in connector | 1175 | 90 | 99 |  | 50000/L90B10 | 3 | 5710 | 43 | 133 | 80+ | 4000 | 136.912
| DM1110933 | Cyclone A LED1x3600 G356 T840 OP 3ENDS C5 | non-dimmable, I, IP69, IK06, for food industry and aggressive enviroment, opal acrylic diffuser, light grey termoplastic body, with 5-pole push-in connector | 1455 | 90 | 99 |  | 50000/L90B10 | 3 | 3570 | 27 | 132 | 80+ | 4000 | 143.319
| DM1110934 | Cyclone A LED1x5000 G357 T840 OP 3ENDS C5 | non-dimmable, I, IP69, IK06, for food industry and aggressive enviroment, opal acrylic diffuser, light grey termoplastic body, with 5-pole push-in connector | 1455 | 90 | 99 |  | 50000/L90B10 | 3 | 4990 | 37 | 135 | 80+ | 4000 | 145.77
| DM1110935 | Cyclone A LED1x7150 G358 T840 OP 3ENDS C5 | non-dimmable, I, IP69, IK06, for food industry and aggressive enviroment, opal acrylic diffuser, light grey termoplastic body, with 5-pole push-in connector | 1455 | 90 | 99 |  | 50000/L90B10 | 3 | 7110 | 54 | 132 | 80+ | 4000 | 151.876
| DM1110936 | Cyclone A LED1x9650 G611 T840 OP 3ENDS C5 | non-dimmable, I, IP69, IK06, for food industry and aggressive enviroment, opal acrylic diffuser, light grey termoplastic body, with 5-pole push-in connector | 1455 | 90 | 99 |  | 50000/L90B10 | 3 | 9620 | 71 | 135 | 80+ | 4000 | 189.157
| DM1107807 | Cyclone A LED1x2900 G353 T840 OP 1LINS DALI 2xC5 | dali, I, IP69, IK06, for food industry and aggressive enviroment, opal acrylic diffuser, light grey termoplastic body, through wired 5x1,5mm2 with two push-in connectors | 1175 | 90 | 99 |  | 50000/L90B10 | 3 | 2890 | 22 | 131 | 80+ | 4000 | 222.052
| DM1107808 | Cyclone A LED1x4000 G354 T840 OP 1LINS DALI 2xC5 | dali, I, IP69, IK06, for food industry and aggressive enviroment, opal acrylic diffuser, light grey termoplastic body, through wired 5x1,5mm2 with two push-in connectors | 1175 | 90 | 99 |  | 50000/L90B10 | 3 | 3960 | 30 | 132 | 80+ | 4000 | 224.546
| DM1107809 | Cyclone A LED1x5750 G355 T840 OP 1LINS DALI 2xC5 | dali, I, IP69, IK06, for food industry and aggressive enviroment, opal acrylic diffuser, light grey termoplastic body, through wired 5x1,5mm2 with two push-in connectors | 1175 | 90 | 99 |  | 50000/L90B10 | 3 | 5710 | 43 | 133 | 80+ | 4000 | 228.158
| DM1107810 | Cyclone A LED1x3600 G356 T840 OP 1LINS DALI 2xC5 | dali, I, IP69, IK06, for food industry and aggressive enviroment, opal acrylic diffuser, light grey termoplastic body, through wired 5x1,5mm2 with two push-in connectors | 1455 | 90 | 99 |  | 50000/L90B10 | 3 | 3570 | 27 | 132 | 80+ | 4000 | 237.446
| DM1107811 | Cyclone A LED1x5000 G357 T840 OP 1LINS DALI 2xC5 | dali, I, IP69, IK06, for food industry and aggressive enviroment, opal acrylic diffuser, light grey termoplastic body, through wired 5x1,5mm2 with two push-in connectors | 1455 | 90 | 99 |  | 50000/L90B10 | 3 | 4990 | 37 | 135 | 80+ | 4000 | 240.198
| DM1107812 | Cyclone A LED1x7150 G358 T840 OP 1LINS DALI 2xC5 | dali, I, IP69, IK06, for food industry and aggressive enviroment, opal acrylic diffuser, light grey termoplastic body, through wired 5x1,5mm2 with two push-in connectors | 1455 | 90 | 99 |  | 50000/L90B10 | 3 | 7110 | 54 | 132 | 80+ | 4000 | 254.259
| DM1108527 | Cyclone A LED1x9650 G611T840 OP 1LINS DALI 2xC5 | dali, I, IP69, IK06, for food industry and aggressive enviroment, opal acrylic diffuser, light grey termoplastic body, through wired 5x1,5mm2 with two push-in connectors | 1455 | 90 | 99 |  | 50000/L90B10 | 3 | 9620 | 71 | 135 | 80+ | 4000 | 288.1
| DM1108400 | Cyclone A LED1x2900 G353 T840 OP 1ENDS DALI C5 | dali, I, IP69, IK06, for food industry and aggressive enviroment, opal acrylic diffuser, light grey termoplastic body, with 5-pole push-in connector | 1175 | 90 | 99 |  | 50000/L90B10 | 3 | 2890 | 22 | 131 | 80+ | 4000 | 186.878
| DM1108401 | Cyclone A LED1x4000 G354 T840 OP 1ENDS DALI C5 | dali, I, IP69, IK06, for food industry and aggressive enviroment, opal acrylic diffuser, light grey termoplastic body, with 5-pole push-in connector | 1175 | 90 | 99 |  | 50000/L90B10 | 3 | 3960 | 30 | 132 | 80+ | 4000 | 189.372
| DM1108402 | Cyclone A LED1x5750 G355 T840 OP 1ENDS DALI C5 | dali, I, IP69, IK06, for food industry and aggressive enviroment, opal acrylic diffuser, light grey termoplastic body, with 5-pole push-in connector | 1175 | 90 | 99 |  | 50000/L90B10 | 3 | 5710 | 43 | 133 | 80+ | 4000 | 193.199
| DM1108403 | Cyclone A LED1x3600 G356 T840 OP 1ENDS DALI C5 | dali, I, IP69, IK06, for food industry and aggressive enviroment, opal acrylic diffuser, light grey termoplastic body, with 5-pole push-in connector | 1455 | 90 | 99 |  | 50000/L90B10 | 3 | 3570 | 27 | 132 | 80+ | 4000 | 199.09
| DM1108404 | Cyclone A LED1x5000 G357 T840 OP 1ENDS DALI C5 | dali, I, IP69, IK06, for food industry and aggressive enviroment, opal acrylic diffuser, light grey termoplastic body, with 5-pole push-in connector | 1455 | 90 | 99 |  | 50000/L90B10 | 3 | 4990 | 37 | 135 | 80+ | 4000 | 201.842
| DM1108405 | Cyclone A LED1x7150 G358 T840 OP 1ENDS DALI C5 | dali, I, IP69, IK06, for food industry and aggressive enviroment, opal acrylic diffuser, light grey termoplastic body, with 5-pole push-in connector | 1455 | 90 | 99 |  | 50000/L90B10 | 3 | 7110 | 54 | 132 | 80+ | 4000 | 215.688
| DM1108523 | Cyclone A LED1x9650 G611 T840 OP 1ENDS DALI C5 | dali, I, IP69, IK06, for food industry and aggressive enviroment, opal acrylic diffuser, light grey termoplastic body, with 5-pole push-in connector | 1455 | 90 | 99 |  | 50000/L90B10 | 3 | 9620 | 71 | 135 | 80+ | 4000 | 249.959
Available options:
|  | DALI | Driver with DALI interface and switch-control dimming
*note - for DALI LIN option wires are 2x0.5mm2
*note - for this model DALI option is not compatible with SWITCHDIM functionality.
|  | OP | Opal diffuser
|  | 1LINS | Through wired 3x1.5 mm² with female and male sockets (5x1,5 mm2 DALI)
|  | 3LINS | Through wired 5x1.5 mm² with female and male sockets
|  | 1ENDS | Individually installed/last luminaire in line 3x1,5 mm2 with socket (5x1,5 mm2 DALI)
|  | 3ENDS | Individually installed/last luminaire in line 5x1,5 mm2 with socket
|  | C3 | Additional 3 poles connector
|  | C5 | Additional 5 poles connector
|  | T830 | Colour temperature 3000K, CRI 80+
|  | T840 | Colour temperature 4000K, CRI 80+
Available accessories:
| DM9002154 | Suspension MTG KIT - Barat/Proof/Nord/Sumatra/Cyclone LED 1.5m | Suspension kit for Barat/Proof/Nord LED luminaires, 1.5 meter, 2pcs | [11 empty] | 22.317
| DM9015525 | Suspension MTG KIT - Barat/Proof/Nord/Sumatra/Cyclone LED 3.0m | Suspension kit for Barat/Proof/Nord LED luminaires, 3.0 meter, 2pcs | [11 empty] | 24.768
| DM9022967 | End plug | End plug for Cyclone A/P LED luminaires, 1pcs | [11 empty] | 4.343
| DM1024750 | Cujam LED1x3600 D595 T740 OP | non-dimmable, II, IP65, IK07, opal polycarbonate body, white polycarbonate end caps | 1200 | 60 | 35 |  | 25000/L70B50 | 5 | 3600 | 36 | 100 | 70+ | 4000 | 33.196
| DM1024751 | Cujam LED1x4800 D596 T740 OP | non-dimmable, II, IP65, IK07, opal polycarbonate body, white polycarbonate end caps | 1500 | 60 | 35 |  | 25000/L70B50 | 5 | 4800 | 46 | 104 | 70+ | 4000 | 46.569
*note - luminaire is not suitable for frequent switching
| DM1134351 | Foehr LED1x2550 H466 T830 OP | non-dimmable, I, IP65, IK10, opal polycarbonate diffuser, aluminium body | 633 | 58 | 54 |  | 50000/L80B10 | 3 | 2435 | 20.9 | 117 | 80+ | 3000 | 139.191
| DM1134352 | Foehr LED1x2850 H467 T830 OP | non-dimmable, I, IP65, IK10, opal polycarbonate diffuser, aluminium body | 633 | 58 | 54 |  | 50000/L80B10 | 3 | 2689 | 23.5 | 114 | 80+ | 3000 | 139.191
| DM1134353 | Foehr LED1x3100 H468 T830 OP | non-dimmable, I, IP65, IK10, opal polycarbonate diffuser, aluminium body | 633 | 58 | 54 |  | 50000/L80B10 | 3 | 2957 | 26.3 | 112 | 80+ | 3000 | 139.191
| DM1133131 | Foehr LED1x4550 H469 T830 OP | non-dimmable, I, IP65, IK10, opal polycarbonate diffuser, aluminium body | 1153 | 58 | 54 |  | 50000/L80B10 | 3 | 4343 | 33.2 | 131 | 80+ | 3000 | 200.036
| DM1133132 | Foehr LED1x5100 H470 T830 OP | non-dimmable, I, IP65, IK10, opal polycarbonate diffuser, aluminium body | 1153 | 58 | 54 |  | 50000/L80B10 | 3 | 4871 | 38.3 | 127 | 80+ | 3000 | 200.036
| DM1134402 | Foehr LED1x5700 H471 T830 OP | non-dimmable, I, IP65, IK10, opal polycarbonate diffuser, aluminium body | 1153 | 58 | 54 |  | 50000/L80B10 | 3 | 5378 | 43 | 125 | 80+ | 3000 | 200.036
| DM1134403 | Foehr LED1x6200 H472 T830 OP | non-dimmable, I, IP65, IK10, opal polycarbonate diffuser, aluminium body | 1153 | 58 | 54 |  | 50000/L80B10 | 3 | 5914 | 48.7 | 121 | 80+ | 3000 | 200.036
| DM1134404 | Foehr LED1x5700 H473 T830 OP | non-dimmable, I, IP65, IK10, opal polycarbonate diffuser, aluminium body | 1433 | 58 | 54 |  | 50000/L80B10 | 3 | 5428 | 41.1 | 132 | 80+ | 3000 | 234.737
| DM1134405 | Foehr LED1x6400 H474 T830 OP | non-dimmable, I, IP65, IK10, opal polycarbonate diffuser, aluminium body | 1433 | 58 | 54 |  | 50000/L80B10 | 3 | 6089 | 47.3 | 129 | 80+ | 3000 | 234.737
| DM1134406 | Foehr LED1x7150 H475 T830 OP | non-dimmable, I, IP65, IK10, opal polycarbonate diffuser, aluminium body | 1433 | 58 | 54 |  | 50000/L80B10 | 3 | 6722 | 53.2 | 126 | 80+ | 3000 | 234.737
| DM1134407 | Foehr LED1x7750 H476 T830 OP | non-dimmable, I, IP65, IK10, opal polycarbonate diffuser, aluminium body | 1433 | 58 | 54 |  | 50000/L80B10 | 3 | 7392 | 60.8 | 122 | 80+ | 3000 | 234.737
| DM1134408 | Foehr LED1x2550 H466 T840 OP | non-dimmable, I, IP65, IK10, opal polycarbonate diffuser, aluminium body | 633 | 58 | 54 |  | 50000/L80B10 | 3 | 2550 | 20.9 | 122 | 80+ | 4000 | 139.191
| DM1134409 | Foehr LED1x2850 H467 T840 OP | non-dimmable, I, IP65, IK10, opal polycarbonate diffuser, aluminium body | 633 | 58 | 54 |  | 50000/L80B10 | 3 | 2840 | 23.5 | 121 | 80+ | 4000 | 139.191
| DM1134410 | Foehr LED1x3100 H468 T840 OP | non-dimmable, I, IP65, IK10, opal polycarbonate diffuser, aluminium body | 633 | 58 | 54 |  | 50000/L80B10 | 3 | 3096 | 26.3 | 118 | 80+ | 4000 | 139.191
| DM1134411 | Foehr LED1x4550 H469 T840 OP | non-dimmable, I, IP65, IK10, opal polycarbonate diffuser, aluminium body | 1153 | 58 | 54 |  | 50000/L80B10 | 3 | 4546 | 33.2 | 137 | 80+ | 4000 | 200.036
| DM1134412 | Foehr LED1x5100 H470 T840 OP | non-dimmable, I, IP65, IK10, opal polycarbonate diffuser, aluminium body | 1153 | 58 | 54 |  | 50000/L80B10 | 3 | 5100 | 38.3 | 133 | 80+ | 4000 | 200.036
| DM1134413 | Foehr LED1x5700 H471 T840 OP | non-dimmable, I, IP65, IK10, opal polycarbonate diffuser, aluminium body | 1153 | 58 | 54 |  | 50000/L80B10 | 3 | 5681 | 43 | 132 | 80+ | 4000 | 200.036
| DM1134414 | Foehr LED1x6200 H472 T840 OP | non-dimmable, I, IP65, IK10, opal polycarbonate diffuser, aluminium body | 1153 | 58 | 54 |  | 50000/L80B10 | 3 | 6193 | 48.7 | 127 | 80+ | 4000 | 200.036
| DM1134415 | Foehr LED1x5700 H473 T840 OP | non-dimmable, I, IP65, IK10, opal polycarbonate diffuser, aluminium body | 1433 | 58 | 54 |  | 50000/L80B10 | 3 | 5683 | 41.1 | 138 | 80+ | 4000 | 234.737
| DM1134416 | Foehr LED1x6400 H474 T840 OP | non-dimmable, I, IP65, IK10, opal polycarbonate diffuser, aluminium body | 1433 | 58 | 54 |  | 50000/L80B10 | 3 | 6376 | 47.3 | 135 | 80+ | 4000 | 234.737
| DM1134417 | Foehr LED1x7150 H475 T840 OP | non-dimmable, I, IP65, IK10, opal polycarbonate diffuser, aluminium body | 1433 | 58 | 54 |  | 50000/L80B10 | 3 | 7101 | 53.2 | 133 | 80+ | 4000 | 234.737
| DM1134418 | Foehr LED1x7750 H476 T840 OP | non-dimmable, I, IP65, IK10, opal polycarbonate diffuser, aluminium body | 1433 | 58 | 54 |  | 50000/L80B10 | 3 | 7741 | 60.8 | 127 | 80+ | 4000 | 234.737
Available options:
|  | T830 | Colour temperature 3000K, CRI 80+
|  | T840 | Colour temperature 4000K, CRI 80+
|  | DALI | Driver with DALI interface and switch-control dimming
* DALI only for max power
|  | BLT | Integrated wireless control unit and driver for lighting control via mobile device (via Bluetooth) | [11 empty] | 321.5448
|  | KRBLT | Integrated wireless control unit and driver for lighting control via mobile device (KR system app), on/off | [11 empty] | 126.248
|  | KRBLT DALI | Integrated wireless control unit and driver for lighting control via mobile device (KR system app), DALI with integrated PS | [11 empty] | 236.07
|  | EM3 | Emergency version 3 hours | [11 empty] | 90
|  | EM3A | Emergency version equipped with an autonomous testing system, 3 hours | [11 empty] | 162.798
|  | EM3D | Emergency version 3 hours with DALI interface | [11 empty] | 268.578
*note - Operating temperature range for Luminaires with EM option, C: ta 0... +35
| DM1109833 | Hercules LED1x3800 G990 T830 L75 | non-dimmable, I, IP66, IK10, for aggressive environment, 75° beam optic, tempered glass, light grey aluminium body, stainless steel clips | 1224 | 105 | 75 |  | 100000/L80B10 | 3 | 3602 | 21.8 | 165 | 80+ | 3000 | 446.297
| DM1109834 | Hercules LED1x5300 G991 T830 L75 | non-dimmable, I, IP66, IK10, for aggressive environment, 75° beam optic, tempered glass, light grey aluminium body, stainless steel clips | 1224 | 105 | 75 |  | 100000/L80B10 | 3 | 4990 | 31.7 | 157 | 80+ | 3000 | 472.14
| DM1109835 | Hercules LED1x7600 G992 T830 L75 | non-dimmable, I, IP66, IK10, for aggressive environment, 75° beam optic, tempered glass, light grey aluminium body, stainless steel clips | 1224 | 105 | 75 |  | 100000/L80B10 | 3 | 7166 | 41.6 | 172 | 80+ | 3000 | 490.329
| DM1109836 | Hercules LED1x4750 G993 T830 L75 | non-dimmable, I, IP66, IK10, for aggressive environment, 75° beam optic, tempered glass, light grey aluminium body, stainless steel clips | 1524 | 105 | 75 |  | 100000/L80B10 | 3 | 4502 | 26.7 | 169 | 80+ | 3000 | 500.563
| DM1109837 | Hercules LED1x6600 G994 T830 L75 | non-dimmable, I, IP66, IK10, for aggressive environment, 75° beam optic, tempered glass, light grey aluminium body, stainless steel clips | 1524 | 105 | 75 |  | 100000/L80B10 | 3 | 6238 | 39.1 | 160 | 80+ | 3000 | 526.449
| DM1109838 | Hercules LED1x9450 G995 T830 L75 | non-dimmable, I, IP66, IK10, for aggressive environment, 75° beam optic, tempered glass, light grey aluminium body, stainless steel clips | 1524 | 105 | 75 |  | 100000/L80B10 | 3 | 8958 | 52 | 172 | 80+ | 3000 | 557.065
| DM1109826 | Hercules LED1x3800 G990 T840 L75 | non-dimmable, I, IP66, IK10, for aggressive environment, 75° beam optic, tempered glass, light grey aluminium body, stainless steel clips | 1224 | 105 | 75 |  | 100000/L80B10 | 3 | 3797 | 21.8 | 174 | 80+ | 4000 | 446.297
| DM1109827 | Hercules LED1x5300 G991 T840 L75 | non-dimmable, I, IP66, IK10, for aggressive environment, 75° beam optic, tempered glass, light grey aluminium body, stainless steel clips | 1224 | 105 | 75 |  | 100000/L80B10 | 3 | 5260 | 31.7 | 166 | 80+ | 4000 | 472.14
| DM1109828 | Hercules LED1x7600 G992 T840 L75 | non-dimmable, I, IP66, IK10, for aggressive environment, 75° beam optic, tempered glass, light grey aluminium body, stainless steel clips | 1224 | 105 | 75 |  | 100000/L80B10 | 3 | 7554 | 41.6 | 182 | 80+ | 4000 | 490.329
| DM1109829 | Hercules LED1x4750 G993 T840 L75 | non-dimmable, I, IP66, IK10, for aggressive environment, 75° beam optic, tempered glass, light grey aluminium body, stainless steel clips | 1524 | 105 | 75 |  | 100000/L80B10 | 3 | 4745 | 26.7 | 178 | 80+ | 4000 | 500.563
| DM1109830 | Hercules LED1x6600 G994 T840 L75 | non-dimmable, I, IP66, IK10, for aggressive environment, 75° beam optic, tempered glass, light grey aluminium body, stainless steel clips | 1524 | 105 | 75 |  | 100000/L80B10 | 3 | 6575 | 39.1 | 168 | 80+ | 4000 | 526.449
| DM1109831 | Hercules LED1x9450 G995 T840 L75 | non-dimmable, I, IP66, IK10, for aggressive environment, 75° beam optic, tempered glass, light grey aluminium body, stainless steel clips | 1524 | 105 | 75 |  | 100000/L80B10 | 3 | 9443 | 52 | 182 | 80+ | 4000 | 557.065
Available options:
|  | DALI | Driver with DALI interface and switch-control dimming | [11 empty] | 55
|  | BLT | Integrated wireless control unit and driver for lighting control via mobile device (via Bluetooth) | [11 empty] | 321.5448
|  | KRBLT | Integrated wireless control unit and driver for lighting control via mobile device (KR system app), on/off | [11 empty] | 126.248
|  | KRBLT DALI | Integrated wireless control unit and driver for lighting control via mobile device (KR system app), DALI with integrated PS | [11 empty] | 236.07
|  | COR | Driver with Corridor function (never off) | [11 empty] | 76.6899
|  | COR1min | Driver with Corridor function 1min (switch off after 1 min) | [11 empty] | 76.6899
|  | COR30min | Driver with Corridor function 30min (switch off after 30 min) | [11 empty] | 76.6899
|  | EM3 | Emergency version 3 hours | [11 empty] | 90
|  | EM3A | Emergency version equipped with an autonomous testing system, 3 hours | [11 empty] | 162.798
|  | EM3D | Emergency version 3 hours with DALI interface | [11 empty] | 268.578
*note - Operating temperature range for Luminaires with EM option,°C: ta 0... +35
|  | EM3Atmin-25 | Emergency version equipped with an autonomous testing system, 3 hours. Suitable for low ambient temperatures up to -25°C | [11 empty] | 408.844
|  | 5TB | 5-pole terminal block in middle of luminaire for easy through wiring | [11 empty] | 7.783
|  | 1LIN | Through wiring single phase d=1.5 mm² with two push-in terminal blocks (for luminaire lengths up to 1700mm) | [11 empty] | 8.643
|  | 3LIN | Through wiring three phases d=1.5 mm² with two push-in terminal blocks (for luminaire lengths up to 1700mm) | [11 empty] | 11.868
|  | 1LIN2.5 | Through wiring single phase d=2.5 mm² with two push-in terminal blocks | [11 empty] | 11.868
|  | 3LIN2.5 | Through wiring three phases d=2.5 mm² with two push-in terminal blocks | [11 empty] | 17.071
|  | L30 | Optics with 30 beam angle, narrow
|  | L40x75 | Optics with 40x75 beam angle, high rack
|  | L75W | Optics with 60 beam angle, medium
|  | L75 | Optics with 75 beam angle, standard
|  | L90W | Optics with 90 beam angle, wide
|  | L2A25 | Optics with double asymmetric beam, retail
|  | L1A18 | Optics with asymmetric beam, retail
|  | T830 | Colour temperature 3000K, CRI 80+
|  | T840 | Colour temperature 4000K, CRI 80+
| DM1120668 | Inox LED1x3450 J508 T830 | non-dimmable, I, IP65, IK10, for aggressive environment, tempered glass, stainless steel body | 1290 | 120 | 67 |  | 100000/L80B10 | 3 | 3249 | 21.9 | 148 | 80+ | 3000 | 551.862
| DM1120669 | Inox LED1x4250 J509 T830 | non-dimmable, I, IP65, IK10, for aggressive environment, tempered glass, stainless steel body | 1290 | 120 | 67 |  | 100000/L80B10 | 3 | 3986 | 27.5 | 145 | 80+ | 3000 | 551.862
| DM1120670 | Inox LED1x5000 J510 T830 | non-dimmable, I, IP65, IK10, for aggressive environment, tempered glass, stainless steel body | 1290 | 120 | 67 |  | 100000/L80B10 | 3 | 4698 | 33 | 142 | 80+ | 3000 | 551.862
| DM1120671 | Inox LED1x6600 J736 T830 | non-dimmable, I, IP65, IK10, for aggressive environment, tempered glass, stainless steel body | 1290 | 120 | 67 |  | 100000/L80B10 | 3 | 6264 | 43.3 | 145 | 80+ | 3000 | 566.826
| DM1120672 | Inox LED1x5300 J511 T830 | non-dimmable, I, IP65, IK10, for aggressive environment, tempered glass, stainless steel body | 1600 | 120 | 67 |  | 100000/L80B10 | 3 | 4982 | 34 | 147 | 80+ | 3000 | 569.75
| DM1120673 | Inox LED1x6250 J512 T830 | non-dimmable, I, IP65, IK10, for aggressive environment, tempered glass, stainless steel body | 1600 | 120 | 67 |  | 100000/L80B10 | 3 | 5872 | 40.8 | 144 | 80+ | 3000 | 577.748
| DM1120674 | Inox LED1x8250 J513 T830 | non-dimmable, I, IP65, IK10, for aggressive environment, tempered glass, stainless steel body | 1600 | 120 | 67 |  | 100000/L80B10 | 3 | 7790 | 54.1 | 144 | 80+ | 3000 | 588.369
| DM1121758 | Inox LED1x11100 J828 T830 | non-dimmable, I, IP65, IK10, for aggressive environment, tempered glass, stainless steel body | 1600 | 120 | 67 |  | 100000/L80B10 | 3 | 10475 | 71.1 | 147 | 80+ | 3000 | 614.513
| DM1120675 | Inox LED1x3450 J508 T840 | non-dimmable, I, IP65, IK10, for aggressive environment, tempered glass, stainless steel body | 1290 | 120 | 67 |  | 100000/L80B10 | 3 | 3424 | 21.9 | 156 | 80+ | 4000 | 551.862
| DM1120676 | Inox LED1x4250 J509 T840 | non-dimmable, I, IP65, IK10, for aggressive environment, tempered glass, stainless steel body | 1290 | 120 | 67 |  | 100000/L80B10 | 3 | 4202 | 27.5 | 153 | 80+ | 4000 | 551.862
| DM1120677 | Inox LED1x5000 J510 T840 | non-dimmable, I, IP65, IK10, for aggressive environment, tempered glass, stainless steel body | 1290 | 120 | 67 |  | 100000/L80B10 | 3 | 4978 | 33 | 151 | 80+ | 4000 | 551.862
| DM1120678 | Inox LED1x6600 J736 T840 | non-dimmable, I, IP65, IK10, for aggressive environment, tempered glass, stainless steel body | 1290 | 120 | 67 |  | 100000/L80B10 | 3 | 6568 | 43.3 | 152 | 80+ | 4000 | 566.826
| DM1120679 | Inox LED1x5300 J511 T840 | non-dimmable, I, IP65, IK10, for aggressive environment, tempered glass, stainless steel body | 1600 | 120 | 67 |  | 100000/L80B10 | 3 | 5252 | 34 | 154 | 80+ | 4000 | 569.75
| DM1120680 | Inox LED1x6250 J512 T840 | non-dimmable, I, IP65, IK10, for aggressive environment, tempered glass, stainless steel body | 1600 | 120 | 67 |  | 100000/L80B10 | 3 | 6222 | 40.8 | 153 | 80+ | 4000 | 577.748
| DM1120681 | Inox LED1x8250 J513 T840 | non-dimmable, I, IP65, IK10, for aggressive environment, tempered glass, stainless steel body | 1600 | 120 | 67 |  | 100000/L80B10 | 3 | 8211 | 54.1 | 152 | 80+ | 4000 | 588.369
| DM1121759 | Inox LED1x11100 J828 T840 | non-dimmable, I, IP65, IK10, for aggressive environment, tempered glass, stainless steel body | 1600 | 120 | 67 |  | 100000/L80B10 | 3 | 11099 | 71.1 | 156 | 80+ | 4000 | 614.513
Available options:
|  | DALI | Driver with DALI interface and switch-control dimming | [11 empty] | 55
*note - for DALI LIN option wires are 2x0.5mm2
|  | BLT | Integrated wireless control unit and driver for lighting control via mobile device (via Bluetooth) | [11 empty] | 321.5448
|  | KRBLT | Integrated wireless control unit and driver for lighting control via mobile device (KR system app), on/off | [11 empty] | 126.248
|  | KRBLT DALI | Integrated wireless control unit and driver for lighting control via mobile device (KR system app), DALI with integrated PS | [11 empty] | 236.07
|  | COR | Driver with Corridor function (never off) | [11 empty] | 76.6899
|  | COR1min | Driver with Corridor function 1min (switch off after 1 min) | [11 empty] | 76.6899
|  | COR30min | Driver with Corridor function 30min (switch off after 30 min) | [11 empty] | 76.6899
|  | EM3 | Emergency version 3 hours | [11 empty] | 90
|  | EM3A | Emergency version equipped with an autonomous testing system, 3 hours | [11 empty] | 162.798
|  | EM3D | Emergency version 3 hours with DALI interface | [11 empty] | 268.578
*note - Operating temperature range for Luminaires with EM option,°C: ta 0... +35
|  | EM3Atmin-25 | Emergency version equipped with an autonomous testing system, 3 hours. Suitable for low ambient temperatures up to -25°C | [11 empty] | 408.844
|  | 5TB | 5-pole terminal block in middle of luminaire for easy through wiring | [11 empty] | 7.783
|  | 1LIN | Through wiring single phase d=1.5 mm² with two push-in terminal blocks (for luminaire lengths up to 1700mm) | [11 empty] | 8.643
|  | 3LIN | Through wiring three phases d=1.5 mm² with two push-in terminal blocks (for luminaire lengths up to 1700mm) | [11 empty] | 11.868
|  | 1LIN2.5 | Through wiring single phase d=2.5 mm² with two push-in terminal blocks | [11 empty] | 11.868
|  | 3LIN2.5 | Through wiring three phases d=2.5 mm² with two push-in terminal blocks | [11 empty] | 17.071
| DM1100931 | Hermetic R LED3x1100 D149 T830 OP LT80 | non-dimmable, I, IP65, IK05, framed opal PMMA diffuser, white steel body, recessed mounted | 595 | 595 | 85 |  | 100000/L80B10 | 3 | 3151 | 25.9 | 122 | 80+ | 3000 | 398.61
| DM1100932 | Hermetic R LED3x1500 D150 T830 OP LT80 | non-dimmable, I, IP65, IK05, framed opal PMMA diffuser, white steel body, recessed mounted | 595 | 595 | 85 |  | 100000/L80B10 | 3 | 4110 | 32.2 | 128 | 80+ | 3000 | 416.799
| DM1100933 | Hermetic R LED4x1100 D151 T830 OP LT80 | non-dimmable, I, IP65, IK05, framed opal PMMA diffuser, white steel body, recessed mounted | 595 | 595 | 85 |  | 100000/L80B10 | 3 | 4202 | 33.8 | 124 | 80+ | 3000 | 411.768
| DM1023780 | Hermetic R LED4x1500 D152 T830 OP LT80 | non-dimmable, I, IP65, IK05, framed opal PMMA diffuser, white steel body, recessed mounted | 595 | 595 | 85 |  | 100000/L80B10 | 3 | 5480 | 42.5 | 129 | 80+ | 3000 | 441.997
| DM1100934 | Hermetic R LED1x3800 D163 T830 OP LT80 | non-dimmable, I, IP65, IK05, framed opal PMMA diffuser, white steel body, recessed mounted | 595 | 595 | 75 |  | 100000/L80B10 | 3 | 3886 | 32.5 | 120 | 80+ | 3000 | 456.058
| DM1100935 | Hermetic R LED1x4400 D164 T830 OP LT80 | non-dimmable, I, IP65, IK05, framed opal PMMA diffuser, white steel body, recessed mounted | 595 | 595 | 75 |  | 100000/L80B10 | 3 | 4490 | 38.4 | 117 | 80+ | 3000 | 456.746
| DM1100936 | Hermetic R LED1x6000 D165 T830 OP LT80 | non-dimmable, I, IP65, IK05, framed opal PMMA diffuser, white steel body, recessed mounted | 595 | 595 | 75 |  | 100000/L80B10 | 3 | 6207 | 56.6 | 110 | 80+ | 3000 | 461.734
| DM1100937 | Hermetic R LED2x2200 D153 T830 OP LT80 | non-dimmable, I, IP65, IK05, framed opal PMMA diffuser, white steel body, recessed mounted | 1195 | 295 | 85 |  | 100000/L80B10 | 3 | 4202 | 33.8 | 124 | 80+ | 3000 | 456.058
| DM1100938 | Hermetic R LED2x3000 D154 T830 OP LT80 | non-dimmable, I, IP65, IK05, framed opal PMMA diffuser, white steel body, recessed mounted | 1195 | 295 | 85 |  | 100000/L80B10 | 3 | 5822 | 48.5 | 120 | 80+ | 3000 | 472.14
| DM1100939 | Hermetic R LED2x4300 D155 T830 OP LT80 | non-dimmable, I, IP65, IK05, framed opal PMMA diffuser, white steel body, recessed mounted | 1195 | 295 | 85 |  | 100000/L80B10 | 3 | 8733 | 68.3 | 128 | 80+ | 3000 | 493.296
| DM1100940 | Hermetic R LED3x2200 D156 T830 OP LT80 | non-dimmable, I, IP65, IK05, framed opal PMMA diffuser, white steel body, recessed mounted | 1195 | 595 | 85 |  | 100000/L80B10 | 3 | 6303 | 49.4 | 128 | 80+ | 3000 | 643.323
| DM1100941 | Hermetic R LED3x3000 D157 T830 OP LT80 | non-dimmable, I, IP65, IK05, framed opal PMMA diffuser, white steel body, recessed mounted | 1195 | 595 | 85 |  | 100000/L80B10 | 3 | 8778 | 72 | 122 | 80+ | 3000 | 649.687
| DM1022026 | Hermetic R LED4x2200 D158 T830 OP LT80 | non-dimmable, I, IP65, IK05, framed opal PMMA diffuser, white steel body, recessed mounted | 1195 | 595 | 85 |  | 100000/L80B10 | 3 | 8404 | 65.4 | 129 | 80+ | 3000 | 684.603
| DM1100942 | Hermetic R LED4x3000 D159 T830 OP LT80 | non-dimmable, I, IP65, IK05, framed opal PMMA diffuser, white steel body, recessed mounted | 1195 | 595 | 85 |  | 100000/L80B10 | 3 | 11644 | 94.9 | 123 | 80+ | 3000 | 699.395
| DM1100943 | Hermetic R LED2x2700 D160 T830 OP LT80 | non-dimmable, I, IP65, IK05, framed opal PMMA diffuser, white steel body, recessed mounted | 1495 | 295 | 85 |  | 100000/L80B10 | 3 | 5253 | 41.8 | 126 | 80+ | 3000 | 604.709
| DM1100944 | Hermetic R LED2x3800 D161 T830 OP LT80 | non-dimmable, I, IP65, IK05, framed opal PMMA diffuser, white steel body, recessed mounted | 1495 | 295 | 85 |  | 100000/L80B10 | 3 | 7277 | 60 | 121 | 80+ | 3000 | 610.428
| DM1100945 | Hermetic R LED2x5500 D162 T830 OP LT80 | non-dimmable, I, IP65, IK05, framed opal PMMA diffuser, white steel body, recessed mounted | 1495 | 295 | 85 |  | 100000/L80B10 | 3 | 10917 | 89 | 123 | 80+ | 3000 | 639.926
| DM1020688 | Hermetic R LED3x1100 D149 T840 OP LT80 | non-dimmable, I, IP65, IK05, framed opal PMMA diffuser, white steel body, recessed mounted | 595 | 595 | 85 |  | 100000/L80B10 | 3 | 3322 | 25.9 | 128 | 80+ | 4000 | 398.61
| DM1020689 | Hermetic R LED3x1500 D150 T840 OP LT80 | non-dimmable, I, IP65, IK05, framed opal PMMA diffuser, white steel body, recessed mounted | 595 | 595 | 85 |  | 100000/L80B10 | 3 | 4332 | 32.4 | 134 | 80+ | 4000 | 416.799
| DM1020690 | Hermetic R LED4x1100 D151 T840 OP LT80 | non-dimmable, I, IP65, IK05, framed opal PMMA diffuser, white steel body, recessed mounted | 595 | 595 | 85 |  | 100000/L80B10 | 3 | 4429 | 33.8 | 131 | 80+ | 4000 | 411.768
| DM1020691 | Hermetic R LED4x1500 D152 T840 OP LT80 | non-dimmable, I, IP65, IK05, framed opal PMMA diffuser, white steel body, recessed mounted | 595 | 595 | 85 |  | 100000/L80B10 | 3 | 5776 | 42.8 | 135 | 80+ | 4000 | 441.997
| DM1020709 | Hermetic R LED1x3800 D163 T840 OP LT80 | non-dimmable, I, IP65, IK05, framed opal PMMA diffuser, white steel body, recessed mounted | 595 | 595 | 75 |  | 100000/L80B10 | 3 | 4060 | 32.5 | 125 | 80+ | 4000 | 456.058
| DM1020710 | Hermetic R LED1x4400 D164 T840 OP LT80 | non-dimmable, I, IP65, IK05, framed opal PMMA diffuser, white steel body, recessed mounted | 595 | 595 | 75 |  | 100000/L80B10 | 3 | 4691 | 38.4 | 122 | 80+ | 4000 | 456.746
| DM1020711 | Hermetic R LED1x6000 D165 T840 OP LT80 | non-dimmable, I, IP65, IK05, framed opal PMMA diffuser, white steel body, recessed mounted | 595 | 595 | 75 |  | 100000/L80B10 | 3 | 6485 | 56.6 | 115 | 80+ | 4000 | 461.734
| DM1020692 | Hermetic R LED2x2200 D153 T840 OP LT80 | non-dimmable, I, IP65, IK05, framed opal PMMA diffuser, white steel body, recessed mounted | 1195 | 295 | 85 |  | 100000/L80B10 | 3 | 4429 | 33.8 | 131 | 80+ | 4000 | 456.058
| DM1020700 | Hermetic R LED2x3000 D154 T840 OP LT80 | non-dimmable, I, IP65, IK05, framed opal PMMA diffuser, white steel body, recessed mounted | 1195 | 295 | 85 |  | 100000/L80B10 | 3 | 6137 | 48.5 | 127 | 80+ | 4000 | 472.14
| DM1020701 | Hermetic R LED2x4300 D155 T840 OP LT80 | non-dimmable, I, IP65, IK05, framed opal PMMA diffuser, white steel body, recessed mounted | 1195 | 295 | 85 |  | 100000/L80B10 | 3 | 9205 | 72 | 128 | 80+ | 4000 | 493.296
| DM1020702 | Hermetic R LED3x2200 D156 T840 OP LT80 | non-dimmable, I, IP65, IK05, framed opal PMMA diffuser, white steel body, recessed mounted | 1195 | 595 | 85 |  | 100000/L80B10 | 3 | 6644 | 49.6 | 134 | 80+ | 4000 | 643.323
| DM1020703 | Hermetic R LED3x3000 D157 T840 OP LT80 | non-dimmable, I, IP65, IK05, framed opal PMMA diffuser, white steel body, recessed mounted | 1195 | 595 | 85 |  | 100000/L80B10 | 3 | 9205 | 72 | 128 | 80+ | 4000 | 649.687
| DM1020704 | Hermetic R LED4x2200 D158 T840 OP LT80 | non-dimmable, I, IP65, IK05, framed opal PMMA diffuser, white steel body, recessed mounted | 1195 | 595 | 85 |  | 100000/L80B10 | 3 | 8858 | 65.4 | 135 | 80+ | 4000 | 684.603
| DM1020705 | Hermetic R LED4x3000 D159 T840 OP LT80 | non-dimmable, I, IP65, IK05, framed opal PMMA diffuser, white steel body, recessed mounted | 1195 | 595 | 85 |  | 100000/L80B10 | 3 | 12273 | 94.9 | 129 | 80+ | 4000 | 699.395
| DM1020706 | Hermetic R LED2x2700 D160 T840 OP LT80 | non-dimmable, I, IP65, IK05, framed opal PMMA diffuser, white steel body, recessed mounted | 1495 | 295 | 85 |  | 100000/L80B10 | 3 | 5537 | 41.8 | 132 | 80+ | 4000 | 604.709
| DM1020707 | Hermetic R LED2x3800 D161 T840 OP LT80 | non-dimmable, I, IP65, IK05, framed opal PMMA diffuser, white steel body, recessed mounted | 1495 | 295 | 85 |  | 100000/L80B10 | 3 | 7671 | 60 | 128 | 80+ | 4000 | 610.428
| DM1020708 | Hermetic R LED2x5500 D162 T840 OP LT80 | non-dimmable, I, IP65, IK05, framed opal PMMA diffuser, white steel body, recessed mounted | 1495 | 295 | 85 |  | 100000/L80B10 | 3 | 11506 | 89 | 129 | 80+ | 4000 | 639.926
Available options:
|  | DALI (D149...D151; D153; D158...D159) | Driver with DALI interface and switch-control dimming | [11 empty] | 55
|  | DALI (D152; D163...D165; D154...D157; D160...D162) | Driver with DALI interface and switch-control dimming | [11 empty] | 55
|  | BLT | Integrated wireless control unit and driver for lighting control via mobile device (via Bluetooth) | [11 empty] | 321.5448
|  | KRBLT | Integrated wireless control unit and driver for lighting control via mobile device (KR system app), on/off | [11 empty] | 126.248
|  | KRBLT DALI | Integrated wireless control unit and driver for lighting control via mobile device (KR system app), DALI with integrated PS | [11 empty] | 236.07
|  | EM3 | Emergency version 3 hours | [11 empty] | 90
|  | EM3A | Emergency version equipped with an autonomous testing system, 3 hours | [11 empty] | 162.798
|  | EM3D | Emergency version 3 hours with DALI interface | [11 empty] | 268.578
*note - Operating temperature range for Luminaires with EM option, C: ta 0... +35
|  | 5TB | 5-pole terminal block in middle of luminaire for easy through wiring | [11 empty] | 7.783
|  | 1G | Strain relief for power supply cable | [11 empty] | 1.849
|  | SB | Support brackets for installation into a plasterboard ceiling | [11 empty] | 29.799
|  | T830 | Colour temperature 3000K, CRI 80+
|  | T840 | Colour temperature 4000K, CRI 80+
| DM1100946 | Hermetic S LED3x1100 D166 T830 OP LT80 | non-dimmable, I, IP65, IK05, framed opal PMMA diffuser, white steel body, surface mounted | 602 | 602 | 85 |  | 100000/L80B10 | 3 | 3151 | 25.9 | 122 | 80+ | 3000 | 410.392
| DM1100947 | Hermetic S LED3x1500 D167 T830 OP LT80 | non-dimmable, I, IP65, IK05, framed opal PMMA diffuser, white steel body, surface mounted | 602 | 602 | 85 |  | 100000/L80B10 | 3 | 4110 | 33 | 125 | 80+ | 3000 | 429.484
| DM1100948 | Hermetic S LED4x1100 D168 T830 OP LT80 | non-dimmable, I, IP65, IK05, framed opal PMMA diffuser, white steel body, surface mounted | 602 | 602 | 85 |  | 100000/L80B10 | 3 | 4202 | 34.5 | 122 | 80+ | 3000 | 421.787
| DM1100949 | Hermetic S LED4x1500 D169 T830 OP LT80 | non-dimmable, I, IP65, IK05, framed opal PMMA diffuser, white steel body, surface mounted | 602 | 602 | 85 |  | 100000/L80B10 | 3 | 5480 | 44 | 125 | 80+ | 3000 | 451.715
| DM1100950 | Hermetic S LED1x3800 D173 T830 OP LT80 | non-dimmable, I, IP65, IK05, framed opal PMMA diffuser, white steel body, surface mounted | 602 | 602 | 85 |  | 100000/L80B10 | 3 | 3886 | 32.5 | 120 | 80+ | 3000 | 461.734
| DM1100951 | Hermetic S LED1x4400 D174 T830 OP LT80 | non-dimmable, I, IP65, IK05, framed opal PMMA diffuser, white steel body, surface mounted | 602 | 602 | 85 |  | 100000/L80B10 | 3 | 4490 | 38.4 | 117 | 80+ | 3000 | 462.422
| DM1100952 | Hermetic S LED1x6000 D175 T830 OP LT80 | non-dimmable, I, IP65, IK05, framed opal PMMA diffuser, white steel body, surface mounted | 602 | 602 | 85 |  | 100000/L80B10 | 3 | 6207 | 56.6 | 110 | 80+ | 3000 | 467.195
| DM1100953 | Hermetic S LED2x2200 D170 T830 OP LT80 | non-dimmable, I, IP65, IK05, framed opal PMMA diffuser, white steel body, surface mounted | 1203 | 302 | 85 |  | 100000/L80B10 | 3 | 4202 | 34.5 | 122 | 80+ | 3000 | 503.745
| DM1023710 | Hermetic S LED2x3000 D171 T830 OP LT80 | non-dimmable, I, IP65, IK05, framed opal PMMA diffuser, white steel body, surface mounted | 1203 | 302 | 85 |  | 100000/L80B10 | 3 | 5822 | 50.1 | 116 | 80+ | 3000 | 519.87
| DM1100954 | Hermetic S LED2x4300 D172 T830 OP LT80 | non-dimmable, I, IP65, IK05, framed opal PMMA diffuser, white steel body, surface mounted | 1203 | 302 | 85 |  | 100000/L80B10 | 3 | 8733 | 71.4 | 122 | 80+ | 3000 | 544.337
| DM1020712 | Hermetic S LED3x1100 D166 T840 OP LT80 | non-dimmable, I, IP65, IK05, framed opal PMMA diffuser, white steel body, surface mounted | 602 | 602 | 85 |  | 100000/L80B10 | 3 | 3322 | 25.9 | 128 | 80+ | 4000 | 410.392
| DM1020713 | Hermetic S LED3x1500 D167 T840 OP LT80 | non-dimmable, I, IP65, IK05, framed opal PMMA diffuser, white steel body, surface mounted | 602 | 602 | 85 |  | 100000/L80B10 | 3 | 4332 | 32.4 | 134 | 80+ | 4000 | 429.484
| DM1020714 | Hermetic S LED4x1100 D168 T840 OP LT80 | non-dimmable, I, IP65, IK05, framed opal PMMA diffuser, white steel body, surface mounted | 602 | 602 | 85 |  | 100000/L80B10 | 3 | 4429 | 33.8 | 131 | 80+ | 4000 | 421.787
| DM1020715 | Hermetic S LED4x1500 D169 T840 OP LT80 | non-dimmable, I, IP65, IK05, framed opal PMMA diffuser, white steel body, surface mounted | 602 | 602 | 85 |  | 100000/L80B10 | 3 | 5776 | 42.8 | 135 | 80+ | 4000 | 451.715
| DM1020719 | Hermetic S LED1x3800 D173 T840 OP LT80 | non-dimmable, I, IP65, IK05, framed opal PMMA diffuser, white steel body, surface mounted | 602 | 602 | 85 |  | 100000/L80B10 | 3 | 4060 | 32.5 | 125 | 80+ | 4000 | 461.734
| DM1020720 | Hermetic S LED1x4400 D174 T840 OP LT80 | non-dimmable, I, IP65, IK05, framed opal PMMA diffuser, white steel body, surface mounted | 602 | 602 | 85 |  | 100000/L80B10 | 3 | 4691 | 38.4 | 122 | 80+ | 4000 | 462.422
| DM1020721 | Hermetic S LED1x6000 D175 T840 OP LT80 | non-dimmable, I, IP65, IK05, framed opal PMMA diffuser, white steel body, surface mounted | 602 | 602 | 85 |  | 100000/L80B10 | 3 | 6485 | 56.6 | 115 | 80+ | 4000 | 467.195
| DM1020716 | Hermetic S LED2x2200 D170 T840 OP LT80 | non-dimmable, I, IP65, IK05, framed opal PMMA diffuser, white steel body, surface mounted | 1203 | 302 | 85 |  | 100000/L80B10 | 3 | 4429 | 33.8 | 131 | 80+ | 4000 | 503.745
| DM1020717 | Hermetic S LED2x3000 D171 T840 OP LT80 | non-dimmable, I, IP65, IK05, framed opal PMMA diffuser, white steel body, surface mounted | 1203 | 302 | 85 |  | 100000/L80B10 | 3 | 6137 | 48.5 | 127 | 80+ | 4000 | 519.87
| DM1020718 | Hermetic S LED2x4300 D172 T840 OP LT80 | non-dimmable, I, IP65, IK05, framed opal PMMA diffuser, white steel body, surface mounted | 1203 | 302 | 85 |  | 100000/L80B10 | 3 | 8780 | 68.2 | 129 | 80+ | 4000 | 544.337
Available options:
|  | DALI (D166...D168; D170) | Driver with DALI interface and switch-control dimming | [11 empty] | 55
|  | DALI (D169; D173; D171) | Driver with DALI interface and switch-control dimming | [11 empty] | 55
|  | DALI (D174...D175) | Driver with DALI interface and switch-control dimming | [11 empty] | 55
|  | BLT | Integrated wireless control unit and driver for lighting control via mobile device (via Bluetooth) | [11 empty] | 321.5448
|  | KRBLT | Integrated wireless control unit and driver for lighting control via mobile device (KR system app), on/off | [11 empty] | 126.248
|  | KRBLT DALI | Integrated wireless control unit and driver for lighting control via mobile device (KR system app), DALI with integrated PS | [11 empty] | 236.07
|  | EM3 | Emergency version 3 hours | [11 empty] | 90
|  | EM3A | Emergency version equipped with an autonomous testing system, 3 hours | [11 empty] | 162.798
|  | EM3D | Emergency version 3 hours with DALI interface | [11 empty] | 268.578
*note - Operating temperature range for Luminaires with EM option, C: ta 0... +35
|  | 5TB | 5-pole terminal block in middle of luminaire for easy through wiring | [11 empty] | 7.783
|  | 1G | Strain relief for power supply cable | [11 empty] | 1.849
|  | SB | Support brackets for installation into a plasterboard ceiling | [11 empty] | 29.799
|  | T830 | Colour temperature 3000K, CRI 80+
|  | T840 | Colour temperature 4000K, CRI 80+
| DM1110905 | Navi P LED1x3650 G616 T830 OP | non-dimmable, II, IP54, IK02, opal diffuser, white body | 595 | 595 | 33 |  | 50000/L70B50 | 5 | 3600 | 36 | 100 | 80+ | 3000 | 147.361
| DM1110906 | Navi P LED1x3650 G617 T830 OP | non-dimmable, II, IP54, IK02, opal diffuser, white body | 1195 | 295 | 33 |  | 50000/L70B50 | 5 | 3600 | 36 | 100 | 80+ | 3000 | 162.798
| DM1110907 | Navi P LED1x3650 G616 T840 OP | non-dimmable, II, IP54, IK02, opal diffuser, white body | 595 | 595 | 33 |  | 50000/L70B50 | 5 | 3650 | 36 | 101 | 80+ | 4000 | 147.361
| DM1110908 | Navi P LED1x3650 G617 T840 OP | non-dimmable, II, IP54, IK02, opal diffuser, white body | 1195 | 295 | 33 |  | 50000/L70B50 | 5 | 3650 | 36 | 101 | 80+ | 4000 | 162.798
Available options:
|  | DALI | Driver with DALI interface and switch-control dimming | [11 empty] | 55
|  | EM3 | Emergency version 3 hours | [11 empty] | 90
|  | EM3A | Emergency version equipped with an autonomous testing system, 3 hours | [11 empty] | 162.798
|  | EM3D | Emergency version 3 hours with DALI interface | [11 empty] | 268.578
|  | T830 | Colour temperature 3000K, CRI 80+
|  | T840 | Colour temperature 4000K, CRI 80+
Available accessories:
| DM9026073 | Recessed MTG FRAME S626x626 RAL9003 | Frame for LED luminaire 595x595mm installation into plasterboard ceiling (1pcs), white steel | [11 empty] | 93.783
| DM9026072 | Recessed MTG FRAME S326x1226 RAL9003 | Frame for LED luminaire 1195x295mm installation into plasterboard ceiling (1pcs), white steel | [11 empty] | 100.362
| DM1016480 | Barat 118 I14 LED ABS/PMMA* | 1xT8 LED (G13), I, IP66, IK06, clear pmma diffuser, light grey termoplastic body | 662 | 96 | 111 | [8 empty] | 42.484
| DM1016482 | Barat 218 I15 LED ABS/PMMA* | 2xT8 LED (G13), I, IP66, IK06, clear pmma diffuser, light grey termoplastic body | 662 | 146 | 111 | [8 empty] | 52.503
| DM1017202 | Barat 136 I16 LED ABS/PMMA* | 1xT8 LED (G13), I, IP66, IK06, clear pmma diffuser, light grey termoplastic body | 1272 | 96 | 111 | [8 empty] | 54.051
| DM1007264 | Barat 236 I17 LED ABS/PMMA* | 2xT8 LED (G13), I, IP66, IK06, clear pmma diffuser, light grey termoplastic body | 1272 | 146 | 111 | [8 empty] | 65.403
| DM1010481 | Barat 158 I18 LED ABS/PMMA* | 1xT8 LED (G13), I, IP66, IK06, clear pmma diffuser, light grey termoplastic body | 1572 | 96 | 111 | [8 empty] | 64.715
| DM1011246 | Barat 258 I19 LED ABS/PMMA* | 2xT8 LED (G13), I, IP66, IK06, clear pmma diffuser, light grey termoplastic body | 1572 | 146 | 111 | [8 empty] | 73.143
*note - Check wiring diagram before placing order: LED, LEDS, LEDD
| DM1016481 | Barat 118 I14 LED ABS/PMMA IC* | 1xT8 LED (G13), I, IP66, IK06, clear pmma diffuser, light grey termoplastic body, stainless steel clips | 662 | 96 | 111 | [8 empty] | 47.945
| DM1016483 | Barat 218 I15 LED ABS/PMMA IC* | 2xT8 LED (G13), I, IP66, IK06, clear pmma diffuser, light grey termoplastic body, stainless steel clips | 662 | 146 | 111 | [8 empty] | 59.297
| DM1017879 | Barat 136 I16 LED ABS/PMMA IC* | 1xT8 LED (G13), I, IP66, IK06, clear pmma diffuser, light grey termoplastic body, stainless steel clips | 1272 | 96 | 111 | [8 empty] | 61.103
| DM1011698 | Barat 236 I17 LED ABS/PMMA IC* | 2xT8 LED (G13), I, IP66, IK06, clear pmma diffuser, light grey termoplastic body, stainless steel clips | 1272 | 146 | 111 | [8 empty] | 72.498
| DM1021300 | Barat 158 I18 LED ABS/PMMA IC* | 1xT8 LED (G13), I, IP66, IK06, clear pmma diffuser, light grey termoplastic body, stainless steel clips | 1572 | 96 | 111 | [8 empty] | 73.788
| DM1017201 | Barat 258 I19 LED ABS/PMMA IC* | 2xT8 LED (G13), I, IP66, IK06, clear pmma diffuser, light grey termoplastic body, stainless steel clips | 1572 | 146 | 111 | [8 empty] | 81.571
*note - Check wiring diagram before placing order: LED, LEDS, LEDD
| DM1021301 | Barat 118 I14 LED ABS/PC* | 1xT8 LED (G13), I, IP66, IK06, clear polycarbonate diffuser, light grey termoplastic body | 662 | 96 | 111 | [8 empty] | 43.43
| DM1016670 | Barat 218 I15 LED ABS/PC* | 2xT8 LED (G13), I, IP66, IK06, clear polycarbonate diffuser, light grey termoplastic body | 662 | 146 | 111 | [8 empty] | 50.869
| DM1012934 | Barat 136 I16 LED ABS/PC* | 1xT8 LED (G13), I, IP66, IK06, clear polycarbonate diffuser, light grey termoplastic body | 1272 | 96 | 111 | [8 empty] | 52.03
| DM1011859 | Barat 236 I17 LED ABS/PC* | 2xT8 LED (G13), I, IP66, IK06, clear polycarbonate diffuser, light grey termoplastic body | 1272 | 146 | 111 | [8 empty] | 63.382
| DM1012937 | Barat 158 I18 LED ABS/PC* | 1xT8 LED (G13), I, IP66, IK06, clear polycarbonate diffuser, light grey termoplastic body | 1572 | 96 | 111 | [8 empty] | 62.694
| DM1012606 | Barat 258 I19 LED ABS/PC* | 2xT8 LED (G13), I, IP66, IK06, clear polycarbonate diffuser, light grey termoplastic body | 1572 | 146 | 111 | [8 empty] | 70.176
*note - Check wiring diagram before placing order: LED, LEDS, LEDD
| DM1011775 | Barat 118 I14 LED ABS/PC IC* | 1xT8 LED (G13), I, IP66, IK06, clear polycarbonate diffuser, light grey termoplastic body with inox clips | 662 | 96 | 111 | [8 empty] | 50.697
| DM1016671 | Barat 218 I15 LED ABS/PC IC* | 2xT8 LED (G13), I, IP66, IK06, clear polycarbonate diffuser, light grey termoplastic body with inox clips | 662 | 146 | 111 | [8 empty] | 57.233
| DM1017363 | Barat 136 I16 LED ABS/PC IC* | 1xT8 LED (G13), I, IP66, IK06, clear polycarbonate diffuser, light grey termoplastic body with inox clips | 1272 | 96 | 111 | [8 empty] | 59.77
| DM1018341 | Barat 236 I17 LED ABS/PC IC* | 2xT8 LED (G13), I, IP66, IK06, clear polycarbonate diffuser, light grey termoplastic body with inox clips | 1272 | 146 | 111 | [8 empty] | 71.122
| DM1017554 | Barat 158 I18 LED ABS/PC IC* | 1xT8 LED (G13), I, IP66, IK06, clear polycarbonate diffuser, light grey termoplastic body with inox clips | 1572 | 96 | 111 | [8 empty] | 71.122
| DM1018342 | Barat 258 I19 LED ABS/PC IC* | 2xT8 LED (G13), I, IP66, IK06, clear polycarbonate diffuser, light grey termoplastic body with inox clips | 1572 | 146 | 111 | [8 empty] | 78.819
*note - Check wiring diagram before placing order: LED, LEDS, LEDD
Explosieveilige armaturen
| DM1019910 | Barat LED1x1300 C101 T840 PC/PC OP IC Ex | non-dimmable, I, IP66, IK08, for II 3G Ex nA IIC T6 Gc; II 3D Ex tD IIIC T85°C IP66 Dc, opal polycarbonate diffuser, light grey polycarbonate body, stainless steel clips | 662 | 96 | 111 |  | 75000/L80B50 | 3 | 1389 | 11.6 | 120 | 80+ | 4000 | 218.655
| DM1019911 | Barat LED1x1900 C102 T840 PC/PC OP IC Ex | non-dimmable, I, IP66, IK08, for II 3G Ex nA IIC T6 Gc; II 3D Ex tD IIIC T85°C IP66 Dc, opal polycarbonate diffuser, light grey polycarbonate body, stainless steel clips | 662 | 96 | 111 |  | 75000/L80B50 | 3 | 1884 | 17.2 | 110 | 80+ | 4000 | 223.213
| DM1019912 | Barat LED2x1300 C104 T840 PC/PC OP IC Ex | non-dimmable, I, IP66, IK08, for II 3G Ex nA IIC T6 Gc; II 3D Ex tD IIIC T85°C IP66 Dc, opal polycarbonate diffuser, light grey polycarbonate body, stainless steel clips | 662 | 146 | 111 |  | 75000/L80B50 | 3 | 2779 | 23.2 | 120 | 80+ | 4000 | 244.713
| DM1019913 | Barat LED2x1900 C105 T840 PC/PC OP IC Ex | non-dimmable, I, IP66, IK08, for II 3G Ex nA IIC T6 Gc; II 3D Ex tD IIIC T85°C IP66 Dc, opal polycarbonate diffuser, light grey polycarbonate body, stainless steel clips | 662 | 146 | 111 |  | 75000/L80B50 | 3 | 3768 | 32.4 | 116 | 80+ | 4000 | 277.866
| DM1019914 | Barat LED1x2600 C107 T840 PC/PC OP IC Ex | non-dimmable, I, IP66, IK08, for II 3G Ex nA IIC T6 Gc; II 3D Ex tD IIIC T85°C IP66 Dc, opal polycarbonate diffuser, light grey polycarbonate body, stainless steel clips | 1272 | 96 | 111 |  | 75000/L80B50 | 3 | 2779 | 23.2 | 120 | 80+ | 4000 | 258.817
| DM1019915 | Barat LED1x3800 C108 T840 PC/PC OP IC Ex | non-dimmable, I, IP66, IK08, for II 3G Ex nA IIC T6 Gc; II 3D Ex tD IIIC T85°C IP66 Dc, opal polycarbonate diffuser, light grey polycarbonate body, stainless steel clips | 1272 | 96 | 111 |  | 75000/L80B50 | 3 | 3768 | 32.4 | 116 | 80+ | 4000 | 283.585
| DM1019916 | Barat LED2x2600 C110 T840 PC/PC OP IC Ex | non-dimmable, I, IP66, IK08, for II 3G Ex nA IIC T6 Gc; II 3D Ex tD IIIC T85°C IP66 Dc, opal polycarbonate diffuser, light grey polycarbonate body, stainless steel clips | 1272 | 146 | 111 |  | 75000/L80B50 | 3 | 5558 | 43.8 | 127 | 80+ | 4000 | 323.231
| DM1019917 | Barat LED2x3800 C111 T840 PC/PC OP IC Ex | non-dimmable, I, IP66, IK08, for II 3G Ex nA IIC T6 Gc; II 3D Ex tD IIIC T85°C IP66 Dc, opal polycarbonate diffuser, light grey polycarbonate body, stainless steel clips | 1272 | 146 | 111 |  | 75000/L80B50 | 3 | 7537 | 64.8 | 116 | 80+ | 4000 | 383.431
| DM1019918 | Barat LED1x3200 C113 T840 PC/PC OP IC Ex | non-dimmable, I, IP66, IK08, for II 3G Ex nA IIC T6 Gc; II 3D Ex tD IIIC T85°C IP66 Dc, opal polycarbonate diffuser, light grey polycarbonate body, stainless steel clips | 1572 | 96 | 111 |  | 75000/L80B50 | 3 | 3473 | 27.3 | 127 | 80+ | 4000 | 289.003
| DM1019919 | Barat LED1x4700 C114 T840 PC/PC OP IC Ex | non-dimmable, I, IP66, IK08, for II 3G Ex nA IIC T6 Gc; II 3D Ex tD IIIC T85°C IP66 Dc, opal polycarbonate diffuser, light grey polycarbonate body, stainless steel clips | 1572 | 96 | 111 |  | 75000/L80B50 | 3 | 4711 | 40.5 | 116 | 80+ | 4000 | 337.335
| DM1019920 | Barat LED2x3200 C116 T840 PC/PC OP IC Ex | non-dimmable, I, IP66, IK08, for II 3G Ex nA IIC T6 Gc; II 3D Ex tD IIIC T85°C IP66 Dc, opal polycarbonate diffuser, light grey polycarbonate body, stainless steel clips | 1572 | 146 | 111 |  | 75000/L80B50 | 3 | 6947 | 54.7 | 127 | 80+ | 4000 | 400.674
| DM1019921 | Barat LED2x4700 C117 T840 PC/PC OP IC Ex | non-dimmable, I, IP66, IK08, for II 3G Ex nA IIC T6 Gc; II 3D Ex tD IIIC T85°C IP66 Dc, opal polycarbonate diffuser, light grey polycarbonate body, stainless steel clips | 1572 | 146 | 111 |  | 75000/L80B50 | 3 | 9421 | 81 | 116 | 80+ | 4000 | 458.552
Available options:
|  | EM3B | Emergency version 3 hours (best available technology) | [11 empty] | 245.659
*note - EM options not applicable for models: C101, C102, C104, C105
*note - Operating temperature range for Luminaires with EM option,°C: ta 0... +35
|  | 5TB | 5-pole terminal block in middle of luminaire for easy through wiring | [11 empty] | 3.225
|  | 1LIN2.5 | Through wiring 3x2.5 mm² with two push-in terminal blocks | [11 empty] | 11.61
|  | 3LIN2.5 | Through wiring 5x2.5 mm² with two push-in terminal blocks | [11 empty] | 17.071
|  | T830 | Colour temperature 3000K, CRI 80+
|  | T840 | Colour temperature 4000K, CRI 80+
Anti-vandaal armaturen
| DM 1106348 | Caelum R LED1x1250 G529 T830 OP | non-dimmable, I, IP65, IK10+, opal polycarbonate 4mm diffuser, vandal resistant, zinc-plated and white painted steel body | 410 | 180 | 65 | 395x165 | 100000/L80B10 | 3 | 1162 | 10.2 | 114 | 80+ | 3000 | 321.683
| DM 1106349 | Caelum R LED1x1550 G530 T830 OP | non-dimmable, I, IP65, IK10+, opal polycarbonate 4mm diffuser, vandal resistant, zinc-plated and white painted steel body | 410 | 180 | 65 | 395x165 | 100000/L80B10 | 3 | 1468 | 12.8 | 115 | 80+ | 3000 | 311.019
| DM 1106350 | Caelum R LED1x1700 G531 T830 OP | non-dimmable, I, IP65, IK10+, opal polycarbonate 4mm diffuser, vandal resistant, zinc-plated and white painted steel body | 690 | 180 | 65 | 675x165 | 100000/L80B10 | 3 | 1598 | 13.7 | 117 | 80+ | 3000 | 409.532
| DM 1106351 | Caelum R LED1x2350 G532 T830 OP | non-dimmable, I, IP65, IK10+, opal polycarbonate 4mm diffuser, vandal resistant, zinc-plated and white painted steel body | 690 | 180 | 65 | 675x165 | 100000/L80B10 | 3 | 2214 | 18.8 | 118 | 80+ | 3000 | 404.802
| DM 1106352 | Caelum R LED1x2900 G533 T830 OP | non-dimmable, I, IP65, IK10+, opal polycarbonate 4mm diffuser, vandal resistant, zinc-plated and white painted steel body | 690 | 180 | 65 | 675x165 | 100000/L80B10 | 3 | 2751 | 21.8 | 126 | 80+ | 3000 | 413.359
| DM 1106353 | Caelum R LED1x2550 G534 T830 OP | non-dimmable, I, IP65, IK10+, opal polycarbonate 4mm diffuser, vandal resistant, zinc-plated and white painted steel body | 970 | 180 | 65 | 955x165 | 100000/L80B10 | 3 | 2398 | 20.1 | 119 | 80+ | 3000 | 550.228
| DM 1106354 | Caelum R LED1x3550 G535 T830 OP | non-dimmable, I, IP65, IK10+, opal polycarbonate 4mm diffuser, vandal resistant, zinc-plated and white painted steel body | 970 | 180 | 65 | 955x165 | 100000/L80B10 | 3 | 3321 | 27.6 | 120 | 80+ | 3000 | 544.337
| DM 1106355 | Caelum R LED1x4250 G536 T830 OP | non-dimmable, I, IP65, IK10+, opal polycarbonate 4mm diffuser, vandal resistant, zinc-plated and white painted steel body | 970 | 180 | 65 | 955x165 | 100000/L80B10 | 3 | 3998 | 32.4 | 123 | 80+ | 3000 | 545.283
| DM 1106356 | Caelum R LED1x3150 G537 T830 OP | non-dimmable, I, IP65, IK10+, opal polycarbonate 4mm diffuser, vandal resistant, zinc-plated and white painted steel body | 1250 | 180 | 65 | 1235x165 | 100000/L80B10 | 3 | 2953 | 24.5 | 121 | 80+ | 3000 | 665.769
| DM 1106357 | Caelum R LED1x4700 G538 T830 OP | non-dimmable, I, IP65, IK10+, opal polycarbonate 4mm diffuser, vandal resistant, zinc-plated and white painted steel body | 1250 | 180 | 65 | 1235x165 | 100000/L80B10 | 3 | 4429 | 37.2 | 119 | 80+ | 3000 | 670.8
| DM 1106358 | Caelum R LED1x5650 G539 T830 OP | non-dimmable, I, IP65, IK10+, opal polycarbonate 4mm diffuser, vandal resistant, zinc-plated and white painted steel body | 1250 | 180 | 65 | 1235x165 | 100000/L80B10 | 3 | 5331 | 43.3 | 123 | 80+ | 3000 | 682.367
| DM 1106359 | Caelum R LED1x3900 G540 T830 OP | non-dimmable, I, IP65, IK10+, opal polycarbonate 4mm diffuser, vandal resistant, zinc-plated and white painted steel body | 1530 | 180 | 65 | 1515x165 | 100000/L80B10 | 3 | 3691 | 30.6 | 121 | 80+ | 3000 | 830.158
| DM 1106360 | Caelum R LED1x5300 G541 T830 OP | non-dimmable, I, IP65, IK10+, opal polycarbonate 4mm diffuser, vandal resistant, zinc-plated and white painted steel body | 1530 | 180 | 65 | 1515x165 | 100000/L80B10 | 3 | 5023 | 40.8 | 123 | 80+ | 3000 | 838.285
| DM 1106361 | Caelum R LED1x5850 G542 T830 OP | non-dimmable, I, IP65, IK10+, opal polycarbonate 4mm diffuser, vandal resistant, zinc-plated and white painted steel body | 1530 | 180 | 65 | 1515x165 | 100000/L80B10 | 3 | 5507 | 45.5 | 121 | 80+ | 3000 | 836.479
| DM 1106362 | Caelum R LED1x7050 G543 T830 OP | non-dimmable, I, IP65, IK10+, opal polycarbonate 4mm diffuser, vandal resistant, zinc-plated and white painted steel body | 1530 | 180 | 65 | 1515x165 | 100000/L80B10 | 3 | 6663 | 54.1 | 123 | 80+ | 3000 | 851.486
| DM 1106363 | Caelum R LED1x1250 G529 T840 OP | non-dimmable, I, IP65, IK10+, opal polycarbonate 4mm diffuser, vandal resistant, zinc-plated and white painted steel body | 410 | 180 | 65 | 395x165 | 100000/L80B10 | 3 | 1226 | 10.2 | 120 | 80+ | 4000 | 321.683
| DM 1106364 | Caelum R LED1x1550 G530 T840 OP | non-dimmable, I, IP65, IK10+, opal polycarbonate 4mm diffuser, vandal resistant, zinc-plated and white painted steel body | 410 | 180 | 65 | 395x165 | 100000/L80B10 | 3 | 1548 | 12.8 | 121 | 80+ | 4000 | 311.019
| DM 1106365 | Caelum R LED1x1700 G531 T840 OP | non-dimmable, I, IP65, IK10+, opal polycarbonate 4mm diffuser, vandal resistant, zinc-plated and white painted steel body | 690 | 180 | 65 | 675x165 | 100000/L80B10 | 3 | 1685 | 13.8 | 122 | 80+ | 4000 | 409.532
| DM 1106366 | Caelum R LED1x2350 G532 T840 OP | non-dimmable, I, IP65, IK10+, opal polycarbonate 4mm diffuser, vandal resistant, zinc-plated and white painted steel body | 690 | 180 | 65 | 675x165 | 100000/L80B10 | 3 | 2334 | 18.8 | 124 | 80+ | 4000 | 404.802
| DM 1106367 | Caelum R LED1x2900 G533 T840 OP | non-dimmable, I, IP65, IK10+, opal polycarbonate 4mm diffuser, vandal resistant, zinc-plated and white painted steel body | 690 | 180 | 65 | 675x165 | 100000/L80B10 | 3 | 2899 | 21.8 | 133 | 80+ | 4000 | 413.359
| DM 1106368 | Caelum R LED1x2550 G534 T840 OP | non-dimmable, I, IP65, IK10+, opal polycarbonate 4mm diffuser, vandal resistant, zinc-plated and white painted steel body | 970 | 180 | 65 | 955x165 | 100000/L80B10 | 3 | 2528 | 20.1 | 126 | 80+ | 4000 | 550.228
| DM 1106369 | Caelum R LED1x3550 G535 T840 OP | non-dimmable, I, IP65, IK10+, opal polycarbonate 4mm diffuser, vandal resistant, zinc-plated and white painted steel body | 970 | 180 | 65 | 955x165 | 100000/L80B10 | 3 | 3502 | 27.6 | 127 | 80+ | 4000 | 544.337
| DM 1106370 | Caelum R LED1x4250 G536 T840 OP | non-dimmable, I, IP65, IK10+, opal polycarbonate 4mm diffuser, vandal resistant, zinc-plated and white painted steel body | 970 | 180 | 65 | 955x165 | 100000/L80B10 | 3 | 4214 | 32.5 | 130 | 80+ | 4000 | 545.283
| DM 1106371 | Caelum R LED1x3150 G537 T840 OP | non-dimmable, I, IP65, IK10+, opal polycarbonate 4mm diffuser, vandal resistant, zinc-plated and white painted steel body | 1250 | 180 | 65 | 1235x165 | 100000/L80B10 | 3 | 3113 | 24.6 | 127 | 80+ | 4000 | 665.769
| DM 1106372 | Caelum R LED1x4700 G538 T840 OP | non-dimmable, I, IP65, IK10+, opal polycarbonate 4mm diffuser, vandal resistant, zinc-plated and white painted steel body | 1250 | 180 | 65 | 1235x165 | 100000/L80B10 | 3 | 4668 | 37.2 | 125 | 80+ | 4000 | 670.8
| DM 1106373 | Caelum R LED1x5650 G539 T840 OP | non-dimmable, I, IP65, IK10+, opal polycarbonate 4mm diffuser, vandal resistant, zinc-plated and white painted steel body | 1250 | 180 | 65 | 1235x165 | 100000/L80B10 | 3 | 5619 | 43.2 | 130 | 80+ | 4000 | 682.367
| DM 1106374 | Caelum R LED1x3900 G540 T840 OP | non-dimmable, I, IP65, IK10+, opal polycarbonate 4mm diffuser, vandal resistant, zinc-plated and white painted steel body | 1530 | 180 | 65 | 1515x165 | 100000/L80B10 | 3 | 3891 | 30.7 | 127 | 80+ | 4000 | 830.158
| DM 1106375 | Caelum R LED1x5300 G541 T840 OP | non-dimmable, I, IP65, IK10+, opal polycarbonate 4mm diffuser, vandal resistant, zinc-plated and white painted steel body | 1530 | 180 | 65 | 1515x165 | 100000/L80B10 | 3 | 5295 | 40.9 | 129 | 80+ | 4000 | 838.285
| DM 1106376 | Caelum R LED1x5850 G542 T840 OP | non-dimmable, I, IP65, IK10+, opal polycarbonate 4mm diffuser, vandal resistant, zinc-plated and white painted steel body | 1530 | 180 | 65 | 1515x165 | 100000/L80B10 | 3 | 5805 | 45.5 | 128 | 80+ | 4000 | 836.479
| DM 1106377 | Caelum R LED1x7050 G543 T840 OP | non-dimmable, I, IP65, IK10+, opal polycarbonate 4mm diffuser, vandal resistant, zinc-plated and white painted steel body | 1530 | 180 | 65 | 1515x165 | 100000/L80B10 | 3 | 7023 | 54.1 | 130 | 80+ | 4000 | 851.486
| DM 1106288 | Caelum S LED1x1250 G499 T830 OP | non-dimmable, I, IP65, IK10+, opal polycarbonate 4mm diffuser, vandal resistant, zinc-plated and white painted steel body | 380 | 150 | 65 |  | 100000/L80B10 | 3 | 1162 | 10.2 | 114 | 80+ | 3000 | 303.107
| DM 1106289 | Caelum S LED1x1550 G500 T830 OP | non-dimmable, I, IP65, IK10+, opal polycarbonate 4mm diffuser, vandal resistant, zinc-plated and white painted steel body | 380 | 150 | 65 |  | 100000/L80B10 | 3 | 1468 | 12.8 | 115 | 80+ | 3000 | 292.185
| DM 1106290 | Caelum S LED1x1700 G501 T830 OP | non-dimmable, I, IP65, IK10+, opal polycarbonate 4mm diffuser, vandal resistant, zinc-plated and white painted steel body | 660 | 150 | 65 |  | 100000/L80B10 | 3 | 1598 | 13.7 | 117 | 80+ | 3000 | 380.464
| DM 1106291 | Caelum S LED1x2350 G502 T830 OP | non-dimmable, I, IP65, IK10+, opal polycarbonate 4mm diffuser, vandal resistant, zinc-plated and white painted steel body | 660 | 150 | 65 |  | 100000/L80B10 | 3 | 2214 | 18.8 | 118 | 80+ | 3000 | 375.261
| DM 1106292 | Caelum S LED1x2900 G503 T830 OP | non-dimmable, I, IP65, IK10+, opal polycarbonate 4mm diffuser, vandal resistant, zinc-plated and white painted steel body | 660 | 150 | 65 |  | 100000/L80B10 | 3 | 2751 | 21.8 | 126 | 80+ | 3000 | 372.767
| DM 1106293 | Caelum S LED1x2550 G504 T830 OP | non-dimmable, I, IP65, IK10+, opal polycarbonate 4mm diffuser, vandal resistant, zinc-plated and white painted steel body | 940 | 150 | 65 |  | 100000/L80B10 | 3 | 2398 | 20.1 | 119 | 80+ | 3000 | 491.705
| DM 1106294 | Caelum S LED1x3550 G505 T830 OP | non-dimmable, I, IP65, IK10+, opal polycarbonate 4mm diffuser, vandal resistant, zinc-plated and white painted steel body | 940 | 150 | 65 |  | 100000/L80B10 | 3 | 3321 | 27.6 | 120 | 80+ | 3000 | 485.814
| DM 1106295 | Caelum S LED1x4250 G506 T830 OP | non-dimmable, I, IP65, IK10+, opal polycarbonate 4mm diffuser, vandal resistant, zinc-plated and white painted steel body | 940 | 150 | 65 |  | 100000/L80B10 | 3 | 3998 | 32.4 | 123 | 80+ | 3000 | 487.147
| DM 1106296 | Caelum S LED1x3150 G507 T830 OP | non-dimmable, I, IP65, IK10+, opal polycarbonate 4mm diffuser, vandal resistant, zinc-plated and white painted steel body | 1220 | 150 | 65 |  | 100000/L80B10 | 3 | 2953 | 24.5 | 121 | 80+ | 3000 | 674.885
| DM 1106297 | Caelum S LED1x4700 G508 T830 OP | non-dimmable, I, IP65, IK10+, opal polycarbonate 4mm diffuser, vandal resistant, zinc-plated and white painted steel body | 1220 | 150 | 65 |  | 100000/L80B10 | 3 | 4429 | 37.2 | 119 | 80+ | 3000 | 680.088
| DM 1106298 | Caelum S LED1x5650 G509 T830 OP | non-dimmable, I, IP65, IK10+, opal polycarbonate 4mm diffuser, vandal resistant, zinc-plated and white painted steel body | 1220 | 150 | 65 |  | 100000/L80B10 | 3 | 5331 | 43.3 | 123 | 80+ | 3000 | 691.698
| DM 1106299 | Caelum S LED1x3900 G510 T830 OP | non-dimmable, I, IP65, IK10+, opal polycarbonate 4mm diffuser, vandal resistant, zinc-plated and white painted steel body | 1500 | 150 | 65 |  | 100000/L80B10 | 3 | 3691 | 30.6 | 121 | 80+ | 3000 | 742.739
| DM 1106300 | Caelum S LED1x5300 G511 T830 OP | non-dimmable, I, IP65, IK10+, opal polycarbonate 4mm diffuser, vandal resistant, zinc-plated and white painted steel body | 1500 | 150 | 65 |  | 100000/L80B10 | 3 | 5023 | 40.8 | 123 | 80+ | 3000 | 751.64
| DM 1106301 | Caelum S LED1x5850 G512 T830 OP | non-dimmable, I, IP65, IK10+, opal polycarbonate 4mm diffuser, vandal resistant, zinc-plated and white painted steel body | 1500 | 150 | 65 |  | 100000/L80B10 | 3 | 5507 | 45.5 | 121 | 80+ | 3000 | 749.103
| DM 1106302 | Caelum S LED1x7050 G513 T830 OP | non-dimmable, I, IP65, IK10+, opal polycarbonate 4mm diffuser, vandal resistant, zinc-plated and white painted steel body | 1500 | 150 | 65 |  | 100000/L80B10 | 3 | 6663 | 54.1 | 123 | 80+ | 3000 | 764.067
| DM 1106303 | Caelum S LED1x1250 G499 T840 OP | non-dimmable, I, IP65, IK10+, opal polycarbonate 4mm diffuser, vandal resistant, zinc-plated and white painted steel body | 380 | 150 | 65 |  | 100000/L80B10 | 3 | 1226 | 10.2 | 120 | 80+ | 4000 | 303.107
| DM 1106304 | Caelum S LED1x1550 G500 T840 OP | non-dimmable, I, IP65, IK10+, opal polycarbonate 4mm diffuser, vandal resistant, zinc-plated and white painted steel body | 380 | 150 | 65 |  | 100000/L80B10 | 3 | 1548 | 12.8 | 121 | 80+ | 4000 | 292.185
| DM 1106305 | Caelum S LED1x1700 G501 T840 OP | non-dimmable, I, IP65, IK10+, opal polycarbonate 4mm diffuser, vandal resistant, zinc-plated and white painted steel body | 660 | 150 | 65 |  | 100000/L80B10 | 3 | 1685 | 13.8 | 122 | 80+ | 4000 | 380.464
| DM 1106306 | Caelum S LED1x2350 G502 T840 OP | non-dimmable, I, IP65, IK10+, opal polycarbonate 4mm diffuser, vandal resistant, zinc-plated and white painted steel body | 660 | 150 | 65 |  | 100000/L80B10 | 3 | 2334 | 18.8 | 124 | 80+ | 4000 | 375.261
| DM 1106307 | Caelum S LED1x2900 G503 T840 OP | non-dimmable, I, IP65, IK10+, opal polycarbonate 4mm diffuser, vandal resistant, zinc-plated and white painted steel body | 660 | 150 | 65 |  | 100000/L80B10 | 3 | 2899 | 21.8 | 133 | 80+ | 4000 | 372.767
| DM 1106308 | Caelum S LED1x2550 G504 T840 OP | non-dimmable, I, IP65, IK10+, opal polycarbonate 4mm diffuser, vandal resistant, zinc-plated and white painted steel body | 940 | 150 | 65 |  | 100000/L80B10 | 3 | 2528 | 20.1 | 126 | 80+ | 4000 | 491.705
| DM 1106309 | Caelum S LED1x3550 G505 T840 OP | non-dimmable, I, IP65, IK10+, opal polycarbonate 4mm diffuser, vandal resistant, zinc-plated and white painted steel body | 940 | 150 | 65 |  | 100000/L80B10 | 3 | 3502 | 27.6 | 127 | 80+ | 4000 | 485.814
| DM 1106310 | Caelum S LED1x4250 G506 T840 OP | non-dimmable, I, IP65, IK10+, opal polycarbonate 4mm diffuser, vandal resistant, zinc-plated and white painted steel body | 940 | 150 | 65 |  | 100000/L80B10 | 3 | 4214 | 32.5 | 130 | 80+ | 4000 | 487.147
| DM 1106311 | Caelum S LED1x3150 G507 T840 OP | non-dimmable, I, IP65, IK10+, opal polycarbonate 4mm diffuser, vandal resistant, zinc-plated and white painted steel body | 1220 | 150 | 65 |  | 100000/L80B10 | 3 | 3113 | 24.6 | 127 | 80+ | 4000 | 674.885
| DM 1106312 | Caelum S LED1x4700 G508 T840 OP | non-dimmable, I, IP65, IK10+, opal polycarbonate 4mm diffuser, vandal resistant, zinc-plated and white painted steel body | 1220 | 150 | 65 |  | 100000/L80B10 | 3 | 4668 | 37.2 | 125 | 80+ | 4000 | 680.088
| DM 1106313 | Caelum S LED1x5650 G509 T840 OP | non-dimmable, I, IP65, IK10+, opal polycarbonate 4mm diffuser, vandal resistant, zinc-plated and white painted steel body | 1220 | 150 | 65 |  | 100000/L80B10 | 3 | 5619 | 43.2 | 130 | 80+ | 4000 | 691.698
| DM 1106314 | Caelum S LED1x3900 G510 T840 OP | non-dimmable, I, IP65, IK10+, opal polycarbonate 4mm diffuser, vandal resistant, zinc-plated and white painted steel body | 1500 | 150 | 65 |  | 100000/L80B10 | 3 | 3891 | 30.7 | 127 | 80+ | 4000 | 742.739
| DM 1106315 | Caelum S LED1x5300 G511 T840 OP | non-dimmable, I, IP65, IK10+, opal polycarbonate 4mm diffuser, vandal resistant, zinc-plated and white painted steel body | 1500 | 150 | 65 |  | 100000/L80B10 | 3 | 5295 | 40.9 | 129 | 80+ | 4000 | 751.64
| DM 1106316 | Caelum S LED1x5850 G512 T840 OP | non-dimmable, I, IP65, IK10+, opal polycarbonate 4mm diffuser, vandal resistant, zinc-plated and white painted steel body | 1500 | 150 | 65 |  | 100000/L80B10 | 3 | 5805 | 45.5 | 128 | 80+ | 4000 | 749.103
| DM 1106317 | Caelum S LED1x7050 G513 T840 OP | non-dimmable, I, IP65, IK10+, opal polycarbonate 4mm diffuser, vandal resistant, zinc-plated and white painted steel body | 1500 | 150 | 65 |  | 100000/L80B10 | 3 | 7023 | 54.1 | 130 | 80+ | 4000 | 764.067
| DM 1106318 | Caelum A LED1x1250 G514 T830 OP | non-dimmable, I, IP65, IK10+, opal polycarbonate 4mm diffuser, vandal resistant, zinc-plated and white painted steel body | 380 | 135 | 135 |  | 100000/L80B10 | 3 | 1162 | 10.2 | 114 | 80+ | 3000 | 320.092
| DM 1106319 | Caelum A LED1x1550 G515 T830 OP | non-dimmable, I, IP65, IK10+, opal polycarbonate 4mm diffuser, vandal resistant, zinc-plated and white painted steel body | 380 | 135 | 135 |  | 100000/L80B10 | 3 | 1468 | 12.8 | 115 | 80+ | 3000 | 308.998
| DM 1106320 | Caelum A LED1x1700 G516 T830 OP | non-dimmable, I, IP65, IK10+, opal polycarbonate 4mm diffuser, vandal resistant, zinc-plated and white painted steel body | 660 | 135 | 135 |  | 100000/L80B10 | 3 | 1598 | 13.7 | 117 | 80+ | 3000 | 419.766
| DM 1106321 | Caelum A LED1x2350 G517 T830 OP | non-dimmable, I, IP65, IK10+, opal polycarbonate 4mm diffuser, vandal resistant, zinc-plated and white painted steel body | 660 | 135 | 135 |  | 100000/L80B10 | 3 | 2214 | 18.8 | 118 | 80+ | 3000 | 413.617
| DM 1106322 | Caelum A LED1x2900 G518 T830 OP | non-dimmable, I, IP65, IK10+, opal polycarbonate 4mm diffuser, vandal resistant, zinc-plated and white painted steel body | 660 | 135 | 135 |  | 100000/L80B10 | 3 | 2751 | 21.8 | 126 | 80+ | 3000 | 411.123
| DM 1106323 | Caelum A LED1x2550 G519 T830 OP | non-dimmable, I, IP65, IK10+, opal polycarbonate 4mm diffuser, vandal resistant, zinc-plated and white painted steel body | 940 | 135 | 135 |  | 100000/L80B10 | 3 | 2398 | 20.1 | 119 | 80+ | 3000 | 490.114
| DM 1106324 | Caelum A LED1x3550 G520 T830 OP | non-dimmable, I, IP65, IK10+, opal polycarbonate 4mm diffuser, vandal resistant, zinc-plated and white painted steel body | 940 | 135 | 135 |  | 100000/L80B10 | 3 | 3321 | 27.6 | 120 | 80+ | 3000 | 484.18
| DM 1106325 | Caelum A LED1x4250 G521 T830 OP | non-dimmable, I, IP65, IK10+, opal polycarbonate 4mm diffuser, vandal resistant, zinc-plated and white painted steel body | 940 | 135 | 135 |  | 100000/L80B10 | 3 | 3998 | 32.4 | 123 | 80+ | 3000 | 484.868
| DM 1106326 | Caelum A LED1x3150 G522 T830 OP | non-dimmable, I, IP65, IK10+, opal polycarbonate 4mm diffuser, vandal resistant, zinc-plated and white painted steel body | 1220 | 135 | 135 |  | 100000/L80B10 | 3 | 2953 | 24.5 | 121 | 80+ | 3000 | 618.813
| DM 1106327 | Caelum A LED1x4700 G523 T830 OP | non-dimmable, I, IP65, IK10+, opal polycarbonate 4mm diffuser, vandal resistant, zinc-plated and white painted steel body | 1220 | 135 | 135 |  | 100000/L80B10 | 3 | 4429 | 37.2 | 119 | 80+ | 3000 | 623.371
| DM 1106328 | Caelum A LED1x5650 G524 T830 OP | non-dimmable, I, IP65, IK10+, opal polycarbonate 4mm diffuser, vandal resistant, zinc-plated and white painted steel body | 1220 | 135 | 135 |  | 100000/L80B10 | 3 | 5331 | 43.3 | 123 | 80+ | 3000 | 635.153
| DM 1106329 | Caelum A LED1x3900 G525 T830 OP | non-dimmable, I, IP65, IK10+, opal polycarbonate 4mm diffuser, vandal resistant, zinc-plated and white painted steel body | 1500 | 135 | 135 |  | 100000/L80B10 | 3 | 3691 | 30.6 | 121 | 80+ | 3000 | 747.512
| DM 1106330 | Caelum A LED1x5300 G526 T830 OP | non-dimmable, I, IP65, IK10+, opal polycarbonate 4mm diffuser, vandal resistant, zinc-plated and white painted steel body | 1500 | 135 | 135 |  | 100000/L80B10 | 3 | 5023 | 40.8 | 123 | 80+ | 3000 | 756.37
| DM 1106331 | Caelum A LED1x5850 G527 T830 OP | non-dimmable, I, IP65, IK10+, opal polycarbonate 4mm diffuser, vandal resistant, zinc-plated and white painted steel body | 1500 | 135 | 135 |  | 100000/L80B10 | 3 | 5507 | 45.5 | 121 | 80+ | 3000 | 753.876
| DM 1106332 | Caelum A LED1x7050 G528 T830 OP | non-dimmable, I, IP65, IK10+, opal polycarbonate 4mm diffuser, vandal resistant, zinc-plated and white painted steel body | 1500 | 135 | 135 |  | 100000/L80B10 | 3 | 6663 | 54.1 | 123 | 80+ | 3000 | 768.84
| DM 1106333 | Caelum A LED1x1250 G514 T840 OP | non-dimmable, I, IP65, IK10+, opal polycarbonate 4mm diffuser, vandal resistant, zinc-plated and white painted steel body | 380 | 135 | 135 |  | 100000/L80B10 | 3 | 1226 | 10.2 | 120 | 80+ | 4000 | 320.092
| DM 1106334 | Caelum A LED1x1550 G515 T840 OP | non-dimmable, I, IP65, IK10+, opal polycarbonate 4mm diffuser, vandal resistant, zinc-plated and white painted steel body | 380 | 135 | 135 |  | 100000/L80B10 | 3 | 1548 | 12.8 | 121 | 80+ | 4000 | 308.998
| DM 1106335 | Caelum A LED1x1700 G516 T840 OP | non-dimmable, I, IP65, IK10+, opal polycarbonate 4mm diffuser, vandal resistant, zinc-plated and white painted steel body | 660 | 135 | 135 |  | 100000/L80B10 | 3 | 1685 | 13.8 | 122 | 80+ | 4000 | 419.766
| DM 1106336 | Caelum A LED1x2350 G517 T840 OP | non-dimmable, I, IP65, IK10+, opal polycarbonate 4mm diffuser, vandal resistant, zinc-plated and white painted steel body | 660 | 135 | 135 |  | 100000/L80B10 | 3 | 2334 | 18.8 | 124 | 80+ | 4000 | 413.617
| DM 1106337 | Caelum A LED1x2900 G518 T840 OP | non-dimmable, I, IP65, IK10+, opal polycarbonate 4mm diffuser, vandal resistant, zinc-plated and white painted steel body | 660 | 135 | 135 |  | 100000/L80B10 | 3 | 2899 | 21.8 | 133 | 80+ | 4000 | 411.123
| DM 1106338 | Caelum A LED1x2550 G519 T840 OP | non-dimmable, I, IP65, IK10+, opal polycarbonate 4mm diffuser, vandal resistant, zinc-plated and white painted steel body | 940 | 135 | 135 |  | 100000/L80B10 | 3 | 2528 | 20.1 | 126 | 80+ | 4000 | 490.114
| DM 1106339 | Caelum A LED1x3550 G520 T840 OP | non-dimmable, I, IP65, IK10+, opal polycarbonate 4mm diffuser, vandal resistant, zinc-plated and white painted steel body | 940 | 135 | 135 |  | 100000/L80B10 | 3 | 3502 | 27.6 | 127 | 80+ | 4000 | 484.18
| DM 1106340 | Caelum A LED1x4250 G521 T840 OP | non-dimmable, I, IP65, IK10+, opal polycarbonate 4mm diffuser, vandal resistant, zinc-plated and white painted steel body | 940 | 135 | 135 |  | 100000/L80B10 | 3 | 4214 | 32.5 | 130 | 80+ | 4000 | 484.868
| DM 1106341 | Caelum A LED1x3150 G522 T840 OP | non-dimmable, I, IP65, IK10+, opal polycarbonate 4mm diffuser, vandal resistant, zinc-plated and white painted steel body | 1220 | 135 | 135 |  | 100000/L80B10 | 3 | 3113 | 24.6 | 127 | 80+ | 4000 | 618.813
| DM 1106342 | Caelum A LED1x4700 G523 T840 OP | non-dimmable, I, IP65, IK10+, opal polycarbonate 4mm diffuser, vandal resistant, zinc-plated and white painted steel body | 1220 | 135 | 135 |  | 100000/L80B10 | 3 | 4668 | 37.2 | 125 | 80+ | 4000 | 623.371
| DM 1106343 | Caelum A LED1x5650 G524 T840 OP | non-dimmable, I, IP65, IK10+, opal polycarbonate 4mm diffuser, vandal resistant, zinc-plated and white painted steel body | 1220 | 135 | 135 |  | 100000/L80B10 | 3 | 5619 | 43.2 | 130 | 80+ | 4000 | 635.153
| DM 1106344 | Caelum A LED1x3900 G525 T840 OP | non-dimmable, I, IP65, IK10+, opal polycarbonate 4mm diffuser, vandal resistant, zinc-plated and white painted steel body | 1500 | 135 | 135 |  | 100000/L80B10 | 3 | 3891 | 30.7 | 127 | 80+ | 4000 | 747.512
| DM 1106345 | Caelum A LED1x5300 G526 T840 OP | non-dimmable, I, IP65, IK10+, opal polycarbonate 4mm diffuser, vandal resistant, zinc-plated and white painted steel body | 1500 | 135 | 135 |  | 100000/L80B10 | 3 | 5295 | 40.9 | 129 | 80+ | 4000 | 756.37
| DM 1106346 | Caelum A LED1x5850 G527 T840 OP | non-dimmable, I, IP65, IK10+, opal polycarbonate 4mm diffuser, vandal resistant, zinc-plated and white painted steel body | 1500 | 135 | 135 |  | 100000/L80B10 | 3 | 5805 | 45.5 | 128 | 80+ | 4000 | 753.876
| DM 1106347 | Caelum A LED1x7050 G528 T840 OP | non-dimmable, I, IP65, IK10+, opal polycarbonate 4mm diffuser, vandal resistant, zinc-plated and white painted steel body | 1500 | 135 | 135 |  | 100000/L80B10 | 3 | 7914 | 54.1 | 146 | 80+ | 4000 | 768.84
Available options:
|  | DALI(G499...G505, G507, G509, G511...G513) | Driver with DALI interface and switch-control dimming | [11 empty] | 55
|  | DALI(G514...G520, G522, G524, G526...G528) | Driver with DALI interface and switch-control dimming | [11 empty] | 55
|  | DALI(G529...G535, G537, G539, G541...G543) | Driver with DALI interface and switch-control dimming | [11 empty] | 55
|  | DALI(G506, G508, G510, G521, G523, G525, G536, G538, G540) | Driver with DALI interface and switch-control dimming | [11 empty] | 55
|  | COR | Driver with Corridor function (never off) | [11 empty] | 76.6899
|  | COR1min | Driver with Corridor function 1min (switch off after 1 min) | [11 empty] | 76.6899
|  | COR30min | Driver with Corridor function 30min (switch off after 30 min) | [11 empty] | 76.6899
*note - COR options not applicable for models: G499; G500; G514; G515; G529; G530
|  | BLT | Integrated wireless control unit and driver for lighting control via mobile device (via Bluetooth) | [11 empty] | 321.5448
|  | KRBLT | Integrated wireless control unit and driver for lighting control via mobile device (KR system app), on/off | [11 empty] | 126.248
|  | KRBLT DALI | Integrated wireless control unit and driver for lighting control via mobile device (KR system app), DALI with integrated PS | [11 empty] | 236.07
|  | MW | Integrated microwave (MW) motion sensor with on-off control | [11 empty] | 40
|  | MW | Integrated microwave (MW) motion sensor with on-off control | [11 empty] | 40
|  | MWRFM+ | Integrated microwave (MW) motion sensor with integrated RF (radio wave) transceiver. Sensor can serve as both master and slave. Functions: Staircase, Corridor, dimming control. | [11 empty] | 293.088
*note - MWRFM+ option only applicable for Caelum A models
|  | MW DALI2 | Integrated microwave (MW) motion sensor with DALI2 controls, requires power supply | [11 empty] | 293.088
|  | MW KRBLT | Integrated wireless microwave (MW) motion sensor with KR system app control, on-off | [11 empty] | 122.163
|  | MW KRBLT DALI | Integrated wireless microwave (MW) motion sensor with KR system app control and DALI power supply. | [11 empty] | 276.748
*note - in outdoor environment frequently moving objects (eg. trees, bushes, flags) can impact MW sensor operation
|  | EM3 | Emergency version 3 hours | [11 empty] | 90
|  | EM3A | Emergency version equipped with an autonomous testing system, 3 hours | [11 empty] | 162.798
|  | EM3D | Emergency version 3 hours with DALI interface | [11 empty] | 268.578
*note - EM options applicable for models from 600mm and longer
*note - Operating temperature range for Luminaires with EM option,°C: ta 0... +35
|  | 5TB | 5-pole terminal block in middle of luminaire for easy through wiring | [11 empty] | 7.783
*note - 5TB terminal block included as standard
|  | RAL (>10pcs) | RAL colour | [11 empty] | 10.019
|  | RAL (<10pcs) | RAL colour | [11 empty] | 29.799
|  | T830 | Colour temperature 3000K, CRI 80+
|  | T840 | Colour temperature 4000K, CRI 80+
Available accessories:
| DM9008379 | Security bit ART9109 SP10 | Security screw drill bit for 2-hole security fixings | [11 empty] | 27.09
| DM 1106378 | Caelum W LED1x1250 G544 T830 OP | non-dimmable, I, IP65, IK10+, opal polycarbonate 4mm diffuser, vandal resistant, zinc-plated and white painted steel body | 380 | 110 | 150 |  | 100000/L80B10 | 3 | 1146 | 10.2 | 112 | 80+ | 3000 | 315.534
| DM 1106379 | Caelum W LED1x1550 G545 T830 OP | non-dimmable, I, IP65, IK10+, opal polycarbonate 4mm diffuser, vandal resistant, zinc-plated and white painted steel body | 380 | 110 | 150 |  | 100000/L80B10 | 3 | 1448 | 12.8 | 113 | 80+ | 3000 | 304.225
| DM 1106380 | Caelum W LED1x1250 G544 T840 OP | non-dimmable, I, IP65, IK10+, opal polycarbonate 4mm diffuser, vandal resistant, zinc-plated and white painted steel body | 380 | 110 | 150 |  | 100000/L80B10 | 3 | 1208 | 10.2 | 118 | 80+ | 4000 | 315.534
| DM 1106381 | Caelum W LED1x1550 G545 T840 OP | non-dimmable, I, IP65, IK10+, opal polycarbonate 4mm diffuser, vandal resistant, zinc-plated and white painted steel body | 380 | 110 | 150 |  | 100000/L80B10 | 3 | 1526 | 12.8 | 119 | 80+ | 4000 | 304.225
Available options:
|  | DALI | Driver with DALI interface and switch-control dimming | [11 empty] | 55
|  | BLT | Integrated wireless control unit and driver for lighting control via mobile device (via Bluetooth) | [11 empty] | 321.5448
|  | KRBLT | Integrated wireless control unit and driver for lighting control via mobile device (KR system app), on/off | [11 empty] | 126.248
|  | KRBLT DALI | Integrated wireless control unit and driver for lighting control via mobile device (KR system app), DALI with integrated PS | [11 empty] | 236.07
|  | MW | Integrated microwave (MW) motion sensor with on-off control | [11 empty] | 40
|  | MW DALI2 | Integrated microwave (MW) motion sensor with DALI2 controls, requires power supply | [11 empty] | 293.088
|  | MW KRBLT | Integrated wireless microwave (MW) motion sensor with KR system app control, on-off | [11 empty] | 122.163
|  | MW KRBLT DALI | Integrated wireless microwave (MW) motion sensor with KR system app control and DALI power supply. | [11 empty] | 276.748
*note - in outdoor environment frequently moving objects (eg. trees, bushes, flags) can impact MW sensor operation
|  | MW | Integrated microwave (MW) motion sensor with on-off control | [11 empty] | 40
*note - in outdoor environment frequently moving objects (eg. trees, bushes, flags) can impact MW sensor operation
|  | ASW(IP65) | Integrated anti-vandal switch | [11 empty] | 127.839
|  | ASW(IP40) | Integrated anti-vandal switch | [11 empty] | 70.391
|  | RAL (>10pcs) | RAL colour | [11 empty] | 10.019
|  | RAL (<10pcs) | RAL colour | [11 empty] | 29.799
|  | T830 | Colour temperature 3000K, CRI 80+
|  | T840 | Colour temperature 4000K, CRI 80+
Available accessories:
| DM9008379 | Security bit ART9109 SP10 | Security screw drill bit for 2-hole security fixings | [11 empty] | 27.09
SPOTLIGHTS
| DM1101059 | Pegasus H LED1x1900 E828 T830 R40 | non-dimmable, II, IP20, IK02, 40°, faceted reflector, tilting ±30°, rotatable 355°, white aluminium body | 175 | 175 | 119 | 165x165 | 60000/L80B10 | 3 | 1799 | 13.5 | 133 | 80+ | 3000 | 154.198
| DM1101060 | Pegasus H LED1x2500 E829 T830 R40 | non-dimmable, II, IP20, IK02, 40°, faceted reflector, tilting ±30°, rotatable 355°, white aluminium body | 175 | 175 | 119 | 165x165 | 60000/L80B10 | 3 | 2444 | 18.7 | 131 | 80+ | 3000 | 154.198
| DM1101061 | Pegasus H LED1x3350 E830 T830 R40 | non-dimmable, II, IP20, IK02, 40°, faceted reflector, tilting ±30°, rotatable 355°, white aluminium body | 175 | 175 | 119 | 165x165 | 60000/L80B10 | 3 | 3290 | 26.5 | 124 | 80+ | 3000 | 154.198
| DM1101062 | Pegasus H LED1x1900 E828 T840 R40 | non-dimmable, II, IP20, IK02, 40°, faceted reflector, tilting ±30°, rotatable 355°, white aluminium body | 175 | 175 | 119 | 165x165 | 60000/L80B10 | 3 | 1901 | 13.5 | 141 | 80+ | 4000 | 154.198
| DM1101063 | Pegasus H LED1x2500 E829 T840 R40 | non-dimmable, II, IP20, IK02, 40°, faceted reflector, tilting ±30°, rotatable 355°, white aluminium body | 175 | 175 | 119 | 165x165 | 60000/L80B10 | 3 | 2583 | 18.7 | 138 | 80+ | 4000 | 154.198
| DM1101064 | Pegasus H LED1x3350 E830 T840 R40 | non-dimmable, II, IP20, IK02, 40°, faceted reflector, tilting ±30°, rotatable 355°, white aluminium body | 175 | 175 | 119 | 165x165 | 60000/L80B10 | 3 | 3478 | 26.5 | 131 | 80+ | 4000 | 154.198
| DM1101065 | Pegasus H LED1x1900 E828 T930 R40 | non-dimmable, II, IP20, IK02, 40°, faceted reflector, tilting ±30°, rotatable 355°, white aluminium body | 175 | 175 | 119 | 165x165 | 50000/L80B10 | 3 | 1525 | 13.3 | 115 | 90+ | 3000 | 160.089
| DM1101066 | Pegasus H LED1x2500 E829 T930 R40 | non-dimmable, II, IP20, IK02, 40°, faceted reflector, tilting ±30°, rotatable 355°, white aluminium body | 175 | 175 | 119 | 165x165 | 50000/L80B10 | 3 | 2090 | 18.2 | 115 | 90+ | 3000 | 160.089
| DM1101067 | Pegasus H LED1x3350 E830 T930 R40 | non-dimmable, II, IP20, IK02, 40°, faceted reflector, tilting ±30°, rotatable 355°, white aluminium body | 175 | 175 | 119 | 165x165 | 50000/L80B10 | 3 | 2839 | 25.8 | 110 | 90+ | 3000 | 160.089
| DM1101068 | Pegasus H LED1x1900 E828 T940 R40 | non-dimmable, II, IP20, IK02, 40°, faceted reflector, tilting ±30°, rotatable 355°, white aluminium body | 175 | 175 | 119 | 165x165 | 50000/L80B10 | 3 | 1606 | 13.3 | 121 | 90+ | 4000 | 160.089
| DM1101069 | Pegasus H LED1x2500 E829 T940 R40 | non-dimmable, II, IP20, IK02, 40°, faceted reflector, tilting ±30°, rotatable 355°, white aluminium body | 175 | 175 | 119 | 165x165 | 50000/L80B10 | 3 | 2202 | 18.2 | 121 | 90+ | 4000 | 160.089
| DM1101070 | Pegasus H LED1x3350 E830 T940 R40 | non-dimmable, II, IP20, IK02, 40°, faceted reflector, tilting ±30°, rotatable 355°, white aluminium body | 175 | 175 | 119 | 165x165 | 50000/L80B10 | 3 | 2993 | 25.8 | 116 | 90+ | 4000 | 160.089
| DM1101071 | Pegasus H LED2x1900 E831 T830 R40 | non-dimmable, II, IP20, IK02, 40°, faceted reflector, tilting ±30°, rotatable 355°, white aluminium body | 350 | 175 | 119 | 340x165 | 60000/L80B10 | 3 | 3598 | 27.1 | 133 | 80+ | 3000 | 301.473
| DM1101072 | Pegasus H LED2x2500 E832 T830 R40 | non-dimmable, II, IP20, IK02, 40°, faceted reflector, tilting ±30°, rotatable 355°, white aluminium body | 350 | 175 | 119 | 340x165 | 60000/L80B10 | 3 | 4888 | 37.3 | 131 | 80+ | 3000 | 301.473
| DM1101073 | Pegasus H LED2x3350 E833 T830 R40 | non-dimmable, II, IP20, IK02, 40°, faceted reflector, tilting ±30°, rotatable 355°, white aluminium body | 350 | 175 | 119 | 340x165 | 60000/L80B10 | 3 | 6581 | 53 | 124 | 80+ | 3000 | 301.473
| DM1101074 | Pegasus H LED2x1900 E831 T840 R40 | non-dimmable, II, IP20, IK02, 40°, faceted reflector, tilting ±30°, rotatable 355°, white aluminium body | 350 | 175 | 119 | 340x165 | 60000/L80B10 | 3 | 3803 | 27.1 | 140 | 80+ | 4000 | 301.473
| DM1101075 | Pegasus H LED2x2500 E832 T840 R40 | non-dimmable, II, IP20, IK02, 40°, faceted reflector, tilting ±30°, rotatable 355°, white aluminium body | 350 | 175 | 119 | 340x165 | 60000/L80B10 | 3 | 5167 | 37.3 | 139 | 80+ | 4000 | 301.473
| DM1101076 | Pegasus H LED2x3350 E833 T840 R40 | non-dimmable, II, IP20, IK02, 40°, faceted reflector, tilting ±30°, rotatable 355°, white aluminium body | 350 | 175 | 119 | 340x165 | 60000/L80B10 | 3 | 6956 | 53 | 131 | 80+ | 4000 | 301.473
| DM1101077 | Pegasus H LED2x1900 E831 T930 R40 | non-dimmable, II, IP20, IK02, 40°, faceted reflector, tilting ±30°, rotatable 355°, white aluminium body | 350 | 175 | 119 | 340x165 | 50000/L80B10 | 3 | 3050 | 26.6 | 115 | 90+ | 3000 | 313.298
| DM1101078 | Pegasus H LED2x2500 E832 T840 R40 | non-dimmable, II, IP20, IK02, 40°, faceted reflector, tilting ±30°, rotatable 355°, white aluminium body | 350 | 175 | 119 | 340x165 | 60000/L80B10 | 3 | 5167 | 37.3 | 139 | 90+ | 3000 | 313.298
| DM1101079 | Pegasus H LED2x3350 E833 T930 R40 | non-dimmable, II, IP20, IK02, 40°, faceted reflector, tilting ±30°, rotatable 355°, white aluminium body | 350 | 175 | 119 | 340x165 | 50000/L80B10 | 3 | 5678 | 51.6 | 110 | 90+ | 3000 | 313.298
| DM1101080 | Pegasus H LED2x1900 E831 T940 R40 | non-dimmable, II, IP20, IK02, 40°, faceted reflector, tilting ±30°, rotatable 355°, white aluminium body | 350 | 175 | 119 | 340x165 | 50000/L80B10 | 3 | 3213 | 26.6 | 121 | 90+ | 4000 | 313.298
| DM1101081 | Pegasus H LED2x2500 E832 T940 R40 | non-dimmable, II, IP20, IK02, 40°, faceted reflector, tilting ±30°, rotatable 355°, white aluminium body | 350 | 175 | 119 | 340x165 | 50000/L80B10 | 3 | 4405 | 36.4 | 121 | 90+ | 4000 | 313.298
| DM1101082 | Pegasus H LED2x3350 E833 T940 R40 | non-dimmable, II, IP20, IK02, 40°, faceted reflector, tilting ±30°, rotatable 355°, white aluminium body | 350 | 175 | 119 | 340x165 | 50000/L80B10 | 3 | 5986 | 51.6 | 116 | 90+ | 4000 | 313.298
Available options:
|  | DALI | Driver with DALI interface and switch-control dimming | [11 empty] | 55
|  | DALI (2x version, two DALI addresses) | Driver with DALI interface and switch-control dimming | [11 empty] | 55
|  | WIE3-0.5m | 3-pole "Wieland - gesis classic" type or compatible connector with 0.5m cable | [11 empty] | 9.374
|  | WIE5D-0.5m | 5-pole DALI "Wieland - gesis classic" type or compatible connector with 0.5m cable | [11 empty] | 22.962
|  | Europlug-1.5m | 2-pole "Europlug" type plug with 2x1.0mm² 1.5m cable | [11 empty] | 14.104
|  | Europlug-3.0m | 2-pole "Europlug" type plug with 2x1.0mm² 3.0m cable | [11 empty] | 23.177
|  | R24 | Reflector with 24° light beam angle | [11 empty] | 8.643
|  | R40 | Reflector with 40° light beam angle (standard)
|  | RAL (MOQ: 1-9pcs) | RAL colour | [11 empty] | 83.549
|  | RAL (MOQ: 10pcs) | RAL colour | [11 empty] | 31.39
*note - price for uncommon RAL colour could be different from indicated. Ask before placing an order
|  | T830 | Colour temperature 3000K, CRI 80+
|  | T840 | Colour temperature 4000K, CRI 80+
|  | T930 | Colour temperature 3000K, CRI 90+
|  | T940 | Colour temperature 4000K, CRI 90+
|  | T825 BREAD | Special spectrum for bread 2500K, CRI 80+ | [11 empty] | 8.213
|  | T820 MEAT | Special spectrum for meat 2000K "pink", CRI 80+ | [11 empty] | 8.213
|  | T831 MEAT&WHITE | Special spectrum for meat products with increased white colour contrast 3100K "pink", CRI 80+ | [11 empty] | 8.213
|  | T930 VEGETABLES | Special spectrum for colourful products. Fruits, fashion 3000K, CRI 90+ | [11 empty] | 6.407
|  | T932 FASHION | Special spectrum for fashion 3200K, CRI 90+ | [11 empty] | 6.407
|  | T931 FASHION&WHITE | Special spectrum for fashion with dominant white colour 3100K, CRI 90+ | [11 empty] | 6.407
|  | T927 NATURAL | Colour temperature 2700K, CRI 95+ NATURAL | [11 empty] | 22.532
|  | T930 NATURAL | Colour temperature 3000K, CRI 95+ NATURAL | [11 empty] | 22.532
|  | T940 NATURAL | Colour temperature 4000K, CRI 95+ NATURAL | [11 empty] | 22.532
| DM1101083 | Cursa LED1x1950 E834 T830 R40 | non-dimmable, II, IP20, IK02, 40°, faceted reflector, tilting ±30°, rotatable 355°, white aluminium body | 180 | 180 | 125 | d170 | 60000/L80B10 | 3 | 1841 | 13.5 | 136 | 80+ | 3000 | 149.21
| DM1101084 | Cursa LED1x2600 E835 T830 R40 | non-dimmable, II, IP20, IK02, 40°, faceted reflector, tilting ±30°, rotatable 355°, white aluminium body | 180 | 180 | 125 | d170 | 60000/L80B10 | 3 | 2501 | 18.7 | 134 | 80+ | 3000 | 149.21
| DM1101085 | Cursa LED1x3400 E836 T830 R40 | non-dimmable, II, IP20, IK02, 40°, faceted reflector, tilting ±30°, rotatable 355°, white aluminium body | 180 | 180 | 125 | d170 | 60000/L80B10 | 3 | 3367 | 26.5 | 127 | 80+ | 3000 | 149.21
| DM1115539 | Cursa LED1x4300 J190 T830 R40 | non-dimmable, II, IP20, IK02, 40°, faceted reflector, tilting ±30°, rotatable 355°, white aluminium body | 180 | 180 | 125 | d170 | 60000/L80B10 | 3 | 4223 | 34 | 124 | 80+ | 3000 | 158.713
| DM1101086 | Cursa LED1x4850 E837 T830 R40 | non-dimmable, II, IP20, IK02, 40°, faceted reflector, tilting ±30°, rotatable 355°, white aluminium body | 180 | 180 | 125 | d170 | 60000/L80B10 | 3 | 4823 | 40.2 | 120 | 80+ | 3000 | 159.143
| DM1101087 | Cursa LED1x1950 E834 T840 R40 | non-dimmable, II, IP20, IK02, 40°, faceted reflector, tilting ±30°, rotatable 355°, white aluminium body | 180 | 180 | 125 | d170 | 60000/L80B10 | 3 | 1946 | 13.5 | 144 | 80+ | 4000 | 149.21
| DM1101088 | Cursa LED1x2600 E835 T840 R40 | non-dimmable, II, IP20, IK02, 40°, faceted reflector, tilting ±30°, rotatable 355°, white aluminium body | 180 | 180 | 125 | d170 | 60000/L80B10 | 3 | 2644 | 18.7 | 141 | 80+ | 4000 | 149.21
| DM1101089 | Cursa LED1x3400 E836 T840 R40 | non-dimmable, II, IP20, IK02, 40°, faceted reflector, tilting ±30°, rotatable 355°, white aluminium body | 180 | 180 | 125 | d170 | 60000/L80B10 | 3 | 3559 | 26.5 | 134 | 80+ | 4000 | 149.21
| DM1115540 | Cursa LED1x4300 J190 T840 R40 | non-dimmable, II, IP20, IK02, 40°, faceted reflector, tilting ±30°, rotatable 355°, white aluminium body | 180 | 180 | 125 | d170 | 60000/L80B10 | 3 | 4464 | 34 | 131 | 80+ | 4000 | 158.713
| DM1101090 | Cursa LED1x4850 E837 T840 R40 | non-dimmable, II, IP20, IK02, 40°, faceted reflector, tilting ±30°, rotatable 355°, white aluminium body | 180 | 180 | 125 | d170 | 60000/L80B10 | 3 | 5099 | 40.2 | 127 | 80+ | 4000 | 159.143
| DM1101091 | Cursa LED1x1950 E834 T930 R40 | non-dimmable, II, IP20, IK02, 40°, faceted reflector, tilting ±30°, rotatable 355°, white aluminium body | 180 | 180 | 125 | d170 | 50000/L80B10 | 3 | 1560 | 13.3 | 117 | 90+ | 3000 | 159.831
| DM1101092 | Cursa LED1x2600 E835 T930 R40 | non-dimmable, II, IP20, IK02, 40°, faceted reflector, tilting ±30°, rotatable 355°, white aluminium body | 180 | 180 | 125 | d170 | 50000/L80B10 | 3 | 2138 | 18.2 | 117 | 90+ | 3000 | 159.831
| DM1101093 | Cursa LED1x3400 E836 T930 R40 | non-dimmable, II, IP20, IK02, 40°, faceted reflector, tilting ±30°, rotatable 355°, white aluminium body | 180 | 180 | 125 | d170 | 50000/L80B10 | 3 | 2905 | 25.8 | 113 | 90+ | 3000 | 159.831
| DM1115541 | Cursa LED1x4300 J190 T930 R40 | non-dimmable, II, IP20, IK02, 40°, faceted reflector, tilting ±30°, rotatable 355°, white aluminium body | 180 | 180 | 125 | d170 | 50000/L80B10 | 3 | 3604 | 34 | 106 | 90+ | 3000 | 160.519
| DM1101094 | Cursa LED1x4850 E837 T930 R40 | non-dimmable, II, IP20, IK02, 40°, faceted reflector, tilting ±30°, rotatable 355°, white aluminium body | 180 | 180 | 125 | d170 | 50000/L80B10 | 3 | 4116 | 40.2 | 102 | 90+ | 3000 | 160.734
| DM1101095 | Cursa LED1x1950 E834 T940 R40 | non-dimmable, II, IP20, IK02, 40°, faceted reflector, tilting ±30°, rotatable 355°, white aluminium body | 180 | 180 | 125 | d170 | 50000/L80B10 | 3 | 1644 | 13.3 | 124 | 90+ | 4000 | 159.831
| DM1101096 | Cursa LED1x2600 E835 T940 R40 | non-dimmable, II, IP20, IK02, 40°, faceted reflector, tilting ±30°, rotatable 355°, white aluminium body | 180 | 180 | 125 | d170 | 50000/L80B10 | 3 | 2254 | 18.2 | 124 | 90+ | 4000 | 159.831
| DM1101097 | Cursa LED1x3400 E836 T940 R40 | non-dimmable, II, IP20, IK02, 40°, faceted reflector, tilting ±30°, rotatable 355°, white aluminium body | 180 | 180 | 125 | d170 | 50000/L80B10 | 3 | 3062 | 25.8 | 119 | 90+ | 4000 | 159.831
| DM1115542 | Cursa LED1x4300 J190 T940 R40 | non-dimmable, II, IP20, IK02, 40°, faceted reflector, tilting ±30°, rotatable 355°, white aluminium body | 180 | 180 | 125 | d170 | 50000/L80B10 | 3 | 3799 | 34 | 112 | 90+ | 4000 | 160.519
| DM1101098 | Cursa LED1x4850 E837 T940 R40 | non-dimmable, II, IP20, IK02, 40°, faceted reflector, tilting ±30°, rotatable 355°, white aluminium body | 180 | 180 | 125 | d170 | 50000/L80B10 | 3 | 4338 | 40.2 | 108 | 90+ | 4000 | 160.734
Available options:
|  | DALI | Driver with DALI interface and switch-control dimming | [11 empty] | 55
|  | WIE3-0.5m | 3-pole "Wieland - gesis classic" type or compatible connector with 0.5m cable | [11 empty] | 9.374
|  | WIE5D-0.5m | 5-pole DALI "Wieland - gesis classic" type or compatible connector with 0.5m cable | [11 empty] | 22.962
|  | Europlug-1.5m | 2-pole "Europlug" type plug with 2x1.0mm² 1.5m cable | [11 empty] | 14.104
|  | Europlug-3.0m | 2-pole "Europlug" type plug with 2x1.0mm² 3.0m cable | [11 empty] | 23.177
|  | R24 | Reflector with 24° light beam angle | [11 empty] | 10.922
|  | R40 | Reflector with 40° light beam angle (standard)
|  | RAL (MOQ: 1-9pcs) | RAL colour | [11 empty] | 83.549
|  | RAL (MOQ: 10pcs) | RAL colour | [11 empty] | 31.39
*note - price for uncommon RAL colour could be different from indicated. Ask before placing an order
|  | T830 | Colour temperature 3000K, CRI 80+
|  | T840 | Colour temperature 4000K, CRI 80+
|  | T930 | Colour temperature 3000K, CRI 90+
|  | T940 | Colour temperature 4000K, CRI 90+
|  | T825 BREAD | Special spectrum for bread 2500K, CRI 80+ | [11 empty] | 8.213
|  | T820 MEAT | Special spectrum for meat 2000K "pink", CRI 80+ | [11 empty] | 8.213
|  | T831 MEAT&WHITE | Special spectrum for meat products with increased white colour contrast 3100K "pink", CRI 80+ | [11 empty] | 8.213
|  | T930 VEGETABLES | Special spectrum for colourful products. Fruits, fashion 3000K, CRI 90+ | [11 empty] | 6.407
|  | T932 FASHION | Special spectrum for fashion 3200K, CRI 90+ | [11 empty] | 6.407
|  | T931 FASHION&WHITE | Special spectrum for fashion with dominant white colour 3100K, CRI 90+ | [11 empty] | 6.407
|  | T927 NATURAL | Colour temperature 2700K, CRI 95+ NATURAL | [11 empty] | 22.532
|  | T930 NATURAL | Colour temperature 3000K, CRI 95+ NATURAL | [11 empty] | 22.532
|  | T940 NATURAL | Colour temperature 4000K, CRI 95+ NATURAL | [11 empty] | 22.532
| DM1101348 | Heka LED1x1950 E838 T830 R40 | non-dimmable, II, IP20, IK02, 40°, faceted reflector with narrow trim, white aluminium body | 139 | 139 | 117 | d130 | 60000/L80B10 | 3 | 1841 | 13.5 | 136 | 80+ | 3000 | 136.052
| DM1101349 | Heka LED1x2600 E839 T830 R40 | non-dimmable, II, IP20, IK02, 40°, faceted reflector with narrow trim, white aluminium body | 139 | 139 | 117 | d130 | 60000/L80B10 | 3 | 2501 | 18.7 | 134 | 80+ | 3000 | 136.052
| DM1101350 | Heka LED1x3400 E840 T830 R40 | non-dimmable, II, IP20, IK02, 40°, faceted reflector with narrow trim, white aluminium body | 139 | 139 | 117 | d130 | 60000/L80B10 | 3 | 3367 | 26.5 | 127 | 80+ | 3000 | 136.052
| DM1115547 | Heka LED1x4300 J194 T830 R40 | non-dimmable, II, IP20, IK02, 40°, faceted reflector with narrow trim, white aluminium body | 139 | 139 | 117 | d130 | 60000/L80B10 | 3 | 4223 | 35.1 | 120 | 80+ | 3000 | 141.47
| DM1101351 | Heka LED1x4850 E841 T830 R40 | non-dimmable, II, IP20, IK02, 40°, faceted reflector with narrow trim, white aluminium body | 139 | 139 | 117 | d130 | 60000/L80B10 | 3 | 4823 | 40.2 | 120 | 80+ | 3000 | 152.134
| DM1101352 | Heka LED1x1950 E838 T840 R40 | non-dimmable, II, IP20, IK02, 40°, faceted reflector with narrow trim, white aluminium body | 139 | 139 | 117 | d130 | 60000/L80B10 | 3 | 1946 | 13.5 | 144 | 80+ | 4000 | 136.052
| DM1101353 | Heka LED1x2600 E839 T840 R40 | non-dimmable, II, IP20, IK02, 40°, faceted reflector with narrow trim, white aluminium body | 139 | 139 | 117 | d130 | 60000/L80B10 | 3 | 2644 | 18.7 | 141 | 80+ | 4000 | 136.052
| DM1101354 | Heka LED1x3400 E840 T840 R40 | non-dimmable, II, IP20, IK02, 40°, faceted reflector with narrow trim, white aluminium body | 139 | 139 | 117 | d130 | 60000/L80B10 | 3 | 3559 | 26.5 | 134 | 80+ | 4000 | 136.052
| DM1115548 | Heka LED1x4300 J194 T840 R40 | non-dimmable, II, IP20, IK02, 40°, faceted reflector with narrow trim, white aluminium body | 139 | 139 | 117 | d130 | 60000/L80B10 | 3 | 4464 | 35.1 | 127 | 80+ | 4000 | 141.47
| DM1101355 | Heka LED1x4850 E841 T840 R40 | non-dimmable, II, IP20, IK02, 40°, faceted reflector with narrow trim, white aluminium body | 139 | 139 | 117 | d130 | 60000/L80B10 | 3 | 5099 | 40.2 | 127 | 80+ | 4000 | 152.134
| DM1101356 | Heka LED1x1950 E838 T930 R40 | non-dimmable, II, IP20, IK02, 40°, faceted reflector with narrow trim, white aluminium body | 139 | 139 | 117 | d130 | 50000/L80B10 | 3 | 1560 | 13.3 | 117 | 90+ | 3000 | 146.931
| DM1101357 | Heka LED1x2600 E839 T930 R40 | non-dimmable, II, IP20, IK02, 40°, faceted reflector with narrow trim, white aluminium body | 139 | 139 | 117 | d130 | 50000/L80B10 | 3 | 2138 | 18.2 | 117 | 90+ | 3000 | 146.931
| DM1101358 | Heka LED1x3400 E840 T930 R40 | non-dimmable, II, IP20, IK02, 40°, faceted reflector with narrow trim, white aluminium body | 139 | 139 | 117 | d130 | 50000/L80B10 | 3 | 2905 | 25.8 | 113 | 90+ | 3000 | 146.931
| DM1115549 | Heka LED1x4300 J194 T930 R40 | non-dimmable, II, IP20, IK02, 40°, faceted reflector with narrow trim, white aluminium body | 139 | 139 | 117 | d130 | 50000/L80B10 | 3 | 3604 | 35.1 | 103 | 90+ | 3000 | 146.931
| DM1101359 | Heka LED1x4850 E841 T930 R40 | non-dimmable, II, IP20, IK02, 40°, faceted reflector with narrow trim, white aluminium body | 139 | 139 | 117 | d130 | 50000/L80B10 | 3 | 4116 | 40.2 | 102 | 90+ | 3000 | 152.134
| DM1101360 | Heka LED1x1950 E838 T940 R40 | non-dimmable, II, IP20, IK02, 40°, faceted reflector with narrow trim, white aluminium body | 139 | 139 | 117 | d130 | 50000/L80B10 | 3 | 1644 | 13.3 | 124 | 90+ | 4000 | 146.931
| DM1101361 | Heka LED1x2600 E839 T940 R40 | non-dimmable, II, IP20, IK02, 40°, faceted reflector with narrow trim, white aluminium body | 139 | 139 | 117 | d130 | 50000/L80B10 | 3 | 2254 | 18.2 | 124 | 90+ | 4000 | 146.931
| DM1101362 | Heka LED1x3400 E840 T940 R40 | non-dimmable, II, IP20, IK02, 40°, faceted reflector with narrow trim, white aluminium body | 139 | 139 | 117 | d130 | 50000/L80B10 | 3 | 3062 | 25.8 | 119 | 90+ | 4000 | 146.931
| DM1115550 | Heka LED1x4300 J194 T940 R40 | non-dimmable, II, IP20, IK02, 40°, faceted reflector with narrow trim, white aluminium body | 139 | 139 | 117 | d130 | 50000/L80B10 | 3 | 3799 | 35.1 | 108 | 90+ | 4000 | 146.931
| DM1101363 | Heka LED1x4850 E841 T940 R40 | non-dimmable, II, IP20, IK02, 40°, faceted reflector with narrow trim, white aluminium body | 139 | 139 | 117 | d130 | 50000/L80B10 | 3 | 4338 | 40.2 | 108 | 90+ | 4000 | 152.134
Available options:
|  | DALI | Driver with DALI interface and switch-control dimming | [11 empty] | 55
|  | EM3B | Emergency version 3 hours (best available technology) | [11 empty] | 214.312
|  | WIE3-0.5m | 3-pole "Wieland - gesis classic" type or compatible connector with 0.5m cable | [11 empty] | 9.374
|  | WIE5D-0.5m | 5-pole DALI "Wieland - gesis classic" type or compatible connector with 0.5m cable | [11 empty] | 22.962
|  | Europlug-1.5m | 2-pole "Europlug" type plug with 2x1.0mm² 1.5m cable | [11 empty] | 14.104
|  | Europlug-3.0m | 2-pole "Europlug" type plug with 2x1.0mm² 3.0m cable | [11 empty] | 23.177
|  | R24 | Reflector with 24° light beam angle | [11 empty] | 10.922
|  | R40 | Reflector with 40° light beam angle (standard)
|  | RAL (MOQ: 1-9pcs) | RAL colour | [11 empty] | 83.549
|  | RAL (MOQ: 10pcs) | RAL colour | [11 empty] | 31.39
*note - price for uncommon RAL colour could be different from indicated. Ask before placing an order
|  | T830 | Colour temperature 3000K, CRI 80+
|  | T840 | Colour temperature 4000K, CRI 80+
|  | T930 | Colour temperature 3000K, CRI 90+
|  | T940 | Colour temperature 4000K, CRI 90+
|  | T825 BREAD | Special spectrum for bread 2500K, CRI 80+ | [11 empty] | 8.213
|  | T820 MEAT | Special spectrum for meat 2000K "pink", CRI 80+ | [11 empty] | 8.213
|  | T831 MEAT&WHITE | Special spectrum for meat products with increased white colour contrast 3100K "pink", CRI 80+ | [11 empty] | 8.213
|  | T930 VEGETABLES | Special spectrum for colourful products. Fruits, fashion 3000K, CRI 90+ | [11 empty] | 6.407
|  | T932 FASHION | Special spectrum for fashion 3200K, CRI 90+ | [11 empty] | 6.407
|  | T931 FASHION&WHITE | Special spectrum for fashion with dominant white colour 3100K, CRI 90+ | [11 empty] | 6.407
|  | T927 NATURAL | Colour temperature 2700K, CRI 95+ NATURAL | [11 empty] | 22.532
|  | T930 NATURAL | Colour temperature 3000K, CRI 95+ NATURAL | [11 empty] | 22.532
|  | T940 NATURAL | Colour temperature 4000K, CRI 95+ NATURAL | [11 empty] | 22.532
| DM1107533 | Capheus B LED1x1900 G603 T830 R40 | non-dimmable, II, IP20, IK02, 40°, faceted reflector, tilting 90°, rotatable 355°, white aluminium body with adaptor | 170 | 82 | 164 |  | 60000/L80B10 | 3 | 1799 | 13.5 | 133 | 80+ | 3000 | 130.333
| DM1107534 | Capheus B LED1x2500 G604 T830 R40 | non-dimmable, II, IP20, IK02, 40°, faceted reflector, tilting 90°, rotatable 355°, white aluminium body with adaptor | 170 | 82 | 164 |  | 60000/L80B10 | 3 | 2444 | 18.7 | 131 | 80+ | 3000 | 130.333
| DM1107535 | Capheus B LED1x3350 G605 T830 R40 | non-dimmable, II, IP20, IK02, 40°, faceted reflector, tilting 90°, rotatable 355°, white aluminium body with adaptor | 170 | 82 | 164 |  | 60000/L80B10 | 3 | 3290 | 26.5 | 124 | 80+ | 3000 | 130.333
| DM1107536 | Capheus B LED1x4250 G606 T830 R40 | non-dimmable, II, IP20, IK02, 40°, faceted reflector, tilting 90°, rotatable 355°, white aluminium body with adaptor | 234 | 99 | 180 |  | 60000/L80B10 | 3 | 4127 | 34 | 121 | 80+ | 3000 | 140.352
| DM1108826 | Capheus B LED1x4750 G667 T830 R40 | non-dimmable, II, IP20, IK02, 40°, faceted reflector, tilting 90°, rotatable 355°, white aluminium body with adaptor | 234 | 99 | 180 |  | 60000/L80B10 | 3 | 4714 | 39.8 | 118 | 80+ | 3000 | 140.352
| DM1107537 | Capheus B LED1x1900 G603 T840 R40 | non-dimmable, II, IP20, IK02, 40°, faceted reflector, tilting 90°, rotatable 355°, white aluminium body with adaptor | 170 | 82 | 164 |  | 60000/L80B10 | 3 | 1901 | 13.5 | 141 | 80+ | 4000 | 130.333
| DM1107538 | Capheus B LED1x2500 G604 T840 R40 | non-dimmable, II, IP20, IK02, 40°, faceted reflector, tilting 90°, rotatable 355°, white aluminium body with adaptor | 170 | 82 | 164 |  | 60000/L80B10 | 3 | 2583 | 18.7 | 138 | 80+ | 4000 | 130.333
| DM1107539 | Capheus B LED1x3350 G605 T840 R40 | non-dimmable, II, IP20, IK02, 40°, faceted reflector, tilting 90°, rotatable 355°, white aluminium body with adaptor | 170 | 82 | 164 |  | 60000/L80B10 | 3 | 3478 | 26.5 | 131 | 80+ | 4000 | 130.333
| DM1107540 | Capheus B LED1x4250 G606 T840 R40 | non-dimmable, II, IP20, IK02, 40°, faceted reflector, tilting 90°, rotatable 355°, white aluminium body with adaptor | 234 | 99 | 180 |  | 60000/L80B10 | 3 | 4363 | 34 | 128 | 80+ | 4000 | 140.352
| DM1108827 | Capheus B LED1x4750 G667 T840 R40 | non-dimmable, II, IP20, IK02, 40°, faceted reflector, tilting 90°, rotatable 355°, white aluminium body with adaptor | 234 | 99 | 180 |  | 60000/L80B10 | 3 | 4983 | 39.8 | 125 | 80+ | 4000 | 140.352
| DM1107541 | Capheus B LED1x1900 G603 T930 R40 | non-dimmable, II, IP20, IK02, 40°, faceted reflector, tilting 90°, rotatable 355°, white aluminium body with adaptor | 170 | 82 | 164 |  | 50000/L80B10 | 3 | 1525 | 13.3 | 115 | 90+ | 3000 | 133.945
| DM1107542 | Capheus B LED1x2500 G604 T930 R40 | non-dimmable, II, IP20, IK02, 40°, faceted reflector, tilting 90°, rotatable 355°, white aluminium body with adaptor | 170 | 82 | 164 |  | 50000/L80B10 | 3 | 2090 | 18.2 | 115 | 90+ | 3000 | 133.945
| DM1107543 | Capheus B LED1x3350 G605 T930 R40 | non-dimmable, II, IP20, IK02, 40°, faceted reflector, tilting 90°, rotatable 355°, white aluminium body with adaptor | 170 | 82 | 164 |  | 50000/L80B10 | 3 | 2839 | 25.8 | 110 | 90+ | 3000 | 133.945
| DM1107544 | Capheus B LED1x4250 G606 T930 R40 | non-dimmable, II, IP20, IK02, 40°, faceted reflector, tilting 90°, rotatable 355°, white aluminium body with adaptor | 234 | 99 | 180 |  | 50000/L80B10 | 3 | 3522 | 34 | 104 | 90+ | 3000 | 140.352
| DM1108828 | Capheus B LED1x4750 G667 T930 R40 | non-dimmable, II, IP20, IK02, 40°, faceted reflector, tilting 90°, rotatable 355°, white aluminium body with adaptor | 234 | 99 | 180 |  | 50000/L80B10 | 3 | 4022 | 39.8 | 101 | 90+ | 3000 | 140.352
| DM1107545 | Capheus B LED1x1900 G603 T940 R40 | non-dimmable, II, IP20, IK02, 40°, faceted reflector, tilting 90°, rotatable 355°, white aluminium body with adaptor | 170 | 82 | 164 |  | 50000/L80B10 | 3 | 1606 | 13.3 | 121 | 90+ | 4000 | 133.945
| DM1107546 | Capheus B LED1x2500 G604 T940 R40 | non-dimmable, II, IP20, IK02, 40°, faceted reflector, tilting 90°, rotatable 355°, white aluminium body with adaptor | 170 | 82 | 164 |  | 50000/L80B10 | 3 | 2202 | 18.2 | 121 | 90+ | 4000 | 133.945
| DM1107547 | Capheus B LED1x3350 G605 T940 R40 | non-dimmable, II, IP20, IK02, 40°, faceted reflector, tilting 90°, rotatable 355°, white aluminium body with adaptor | 170 | 82 | 164 |  | 50000/L80B10 | 3 | 2993 | 25.8 | 116 | 90+ | 4000 | 133.945
| DM1107548 | Capheus B LED1x4250 G606 T940 R40 | non-dimmable, II, IP20, IK02, 40°, faceted reflector, tilting 90°, rotatable 355°, white aluminium body with adaptor | 234 | 99 | 180 |  | 50000/L80B10 | 3 | 3713 | 34 | 109 | 90+ | 4000 | 140.352
| DM1108829 | Capheus B LED1x4750 G667 T940 R40 | non-dimmable, II, IP20, IK02, 40°, faceted reflector, tilting 90°, rotatable 355°, white aluminium body with adaptor | 234 | 99 | 180 |  | 50000/L80B10 | 3 | 4240 | 39.8 | 107 | 90+ | 4000 | 140.352
| DM1107557 | Capheus B LED1x1900 G603 T830 R40 RAL9017 | non-dimmable, II, IP20, IK02, 40°, faceted reflector, tilting 90°, rotatable 355°, black aluminium body with adaptor | 170 | 82 | 164 |  | 60000/L80B10 | 3 | 1799 | 13.5 | 133 | 80+ | 3000 | 130.333
| DM1107558 | Capheus B LED1x2500 G604 T830 R40 RAL9017 | non-dimmable, II, IP20, IK02, 40°, faceted reflector, tilting 90°, rotatable 355°, black aluminium body with adaptor | 170 | 82 | 164 |  | 60000/L80B10 | 3 | 2444 | 18.7 | 131 | 80+ | 3000 | 130.333
| DM1107559 | Capheus B LED1x3350 G605 T830 R40 RAL9017 | non-dimmable, II, IP20, IK02, 40°, faceted reflector, tilting 90°, rotatable 355°, black aluminium body with adaptor | 170 | 82 | 164 |  | 60000/L80B10 | 3 | 3290 | 26.5 | 124 | 80+ | 3000 | 130.333
| DM1107560 | Capheus B LED1x4250 G606 T830 R40 RAL9017 | non-dimmable, II, IP20, IK02, 40°, faceted reflector, tilting 90°, rotatable 355°, black aluminium body with adaptor | 234 | 99 | 180 |  | 60000/L80B10 | 3 | 4127 | 34 | 121 | 80+ | 3000 | 140.352
| DM1108832 | Capheus B LED1x4750 G667 T830 R40 RAL9017 | non-dimmable, II, IP20, IK02, 40°, faceted reflector, tilting 90°, rotatable 355°, black aluminium body with adaptor | 234 | 99 | 180 |  | 60000/L80B10 | 3 | 4714 | 39.8 | 118 | 80+ | 3000 | 140.352
| DM1107561 | Capheus B LED1x1900 G603 T840 R40 RAL9017 | non-dimmable, II, IP20, IK02, 40°, faceted reflector, tilting 90°, rotatable 355°, black aluminium body with adaptor | 170 | 82 | 164 |  | 60000/L80B10 | 3 | 1901 | 13.5 | 141 | 80+ | 4000 | 130.333
| DM1107562 | Capheus B LED1x2500 G604 T840 R40 RAL9017 | non-dimmable, II, IP20, IK02, 40°, faceted reflector, tilting 90°, rotatable 355°, black aluminium body with adaptor | 170 | 82 | 164 |  | 60000/L80B10 | 3 | 2583 | 18.7 | 138 | 80+ | 4000 | 130.333
| DM1107563 | Capheus B LED1x3350 G605 T840 R40 RAL9017 | non-dimmable, II, IP20, IK02, 40°, faceted reflector, tilting 90°, rotatable 355°, black aluminium body with adaptor | 170 | 82 | 164 |  | 60000/L80B10 | 3 | 3478 | 26.5 | 131 | 80+ | 4000 | 130.333
| DM1107564 | Capheus B LED1x4250 G606 T840 R40 RAL9017 | non-dimmable, II, IP20, IK02, 40°, faceted reflector, tilting 90°, rotatable 355°, black aluminium body with adaptor | 234 | 99 | 180 |  | 60000/L80B10 | 3 | 4363 | 34 | 128 | 80+ | 4000 | 140.352
| DM1108833 | Capheus B LED1x4750 G667 T840 R40 RAL9017 | non-dimmable, II, IP20, IK02, 40°, faceted reflector, tilting 90°, rotatable 355°, black aluminium body with adaptor | 234 | 99 | 180 |  | 60000/L80B10 | 3 | 4983 | 39.8 | 125 | 80+ | 4000 | 140.352
| DM1107565 | Capheus B LED1x1900 G603 T930 R40 RAL9017 | non-dimmable, II, IP20, IK02, 40°, faceted reflector, tilting 90°, rotatable 355°, black aluminium body with adaptor | 170 | 82 | 164 |  | 50000/L80B10 | 3 | 1525 | 13.3 | 115 | 90+ | 3000 | 133.945
| DM1107566 | Capheus B LED1x2500 G604 T930 R40 RAL9017 | non-dimmable, II, IP20, IK02, 40°, faceted reflector, tilting 90°, rotatable 355°, black aluminium body with adaptor | 170 | 82 | 164 |  | 50000/L80B10 | 3 | 2090 | 18.2 | 115 | 90+ | 3000 | 133.945
| DM1107567 | Capheus B LED1x3350 G605 T930 R40 RAL9017 | non-dimmable, II, IP20, IK02, 40°, faceted reflector, tilting 90°, rotatable 355°, black aluminium body with adaptor | 170 | 82 | 164 |  | 50000/L80B10 | 3 | 2839 | 25.8 | 110 | 90+ | 3000 | 133.945
| DM1107568 | Capheus B LED1x4250 G606 T930 R40 RAL9017 | non-dimmable, II, IP20, IK02, 40°, faceted reflector, tilting 90°, rotatable 355°, black aluminium body with adaptor | 234 | 99 | 180 |  | 50000/L80B10 | 3 | 3522 | 34 | 104 | 90+ | 3000 | 140.352
| DM1108834 | Capheus B LED1x4750 G667 T930 R40 RAL9017 | non-dimmable, II, IP20, IK02, 40°, faceted reflector, tilting 90°, rotatable 355°, black aluminium body with adaptor | 234 | 99 | 180 |  | 50000/L80B10 | 3 | 4022 | 39.8 | 101 | 90+ | 3000 | 140.352
| DM1107569 | Capheus B LED1x1900 G603 T940 R40 RAL9017 | non-dimmable, II, IP20, IK02, 40°, faceted reflector, tilting 90°, rotatable 355°, black aluminium body with adaptor | 170 | 82 | 164 |  | 50000/L80B10 | 3 | 1606 | 13.3 | 121 | 90+ | 4000 | 133.945
| DM1107570 | Capheus B LED1x2500 G604 T940 R40 RAL9017 | non-dimmable, II, IP20, IK02, 40°, faceted reflector, tilting 90°, rotatable 355°, black aluminium body with adaptor | 170 | 82 | 164 |  | 50000/L80B10 | 3 | 2202 | 18.2 | 121 | 90+ | 4000 | 133.945
| DM1107571 | Capheus B LED1x3350 G605 T940 R40 RAL9017 | non-dimmable, II, IP20, IK02, 40°, faceted reflector, tilting 90°, rotatable 355°, black aluminium body with adaptor | 170 | 82 | 164 |  | 50000/L80B10 | 3 | 2993 | 25.8 | 116 | 90+ | 4000 | 133.945
| DM1107572 | Capheus B LED1x4250 G606 T940 R40 RAL9017 | non-dimmable, II, IP20, IK02, 40°, faceted reflector, tilting 90°, rotatable 355°, black aluminium body with adaptor | 234 | 99 | 180 |  | 50000/L80B10 | 3 | 3713 | 34 | 109 | 90+ | 4000 | 140.352
| DM1108835 | Capheus B LED1x4750 G667 T940 R40 RAL9017 | non-dimmable, II, IP20, IK02, 40°, faceted reflector, tilting 90°, rotatable 355°, black aluminium body with adaptor | 234 | 99 | 180 |  | 50000/L80B10 | 3 | 4240 | 39.8 | 107 | 90+ | 4000 | 140.352
Available options:
|  | DALI | Driver with DALI interface and switch-control dimming | [11 empty] | 55
*note - DALI option available with length 260mm
*note - for this model DALI option is not compatible with switch-control dimming functionality.
|  | R24 | Reflector with 24° light beam angle | [11 empty] | 8.428
|  | R40 | Reflector with 40° light beam angle (standard)
|  | R60 | Reflector with 55° light beam angle | [11 empty] | 10.75
|  | T830 | Colour temperature 3000K, CRI 80+
|  | T840 | Colour temperature 4000K, CRI 80+
|  | T930 | Colour temperature 3000K, CRI 90+
|  | T940 | Colour temperature 4000K, CRI 90+
|  | T825 BREAD | Special spectrum for bread 2500K, CRI 80+ | [11 empty] | 8.213
|  | T820 MEAT | Special spectrum for meat 2000K "pink", CRI 80+ | [11 empty] | 8.213
|  | T831 MEAT&WHITE | Special spectrum for meat products with increased white colour contrast 3100K "pink", CRI 80+ | [11 empty] | 8.213
|  | T930 VEGETABLES | Special spectrum for colourful products. Fruits, fashion 3000K, CRI 90+ | [11 empty] | 6.407
|  | T932 FASHION | Special spectrum for fashion 3200K, CRI 90+ | [11 empty] | 6.407
|  | T931 FASHION&WHITE | Special spectrum for fashion with dominant white colour 3100K, CRI 90+ | [11 empty] | 6.407
|  | T927 NATURAL | Colour temperature 2700K, CRI 95+ NATURAL | [11 empty] | 22.532
|  | T930 NATURAL | Colour temperature 3000K, CRI 95+ NATURAL | [11 empty] | 22.532
|  | T940 NATURAL | Colour temperature 4000K, CRI 95+ NATURAL | [11 empty] | 22.532
| DM1116723 | Santa LED1x1900 J670 T830 R36 | non-dimmable, II, IP20, IK02, 36°, faceted reflector, tilting 90°, rotatable 355°, white aluminium body with adaptor | 290 | 83 | 145 |  | 60000/L80B10 | 3 | 1799 | 13.5 | 133 | 80+ | 3000 | 154.198
| DM1116724 | Santa LED1x2500 J671 T830 R36 | non-dimmable, II, IP20, IK02, 36°, faceted reflector, tilting 90°, rotatable 355°, white aluminium body with adaptor | 290 | 83 | 145 |  | 60000/L80B10 | 3 | 2444 | 18.7 | 131 | 80+ | 3000 | 154.198
| DM1116725 | Santa LED1x3350 J672 T830 R36 | non-dimmable, II, IP20, IK02, 36°, faceted reflector, tilting 90°, rotatable 355°, white aluminium body with adaptor | 290 | 83 | 145 |  | 60000/L80B10 | 3 | 3290 | 26.5 | 124 | 80+ | 3000 | 154.198
| DM1116726 | Santa LED1x1900 J670 T840 R36 | non-dimmable, II, IP20, IK02, 36°, faceted reflector, tilting 90°, rotatable 355°, white aluminium body with adaptor | 290 | 83 | 145 |  | 60000/L80B10 | 3 | 1901 | 13.5 | 141 | 80+ | 4000 | 154.198
| DM1116727 | Santa LED1x2500 J671 T840 R36 | non-dimmable, II, IP20, IK02, 36°, faceted reflector, tilting 90°, rotatable 355°, white aluminium body with adaptor | 290 | 83 | 145 |  | 60000/L80B10 | 3 | 2583 | 18.7 | 138 | 80+ | 4000 | 154.198
| DM1116728 | Santa LED1x3350 J672 T840 R36 | non-dimmable, II, IP20, IK02, 36°, faceted reflector, tilting 90°, rotatable 355°, white aluminium body with adaptor | 290 | 83 | 145 |  | 60000/L80B10 | 3 | 3478 | 26.5 | 131 | 80+ | 4000 | 154.198
| DM1116729 | Santa LED1x1900 J670 T930 R36 | non-dimmable, II, IP20, IK02, 36°, faceted reflector, tilting 90°, rotatable 355°, white aluminium body with adaptor | 290 | 83 | 145 |  | 50000/L80B10 | 3 | 1525 | 13.3 | 115 | 90+ | 3000 | 160.992
| DM1116730 | Santa LED1x2500 J671 T930 R36 | non-dimmable, II, IP20, IK02, 36°, faceted reflector, tilting 90°, rotatable 355°, white aluminium body with adaptor | 290 | 83 | 145 |  | 50000/L80B10 | 3 | 2090 | 18.2 | 115 | 90+ | 3000 | 160.992
| DM1116731 | Santa LED1x3350 J672 T930 R36 | non-dimmable, II, IP20, IK02, 36°, faceted reflector, tilting 90°, rotatable 355°, white aluminium body with adaptor | 290 | 83 | 145 |  | 50000/L80B10 | 3 | 2839 | 25.8 | 110 | 90+ | 3000 | 160.992
| DM1116732 | Santa LED1x1900 J670 T940 R36 | non-dimmable, II, IP20, IK02, 36°, faceted reflector, tilting 90°, rotatable 355°, white aluminium body with adaptor | 290 | 83 | 145 |  | 50000/L80B10 | 3 | 1606 | 13.3 | 121 | 90+ | 4000 | 160.992
| DM1116733 | Santa LED1x2500 J671 T940 R36 | non-dimmable, II, IP20, IK02, 36°, faceted reflector, tilting 90°, rotatable 355°, white aluminium body with adaptor | 290 | 83 | 145 |  | 50000/L80B10 | 3 | 2202 | 18.2 | 121 | 90+ | 4000 | 160.992
| DM1116734 | Santa LED1x3350 J672 T940 R36 | non-dimmable, II, IP20, IK02, 36°, faceted reflector, tilting 90°, rotatable 355°, white aluminium body with adaptor | 290 | 83 | 145 |  | 50000/L80B10 | 3 | 2993 | 25.8 | 116 | 90+ | 4000 | 160.992
Available options:
|  | DALI | Driver with DALI interface and switch-control dimming | [11 empty] | 55
*note - DALI option available with length 260mm
*note - for this model DALI option is not compatible with switch-control dimming functionality.
|  | R24 | Reflector with 24° light beam angle | [11 empty] | 8.428
|  | R40 | Reflector with 40° light beam angle (standard)
|  | R60 | Reflector with 55° light beam angle | [11 empty] | 10.75
|  | T830 | Colour temperature 3000K, CRI 80+
|  | T840 | Colour temperature 4000K, CRI 80+
|  | T930 | Colour temperature 3000K, CRI 90+
|  | T940 | Colour temperature 4000K, CRI 90+
|  | T825 BREAD | Special spectrum for bread 2500K, CRI 80+ | [11 empty] | 8.213
|  | T820 MEAT | Special spectrum for meat 2000K "pink", CRI 80+ | [11 empty] | 8.213
|  | T831 MEAT&WHITE | Special spectrum for meat products with increased white colour contrast 3100K "pink", CRI 80+ | [11 empty] | 8.213
|  | T930 VEGETABLES | Special spectrum for colourful products. Fruits, fashion 3000K, CRI 90+ | [11 empty] | 6.407
|  | T932 FASHION | Special spectrum for fashion 3200K, CRI 90+ | [11 empty] | 6.407
|  | T931 FASHION&WHITE | Special spectrum for fashion with dominant white colour 3100K, CRI 90+ | [11 empty] | 6.407
|  | T927 NATURAL | Colour temperature 2700K, CRI 95+ NATURAL | [11 empty] | 22.532
|  | T930 NATURAL | Colour temperature 3000K, CRI 95+ NATURAL | [11 empty] | 22.532
|  | T940 NATURAL | Colour temperature 4000K, CRI 95+ NATURAL | [11 empty] | 22.532
| DM1115778 | Santa E LED1x1750 J652 T840 R40 | non-dimmable, I, IP20, IK02, faceted aluminum reflector, white aluminium body | 185 | 80 | 185 |  | 50000/L80B10 | 5 | 1750 | 17.7 | 99 | 80 | 4000 | 82.646
| DM1115779 | Santa E LED1x2500 J653 T840 R40 | non-dimmable, I, IP20, IK02, faceted aluminum reflector, white aluminium body | 210 | 90 | 195 |  | 50000/L80B10 | 5 | 2913 | 28.5 | 102 | 80 | 4000 | 102.211
| DM1115783 | Santa E LED1x1750 J652 T840 R40 BLACK | non-dimmable, I, IP20, IK02, faceted aluminum reflector, black aluminium body | 185 | 80 | 185 |  | 50000/L80B10 | 5 | 1750 | 17.7 | 99 | 80 | 4000 | 86.516
| DM1115781 | Santa E LED1x2500 J653 T840 R40 BLACK | non-dimmable, I, IP20, IK02, faceted aluminum reflector, black aluminium body | 210 | 90 | 195 |  | 50000/L80B10 | 5 | 2913 | 28.5 | 102 | 80 | 4000 | 107.887
| DM1115786 | Zoom A LED1x1950 J440 T830 R20-60 | non-dimmable, II, IP20, IK02, adjustable faceted reflector, 20-60°, white aluminium body | 235 | 83 | 190 |  | 60000/L80B10 | 3 | 1841 | 13.5 | 136 | 80+ | 3000 | 214.785
| DM1115787 | Zoom A LED1x2600 J441 T830 R20-60 | non-dimmable, II, IP20, IK02, adjustable faceted reflector, 20-60°, white aluminium body | 235 | 83 | 190 |  | 60000/L80B10 | 3 | 2501 | 18.7 | 134 | 80+ | 3000 | 214.785
| DM1115788 | Zoom A LED1x3400 J442 T830 R20-60 | non-dimmable, II, IP20, IK02, adjustable faceted reflector, 20-60°, white aluminium body | 235 | 83 | 190 |  | 60000/L80B10 | 3 | 3367 | 26.5 | 127 | 80+ | 3000 | 214.785
| DM1115789 | Zoom A LED1x4300 J443 T830 R20-60 | non-dimmable, II, IP20, IK02, adjustable faceted reflector, 20-60°, white aluminium body | 235 | 83 | 190 |  | 60000/L80B10 | 3 | 4223 | 34 | 124 | 80+ | 3000 | 220.246
| DM1115790 | Zoom A LED1x1950 J440 T840 R20-60 | non-dimmable, II, IP20, IK02, adjustable faceted reflector, 20-60°, white aluminium body | 235 | 83 | 190 |  | 60000/L80B10 | 3 | 1946 | 13.5 | 144 | 80+ | 4000 | 214.785
| DM1115791 | Zoom A LED1x2600 J441 T840 R20-60 | non-dimmable, II, IP20, IK02, adjustable faceted reflector, 20-60°, white aluminium body | 235 | 83 | 190 |  | 60000/L80B10 | 3 | 2644 | 18.7 | 141 | 80+ | 4000 | 214.785
| DM1115792 | Zoom A LED1x3400 J442 T840 R20-60 | non-dimmable, II, IP20, IK02, adjustable faceted reflector, 20-60°, white aluminium body | 235 | 83 | 190 |  | 60000/L80B10 | 3 | 3559 | 26.5 | 134 | 80+ | 4000 | 214.785
| DM1115793 | Zoom A LED1x4300 J443 T840 R20-60 | non-dimmable, II, IP20, IK02, adjustable faceted reflector, 20-60°, white aluminium body | 235 | 83 | 190 |  | 60000/L80B10 | 3 | 4464 | 34 | 131 | 80+ | 4000 | 220.246
| DM1115794 | Zoom A LED1x1950 J440 T930 R20-60 | non-dimmable, II, IP20, IK02, adjustable faceted reflector, 20-60°, white aluminium body | 235 | 83 | 190 |  | 50000/L80B10 | 3 | 1560 | 13.3 | 117 | 90+ | 3000 | 221.837
| DM1115795 | Zoom A LED1x2600 J441 T930 R20-60 | non-dimmable, II, IP20, IK02, adjustable faceted reflector, 20-60°, white aluminium body | 235 | 83 | 190 |  | 50000/L80B10 | 3 | 2138 | 18.2 | 117 | 90+ | 3000 | 221.837
| DM1115796 | Zoom A LED1x3400 J442 T930 R20-60 | non-dimmable, II, IP20, IK02, adjustable faceted reflector, 20-60°, white aluminium body | 235 | 83 | 190 |  | 50000/L80B10 | 3 | 2905 | 25.8 | 113 | 90+ | 3000 | 221.837
| DM1116522 | Zoom A LED1x4300 J443 T930 R20-60 | non-dimmable, II, IP20, IK02, adjustable faceted reflector, 20-60°, white aluminium body | 235 | 83 | 190 |  | 50000/L80B10 | 3 | 3604 | 34 | 106 | 90+ | 3000 | 227.255
| DM1116523 | Zoom A LED1x1950 J440 T940 R20-60 | non-dimmable, II, IP20, IK02, adjustable faceted reflector, 20-60°, white aluminium body | 235 | 83 | 190 |  | 50000/L80B10 | 3 | 1644 | 13.3 | 124 | 90+ | 4000 | 221.837
| DM1116524 | Zoom A LED1x2600 J441 T940 R20-60 | non-dimmable, II, IP20, IK02, adjustable faceted reflector, 20-60°, white aluminium body | 235 | 83 | 190 |  | 50000/L80B10 | 3 | 2254 | 18.2 | 124 | 90+ | 4000 | 221.837
| DM1116525 | Zoom A LED1x3400 J442 T940 R20-60 | non-dimmable, II, IP20, IK02, adjustable faceted reflector, 20-60°, white aluminium body | 235 | 83 | 190 |  | 50000/L80B10 | 3 | 3062 | 25.8 | 119 | 90+ | 4000 | 221.837
| DM1116526 | Zoom A LED1x4300 J443 T940 R20-60 | non-dimmable, II, IP20, IK02, adjustable faceted reflector, 20-60°, white aluminium body | 235 | 83 | 190 |  | 50000/L80B10 | 3 | 3799 | 34 | 112 | 90+ | 4000 | 227.255
| DM1116527 | Zoom A LED1x1950 J440 T830 R20-60 RAL9017 | non-dimmable, II, IP20, IK02, adjustable faceted reflector, 20-60°, black aluminium body | 235 | 83 | 190 |  | 60000/L80B10 | 3 | 1841 | 13.5 | 136 | 80+ | 3000 | 214.785
| DM1116528 | Zoom A LED1x2600 J441 T830 R20-60 RAL9017 | non-dimmable, II, IP20, IK02, adjustable faceted reflector, 20-60°, black aluminium body | 235 | 83 | 190 |  | 60000/L80B10 | 3 | 2501 | 18.7 | 134 | 80+ | 3000 | 214.785
| DM1116529 | Zoom A LED1x3400 J442 T830 R20-60 RAL9017 | non-dimmable, II, IP20, IK02, adjustable faceted reflector, 20-60°, black aluminium body | 235 | 83 | 190 |  | 60000/L80B10 | 3 | 3367 | 26.5 | 127 | 80+ | 3000 | 214.785
| DM1116530 | Zoom A LED1x4300 J443 T830 R20-60 RAL9017 | non-dimmable, II, IP20, IK02, adjustable faceted reflector, 20-60°, black aluminium body | 235 | 83 | 190 |  | 60000/L80B10 | 3 | 4223 | 34 | 124 | 80+ | 3000 | 220.246
| DM1116531 | Zoom A LED1x1950 J440 T840 R20-60 RAL9017 | non-dimmable, II, IP20, IK02, adjustable faceted reflector, 20-60°, black aluminium body | 235 | 83 | 190 |  | 60000/L80B10 | 3 | 1946 | 13.5 | 144 | 80+ | 4000 | 214.785
| DM1116532 | Zoom A LED1x2600 J441 T840 R20-60 RAL9017 | non-dimmable, II, IP20, IK02, adjustable faceted reflector, 20-60°, black aluminium body | 235 | 83 | 190 |  | 60000/L80B10 | 3 | 2644 | 18.7 | 141 | 80+ | 4000 | 214.785
| DM1116533 | Zoom A LED1x3400 J442 T840 R20-60 RAL9017 | non-dimmable, II, IP20, IK02, adjustable faceted reflector, 20-60°, black aluminium body | 235 | 83 | 190 |  | 60000/L80B10 | 3 | 3559 | 26.5 | 134 | 80+ | 4000 | 214.785
| DM1116534 | Zoom A LED1x4300 J443 T840 R20-60 RAL9017 | non-dimmable, II, IP20, IK02, adjustable faceted reflector, 20-60°, black aluminium body | 235 | 83 | 190 |  | 60000/L80B10 | 3 | 4464 | 34 | 131 | 80+ | 4000 | 220.246
| DM1116535 | Zoom A LED1x1950 J440 T930 R20-60 RAL9017 | non-dimmable, II, IP20, IK02, adjustable faceted reflector, 20-60°, black aluminium body | 235 | 83 | 190 |  | 50000/L80B10 | 3 | 1560 | 13.3 | 117 | 90+ | 3000 | 221.837
| DM1116536 | Zoom A LED1x2600 J441 T930 R20-60 RAL9017 | non-dimmable, II, IP20, IK02, adjustable faceted reflector, 20-60°, black aluminium body | 235 | 83 | 190 |  | 50000/L80B10 | 3 | 2138 | 18.2 | 117 | 90+ | 3000 | 221.837
| DM1116537 | Zoom A LED1x3400 J442 T930 R20-60 RAL9017 | non-dimmable, II, IP20, IK02, adjustable faceted reflector, 20-60°, black aluminium body | 235 | 83 | 190 |  | 50000/L80B10 | 3 | 2905 | 25.8 | 113 | 90+ | 3000 | 221.837
| DM1116538 | Zoom A LED1x4300 J443 T930 R20-60 RAL9017 | non-dimmable, II, IP20, IK02, adjustable faceted reflector, 20-60°, black aluminium body | 235 | 83 | 190 |  | 50000/L80B10 | 3 | 3604 | 34 | 106 | 90+ | 3000 | 227.255
| DM1116539 | Zoom A LED1x1950 J440 T940 R20-60 RAL9017 | non-dimmable, II, IP20, IK02, adjustable faceted reflector, 20-60°, black aluminium body | 235 | 83 | 190 |  | 50000/L80B10 | 3 | 1644 | 13.3 | 124 | 90+ | 4000 | 221.837
| DM1116540 | Zoom A LED1x2600 J441 T940 R20-60 RAL9017 | non-dimmable, II, IP20, IK02, adjustable faceted reflector, 20-60°, black aluminium body | 235 | 83 | 190 |  | 50000/L80B10 | 3 | 2254 | 18.2 | 124 | 90+ | 4000 | 221.837
| DM1116541 | Zoom A LED1x3400 J442 T940 R20-60 RAL9017 | non-dimmable, II, IP20, IK02, adjustable faceted reflector, 20-60°, black aluminium body | 235 | 83 | 190 |  | 50000/L80B10 | 3 | 3062 | 25.8 | 119 | 90+ | 4000 | 221.837
| DM1116542 | Zoom A LED1x4300 J443 T940 R20-60 RAL9017 | non-dimmable, II, IP20, IK02, adjustable faceted reflector, 20-60°, black aluminium body | 235 | 83 | 190 |  | 50000/L80B10 | 3 | 3799 | 34 | 112 | 90+ | 4000 | 227.255
Available options:
|  | DALI | Driver with DALI interface and switch-control dimming | [11 empty] | 55
*note - for this model DALI option is not compatible with switch-control dimming functionality.
|  | T830 | Colour temperature 3000K, CRI 80+
|  | T840 | Colour temperature 4000K, CRI 80+
|  | T930 | Colour temperature 3000K, CRI 90+
|  | T940 | Colour temperature 4000K, CRI 90+
|  | T825 BREAD | Special spectrum for bread 2500K, CRI 80+ | [11 empty] | 10.922
|  | T820 MEAT | Special spectrum for meat 2000K "pink", CRI 80+ | [11 empty] | 10.922
|  | T831 MEAT&WHITE | Special spectrum for meat products with increased white colour contrast 3100K "pink", CRI 80+ | [11 empty] | 10.922
|  | T930 VEGETABLES | Special spectrum for colourful products. Fruits, fashion 3000K, CRI 90+ | [11 empty] | 7.267
|  | T932 FASHION | Special spectrum for fashion 3200K, CRI 90+ | [11 empty] | 7.267
|  | T931 FASHION&WHITE | Special spectrum for fashion with dominant white colour 3100K, CRI 90+ | [11 empty] | 7.267
|  | T927 NATURAL | Colour temperature 2700K, CRI 95+ NATURAL | [11 empty] | 22.532
|  | T930 NATURAL | Colour temperature 3000K, CRI 95+ NATURAL | [11 empty] | 22.532
|  | T940 NATURAL | Colour temperature 4000K, CRI 95+ NATURAL | [11 empty] | 22.532
|  | ROTARY DIM | Integrated rotary switch device and driver with 0-10V control dimming | [11 empty] | 148.264
*note - Rotary DIM option not applicable for model: J443
| DM1108838 | Sharqi A LED1x1900 G668 T830 R40 RAL9016 | non-dimmable, II, IP20, IK02, 40°, faceted reflector, retractable, tilting 65°, rotatable 355°, white aluminium body | 125 | 125 | 170 | d118 | 60000/L80B10 | 3 | 1820 | 13.5 | 135 | 80+ | 3000 | 165.98
| DM1108839 | Sharqi A LED1x2550 G669 T830 R40 RAL9016 | non-dimmable, II, IP20, IK02, 40°, faceted reflector, retractable, tilting 65°, rotatable 355°, white aluminium body | 125 | 125 | 170 | d118 | 60000/L80B10 | 3 | 2473 | 19.8 | 125 | 80+ | 3000 | 165.98
| DM1108840 | Sharqi A LED1x3350 G670 T830 R40 RAL9016 | non-dimmable, II, IP20, IK02, 40°, faceted reflector, retractable, tilting 65°, rotatable 355°, white aluminium body | 125 | 125 | 170 | d118 | 60000/L80B10 | 3 | 3329 | 27.1 | 123 | 80+ | 3000 | 165.98
| DM1108841 | Sharqi A LED1x1900 G668 T840 R40 RAL9016 | non-dimmable, II, IP20, IK02, 40°, faceted reflector, retractable, tilting 65°, rotatable 355°, white aluminium body | 125 | 125 | 170 | d118 | 60000/L80B10 | 3 | 1924 | 13.5 | 143 | 80+ | 4000 | 165.98
| DM1108842 | Sharqi A LED1x2550 G669 T840 R40 RAL9016 | non-dimmable, II, IP20, IK02, 40°, faceted reflector, retractable, tilting 65°, rotatable 355°, white aluminium body | 125 | 125 | 170 | d118 | 60000/L80B10 | 3 | 2613 | 19.8 | 132 | 80+ | 4000 | 165.98
| DM1108843 | Sharqi A LED1x3350 G670 T840 R40 RAL9016 | non-dimmable, II, IP20, IK02, 40°, faceted reflector, retractable, tilting 65°, rotatable 355°, white aluminium body | 125 | 125 | 170 | d118 | 60000/L80B10 | 3 | 3518 | 27.1 | 130 | 80+ | 4000 | 165.98
| DM1108844 | Sharqi A LED1x1900 G668 T930 R40 RAL9016 | non-dimmable, II, IP20, IK02, 40°, faceted reflector, retractable, tilting 65°, rotatable 355°, white aluminium body | 125 | 125 | 170 | d118 | 50000/L80B10 | 3 | 1543 | 13.3 | 116 | 90+ | 3000 | 175.483
| DM1108845 | Sharqi A LED1x2550 G669 T930 R40 RAL9016 | non-dimmable, II, IP20, IK02, 40°, faceted reflector, retractable, tilting 65°, rotatable 355°, white aluminium body | 125 | 125 | 170 | d118 | 50000/L80B10 | 3 | 2114 | 19.3 | 110 | 90+ | 3000 | 175.483
| DM1108846 | Sharqi A LED1x3350 G670 T930 R40 RAL9016 | non-dimmable, II, IP20, IK02, 40°, faceted reflector, retractable, tilting 65°, rotatable 355°, white aluminium body | 125 | 125 | 170 | d118 | 50000/L80B10 | 3 | 2872 | 26.4 | 109 | 90+ | 3000 | 175.483
| DM1108847 | Sharqi A LED1x1900 G668 T940 R40 RAL9016 | non-dimmable, II, IP20, IK02, 40°, faceted reflector, retractable, tilting 65°, rotatable 355°, white aluminium body | 125 | 125 | 170 | d118 | 50000/L80B10 | 3 | 1625 | 13.3 | 122 | 90+ | 4000 | 175.483
| DM1108848 | Sharqi A LED1x2550 G669 T940 R40 RAL9016 | non-dimmable, II, IP20, IK02, 40°, faceted reflector, retractable, tilting 65°, rotatable 355°, white aluminium body | 125 | 125 | 170 | d118 | 50000/L80B10 | 3 | 2228 | 19.3 | 115 | 90+ | 4000 | 175.483
| DM1108849 | Sharqi A LED1x3350 G670 T940 R40 RAL9016 | non-dimmable, II, IP20, IK02, 40°, faceted reflector, retractable, tilting 65°, rotatable 355°, white aluminium body | 125 | 125 | 170 | d118 | 50000/L80B10 | 3 | 3028 | 26.4 | 115 | 90+ | 4000 | 175.483
| DM1109041 | Sharqi A LED1x1900 G668 T830 R40 RAL9017 | non-dimmable, II, IP20, IK02, 40°, faceted reflector, retractable, tilting 65°, rotatable 355°, black aluminium body | 125 | 125 | 170 | d118 | 60000/L80B10 | 3 | 1820 | 13.5 | 135 | 80+ | 3000 | 165.98
| DM1109042 | Sharqi A LED1x2550 G669 T830 R40 RAL9017 | non-dimmable, II, IP20, IK02, 40°, faceted reflector, retractable, tilting 65°, rotatable 355°, black aluminium body | 125 | 125 | 170 | d118 | 60000/L80B10 | 3 | 2473 | 19.8 | 125 | 80+ | 3000 | 165.98
| DM1109043 | Sharqi A LED1x3350 G670 T830 R40 RAL9017 | non-dimmable, II, IP20, IK02, 40°, faceted reflector, retractable, tilting 65°, rotatable 355°, black aluminium body | 125 | 125 | 170 | d118 | 60000/L80B10 | 3 | 3329 | 27.1 | 123 | 80+ | 3000 | 165.98
| DM1109044 | Sharqi A LED1x1900 G668 T840 R40 RAL9017 | non-dimmable, II, IP20, IK02, 40°, faceted reflector, retractable, tilting 65°, rotatable 355°, black aluminium body | 125 | 125 | 170 | d118 | 60000/L80B10 | 3 | 1924 | 13.5 | 143 | 80+ | 4000 | 165.98
| DM1109045 | Sharqi A LED1x2550 G669 T840 R40 RAL9017 | non-dimmable, II, IP20, IK02, 40°, faceted reflector, retractable, tilting 65°, rotatable 355°, black aluminium body | 125 | 125 | 170 | d118 | 60000/L80B10 | 3 | 2613 | 19.8 | 132 | 80+ | 4000 | 165.98
| DM1109046 | Sharqi A LED1x3350 G670 T840 R40 RAL9017 | non-dimmable, II, IP20, IK02, 40°, faceted reflector, retractable, tilting 65°, rotatable 355°, black aluminium body | 125 | 125 | 170 | d118 | 60000/L80B10 | 3 | 3518 | 27.1 | 130 | 80+ | 4000 | 165.98
| DM1109047 | Sharqi A LED1x1900 G668 T930 R40 RAL9017 | non-dimmable, II, IP20, IK02, 40°, faceted reflector, retractable, tilting 65°, rotatable 355°, black aluminium body | 125 | 125 | 170 | d118 | 50000/L80B10 | 3 | 1543 | 13.3 | 116 | 90+ | 3000 | 175.483
| DM1109048 | Sharqi A LED1x2550 G669 T930 R40 RAL9017 | non-dimmable, II, IP20, IK02, 40°, faceted reflector, retractable, tilting 65°, rotatable 355°, black aluminium body | 125 | 125 | 170 | d118 | 50000/L80B10 | 3 | 2114 | 19.3 | 110 | 90+ | 3000 | 175.483
| DM1109049 | Sharqi A LED1x3350 G670 T930 R40 RAL9017 | non-dimmable, II, IP20, IK02, 40°, faceted reflector, retractable, tilting 65°, rotatable 355°, black aluminium body | 125 | 125 | 170 | d118 | 50000/L80B10 | 3 | 2872 | 26.4 | 109 | 90+ | 3000 | 175.483
| DM1109050 | Sharqi A LED1x1900 G668 T940 R40 RAL9017 | non-dimmable, II, IP20, IK02, 40°, faceted reflector, retractable, tilting 65°, rotatable 355°, black aluminium body | 125 | 125 | 170 | d118 | 50000/L80B10 | 3 | 1625 | 13.3 | 122 | 90+ | 4000 | 175.483
| DM1109051 | Sharqi A LED1x2550 G669 T940 R40 RAL9017 | non-dimmable, II, IP20, IK02, 40°, faceted reflector, retractable, tilting 65°, rotatable 355°, black aluminium body | 125 | 125 | 170 | d118 | 50000/L80B10 | 3 | 2228 | 19.3 | 115 | 90+ | 4000 | 175.483
| DM1109052 | Sharqi A LED1x3350 G670 T940 R40 RAL9017 | non-dimmable, II, IP20, IK02, 40°, faceted reflector, retractable, tilting 65°, rotatable 355°, black aluminium body | 125 | 125 | 170 | d118 | 50000/L80B10 | 3 | 3028 | 26.4 | 115 | 90+ | 4000 | 175.483
Available options:
|  | DALI | Driver with DALI interface | [11 empty] | 55
|  | R24 | Reflector with 24° light beam angle | [11 empty] | 8.944
|  | R40 | Reflector with 40° light beam angle (standard)
|  | R60 | Reflector with 60° light beam angle | [11 empty] | 11.18
|  | WIE3-0.5m | 3-pole "Wieland - gesis classic" type or compatible connector with 0.5m cable | [11 empty] | 9.374
|  | WIE5D-0.5m | 5-pole DALI "Wieland - gesis classic" type or compatible connector with 0.5m cable | [11 empty] | 22.962
|  | Europlug-1.5m | 2-pole "Europlug" type plug with 2x1.0mm² 1.5m cable | [11 empty] | 14.104
|  | Europlug-3.0m | 2-pole "Europlug" type plug with 2x1.0mm² 3.0m cable | [11 empty] | 23.177
|  | T830 | Colour temperature 3000K, CRI 80+
|  | T840 | Colour temperature 4000K, CRI 80+
|  | T930 | Colour temperature 3000K, CRI 90+
|  | T940 | Colour temperature 4000K, CRI 90+
|  | T825 BREAD | Special spectrum for bread 2500K, CRI 80+ | [11 empty] | 8.213
|  | T820 MEAT | Special spectrum for meat 2000K "pink", CRI 80+ | [11 empty] | 8.213
|  | T831 MEAT&WHITE | Special spectrum for meat products with increased white colour contrast 3100K "pink", CRI 80+ | [11 empty] | 8.213
|  | T930 VEGETABLES | Special spectrum for colourful products. Fruits, fashion 3000K, CRI 90+ | [11 empty] | 6.407
|  | T932 FASHION | Special spectrum for fashion 3200K, CRI 90+ | [11 empty] | 6.407
|  | T931 FASHION&WHITE | Special spectrum for fashion with dominant white colour 3100K, CRI 90+ | [11 empty] | 6.407
|  | T927 NATURAL | Colour temperature 2700K, CRI 95+ NATURAL | [11 empty] | 22.532
|  | T930 NATURAL | Colour temperature 3000K, CRI 95+ NATURAL | [11 empty] | 22.532
|  | T940 NATURAL | Colour temperature 4000K, CRI 95+ NATURAL | [11 empty] | 22.532
| DM1115372 | Capheus S LED1x1900 G996 T830 R40 | non-dimmable, II, IP20, IK02, 40°, faceted reflector, tilting 90°, rotatable 355°, white aluminium body | 114 | 110 | 150 |  | 60000/L80B10 | 3 | 1799 | 12.9 | 139 | 80+ | 3000 | 123.969
| DM1115373 | Capheus S LED1x2500 G997 T830 R40 | non-dimmable, II, IP20, IK02, 40°, faceted reflector, tilting 90°, rotatable 355°, white aluminium body | 114 | 110 | 150 |  | 60000/L80B10 | 3 | 2444 | 18.9 | 129 | 80+ | 3000 | 128.957
| DM1115374 | Capheus S LED1x3350 G998 T830 R40 | non-dimmable, II, IP20, IK02, 40°, faceted reflector, tilting 90°, rotatable 355°, white aluminium body | 114 | 110 | 150 |  | 60000/L80B10 | 3 | 3290 | 26.8 | 123 | 80+ | 3000 | 138.288
| DM1115375 | Capheus S LED1x4250 G999 T830 R40 | non-dimmable, II, IP20, IK02, 40°, faceted reflector, tilting 90°, rotatable 355°, white aluminium body | 124 | 110 | 165 |  | 60000/L80B10 | 3 | 4127 | 34.3 | 120 | 80+ | 3000 | 160.992
| DM1115376 | Capheus S LED1x1900 G996 T840 R40 | non-dimmable, II, IP20, IK02, 40°, faceted reflector, tilting 90°, rotatable 355°, white aluminium body | 114 | 110 | 150 |  | 60000/L80B10 | 3 | 1901 | 12.9 | 147 | 80+ | 4000 | 123.969
| DM1115377 | Capheus S LED1x2500 G997 T840 R40 | non-dimmable, II, IP20, IK02, 40°, faceted reflector, tilting 90°, rotatable 355°, white aluminium body | 114 | 110 | 150 |  | 60000/L80B10 | 3 | 2583 | 18.9 | 137 | 80+ | 4000 | 128.957
| DM1115378 | Capheus S LED1x3350 G998 T840 R40 | non-dimmable, II, IP20, IK02, 40°, faceted reflector, tilting 90°, rotatable 355°, white aluminium body | 114 | 110 | 150 |  | 60000/L80B10 | 3 | 3478 | 26.8 | 130 | 80+ | 4000 | 138.288
| DM1115379 | Capheus S LED1x4250 G999 T840 R40 | non-dimmable, II, IP20, IK02, 40°, faceted reflector, tilting 90°, rotatable 355°, white aluminium body | 124 | 110 | 165 |  | 60000/L80B10 | 3 | 4363 | 34.3 | 127 | 80+ | 4000 | 160.992
| DM1115380 | Capheus S LED1x1900 G996 T930 R40 | non-dimmable, II, IP20, IK02, 40°, faceted reflector, tilting 90°, rotatable 355°, white aluminium body | 114 | 110 | 150 |  | 60000/L80B10 | 3 | 1525 | 12.7 | 120 | 90+ | 3000 | 123.969
| DM1115381 | Capheus S LED1x2500 G997 T930 R40 | non-dimmable, II, IP20, IK02, 40°, faceted reflector, tilting 90°, rotatable 355°, white aluminium body | 114 | 110 | 150 |  | 50000/L80B10 | 3 | 2090 | 18.4 | 114 | 90+ | 3000 | 128.957
| DM1115382 | Capheus S LED1x3350 G998 T930 R40 | non-dimmable, II, IP20, IK02, 40°, faceted reflector, tilting 90°, rotatable 355°, white aluminium body | 114 | 110 | 150 |  | 50000/L80B10 | 3 | 2839 | 26.1 | 109 | 90+ | 3000 | 138.288
| DM1115383 | Capheus S LED1x4250 G999 T930 R40 | non-dimmable, II, IP20, IK02, 40°, faceted reflector, tilting 90°, rotatable 355°, white aluminium body | 124 | 110 | 165 |  | 50000/L80B10 | 3 | 3522 | 34.3 | 103 | 90+ | 3000 | 160.992
| DM1115384 | Capheus S LED1x1900 G996 T940 R40 | non-dimmable, II, IP20, IK02, 40°, faceted reflector, tilting 90°, rotatable 355°, white aluminium body | 114 | 110 | 150 |  | 50000/L80B10 | 3 | 1606 | 12.7 | 126 | 90+ | 4000 | 123.969
| DM1115385 | Capheus S LED1x2500 G997 T940 R40 | non-dimmable, II, IP20, IK02, 40°, faceted reflector, tilting 90°, rotatable 355°, white aluminium body | 114 | 110 | 150 |  | 50000/L80B10 | 3 | 2202 | 18.4 | 120 | 90+ | 4000 | 128.957
| DM1115386 | Capheus S LED1x3350 G998 T940 R40 | non-dimmable, II, IP20, IK02, 40°, faceted reflector, tilting 90°, rotatable 355°, white aluminium body | 114 | 110 | 150 |  | 50000/L80B10 | 3 | 2993 | 26.1 | 115 | 90+ | 4000 | 138.288
| DM1115387 | Capheus S LED1x4250 G999 T940 R40 | non-dimmable, II, IP20, IK02, 40°, faceted reflector, tilting 90°, rotatable 355°, white aluminium body | 124 | 110 | 165 |  | 50000/L80B10 | 3 | 3713 | 34.3 | 108 | 90+ | 4000 | 160.992
| DM1115388 | Capheus S LED1x1900 G996 T830 R40 RAL9017 | non-dimmable, II, IP20, IK02, 40°, faceted reflector, tilting 90°, rotatable 355°, black aluminium body | 114 | 110 | 150 |  | 60000/L80B10 | 3 | 1799 | 12.9 | 139 | 80+ | 3000 | 140.782
| DM1115389 | Capheus S LED1x2500 G997 T830 R40 RAL9017 | non-dimmable, II, IP20, IK02, 40°, faceted reflector, tilting 90°, rotatable 355°, black aluminium body | 114 | 110 | 150 |  | 60000/L80B10 | 3 | 2444 | 18.9 | 129 | 80+ | 3000 | 145.77
| DM1115390 | Capheus S LED1x3350 G998 T830 R40 RAL9017 | non-dimmable, II, IP20, IK02, 40°, faceted reflector, tilting 90°, rotatable 355°, black aluminium body | 114 | 110 | 150 |  | 60000/L80B10 | 3 | 3290 | 26.8 | 123 | 80+ | 3000 | 155.101
| DM1115391 | Capheus S LED1x4250 G999 T830 R40 RAL9017 | non-dimmable, II, IP20, IK02, 40°, faceted reflector, tilting 90°, rotatable 355°, black aluminium body | 124 | 110 | 165 |  | 60000/L80B10 | 3 | 4127 | 34.3 | 120 | 80+ | 3000 | 177.805
| DM1115392 | Capheus S LED1x1900 G996 T840 R40 RAL9017 | non-dimmable, II, IP20, IK02, 40°, faceted reflector, tilting 90°, rotatable 355°, black aluminium body | 114 | 110 | 150 |  | 60000/L80B10 | 3 | 1901 | 12.9 | 147 | 80+ | 4000 | 140.782
| DM1115393 | Capheus S LED1x2500 G997 T840 R40 RAL9017 | non-dimmable, II, IP20, IK02, 40°, faceted reflector, tilting 90°, rotatable 355°, black aluminium body | 114 | 110 | 150 |  | 60000/L80B10 | 3 | 2583 | 18.9 | 137 | 80+ | 4000 | 145.77
| DM1115394 | Capheus S LED1x3350 G998 T840 R40 RAL9017 | non-dimmable, II, IP20, IK02, 40°, faceted reflector, tilting 90°, rotatable 355°, black aluminium body | 114 | 110 | 150 |  | 60000/L80B10 | 3 | 3478 | 26.8 | 130 | 80+ | 4000 | 155.101
| DM1115395 | Capheus S LED1x4250 G999 T840 R40 RAL9017 | non-dimmable, II, IP20, IK02, 40°, faceted reflector, tilting 90°, rotatable 355°, black aluminium body | 124 | 110 | 165 |  | 60000/L80B10 | 3 | 4363 | 34.3 | 127 | 80+ | 4000 | 177.805
| DM1115396 | Capheus S LED1x1900 G996 T930 R40 RAL9017 | non-dimmable, II, IP20, IK02, 40°, faceted reflector, tilting 90°, rotatable 355°, black aluminium body | 114 | 110 | 150 |  | 60000/L80B10 | 3 | 1525 | 12.7 | 120 | 90+ | 3000 | 140.782
| DM1115397 | Capheus S LED1x2500 G997 T930 R40 RAL9017 | non-dimmable, II, IP20, IK02, 40°, faceted reflector, tilting 90°, rotatable 355°, black aluminium body | 114 | 110 | 150 |  | 50000/L80B10 | 3 | 2090 | 18.4 | 114 | 90+ | 3000 | 145.77
| DM1115398 | Capheus S LED1x3350 G998 T930 R40 RAL9017 | non-dimmable, II, IP20, IK02, 40°, faceted reflector, tilting 90°, rotatable 355°, black aluminium body | 114 | 110 | 150 |  | 50000/L80B10 | 3 | 2839 | 26.1 | 109 | 90+ | 3000 | 155.101
| DM1115399 | Capheus S LED1x4250 G999 T930 R40 RAL9017 | non-dimmable, II, IP20, IK02, 40°, faceted reflector, tilting 90°, rotatable 355°, black aluminium body | 124 | 110 | 165 |  | 50000/L80B10 | 3 | 3522 | 34.3 | 103 | 90+ | 3000 | 177.805
| DM1115400 | Capheus S LED1x1900 G996 T940 R40 RAL9017 | non-dimmable, II, IP20, IK02, 40°, faceted reflector, tilting 90°, rotatable 355°, black aluminium body | 114 | 110 | 150 |  | 50000/L80B10 | 3 | 1606 | 12.7 | 126 | 90+ | 4000 | 140.782
| DM1115401 | Capheus S LED1x2500 G997 T940 R40 RAL9017 | non-dimmable, II, IP20, IK02, 40°, faceted reflector, tilting 90°, rotatable 355°, black aluminium body | 114 | 110 | 150 |  | 50000/L80B10 | 3 | 2202 | 18.4 | 120 | 90+ | 4000 | 145.77
| DM1115402 | Capheus S LED1x3350 G998 T940 R40 RAL9017 | non-dimmable, II, IP20, IK02, 40°, faceted reflector, tilting 90°, rotatable 355°, black aluminium body | 114 | 110 | 150 |  | 50000/L80B10 | 3 | 2993 | 26.1 | 115 | 90+ | 4000 | 155.101
| DM1115403 | Capheus S LED1x4250 G999 T940 R40 RAL9017 | non-dimmable, II, IP20, IK02, 40°, faceted reflector, tilting 90°, rotatable 355°, black aluminium body | 124 | 110 | 165 |  | 50000/L80B10 | 3 | 3713 | 34.3 | 108 | 90+ | 4000 | 177.805
Available options:
|  | R24 | Reflector with 24° light beam angle | [11 empty] | 8.944
|  | R40 | Reflector with 40° light beam angle (standard)
|  | R60 | Reflector with 60° light beam angle | [11 empty] | 11.18
|  | T830 | Colour temperature 3000K, CRI 80+
|  | T840 | Colour temperature 4000K, CRI 80+
|  | T930 | Colour temperature 3000K, CRI 90+
|  | T940 | Colour temperature 4000K, CRI 90+
|  | T825 BREAD | Special spectrum for bread 2500K, CRI 80+ | [11 empty] | 8.213
|  | T820 MEAT | Special spectrum for meat 2000K "pink", CRI 80+ | [11 empty] | 8.213
|  | T831 MEAT&WHITE | Special spectrum for meat products with increased white colour contrast 3100K "pink", CRI 80+ | [11 empty] | 8.213
|  | T930 VEGETABLES | Special spectrum for colourful products. Fruits, fashion 3000K, CRI 90+ | [11 empty] | 6.407
|  | T932 FASHION | Special spectrum for fashion 3200K, CRI 90+ | [11 empty] | 6.407
|  | T931 FASHION&WHITE | Special spectrum for fashion with dominant white colour 3100K, CRI 90+ | [11 empty] | 6.407
|  | T927 NATURAL | Colour temperature 2700K, CRI 95+ NATURAL | [11 empty] | 22.532
|  | T930 NATURAL | Colour temperature 3000K, CRI 95+ NATURAL | [11 empty] | 22.532
|  | T940 NATURAL | Colour temperature 4000K, CRI 95+ NATURAL | [11 empty] | 22.532
|  | RAL (>10 pcs) | RAL colour | [11 empty] | 52.933
|  | RAL (<10 pcs) | RAL colour | [11 empty] | 105.823
| DM1101216 | Kali LED1x1900 D749 T830 R60 | non-dimmable, I, IP20, IK02, 60°, faceted reflector, tilting 90°, rotatable 355°, white aluminium body with adaptor | 226 | 107 | 248 |  | 60000/L80B10 | 3 | 1820 | 13.1 | 139 | 80+ | 3000 | 186.878
| DM1101217 | Kali LED1x2550 D750 T830 R60 | non-dimmable, I, IP20, IK02, 60°, faceted reflector, tilting 90°, rotatable 355°, white aluminium body with adaptor | 226 | 107 | 248 |  | 60000/L80B10 | 3 | 2473 | 19.5 | 127 | 80+ | 3000 | 186.878
| DM1101218 | Kali LED1x3350 D751 T830 R60 | non-dimmable, I, IP20, IK02, 60°, faceted reflector, tilting 90°, rotatable 355°, white aluminium body with adaptor | 226 | 107 | 248 |  | 60000/L80B10 | 3 | 3329 | 27.1 | 123 | 80+ | 3000 | 186.878
| DM1115551 | Kali LED1x4250 J198 T830 R60 | non-dimmable, I, IP20, IK02, 60°, faceted reflector, tilting 90°, rotatable 355°, white aluminium body with adaptor | 226 | 107 | 248 |  | 60000/L80B10 | 3 | 4175 | 35.1 | 119 | 80+ | 3000 | 191.393
| DM1101219 | Kali LED1x4800 D789 T830 R60 | non-dimmable, I, IP20, IK02, 60°, faceted reflector, tilting 90°, rotatable 355°, white aluminium body with adaptor | 226 | 107 | 248 |  | 60000/L80B10 | 3 | 4768 | 42.1 | 113 | 80+ | 3000 | 201.584
| DM1101738 | Kali LED1x5250 D748 T830 R60 | non-dimmable, I, IP20, IK02, 60°, faceted reflector, tilting 90°, rotatable 355°, white aluminium body with adaptor | 226 | 107 | 248 |  | 60000/L80B10 | 3 | 5303 | 47.1 | 113 | 80+ | 3000 | 221.106
| DM1101220 | Kali LED1x1900 D749 T840 R60 | non-dimmable, I, IP20, IK02, 60°, faceted reflector, tilting 90°, rotatable 355°, white aluminium body with adaptor | 226 | 107 | 248 |  | 60000/L80B10 | 3 | 1924 | 13.1 | 147 | 80+ | 4000 | 186.878
| DM1101221 | Kali LED1x2550 D750 T840 R60 | non-dimmable, I, IP20, IK02, 60°, faceted reflector, tilting 90°, rotatable 355°, white aluminium body with adaptor | 226 | 107 | 248 |  | 60000/L80B10 | 3 | 2613 | 19.5 | 134 | 80+ | 4000 | 186.878
| DM1101222 | Kali LED1x3350 D751 T840 R60 | non-dimmable, I, IP20, IK02, 60°, faceted reflector, tilting 90°, rotatable 355°, white aluminium body with adaptor | 226 | 107 | 248 |  | 60000/L80B10 | 3 | 3518 | 27.1 | 130 | 80+ | 4000 | 186.878
| DM1115552 | Kali LED1x4250 J198 T840 R60 | non-dimmable, I, IP20, IK02, 60°, faceted reflector, tilting 90°, rotatable 355°, white aluminium body with adaptor | 226 | 107 | 248 |  | 60000/L80B10 | 3 | 4414 | 35.1 | 126 | 80+ | 4000 | 191.393
| DM1101223 | Kali LED1x4800 D789 T840 R60 | non-dimmable, I, IP20, IK02, 60°, faceted reflector, tilting 90°, rotatable 355°, white aluminium body with adaptor | 226 | 107 | 248 |  | 60000/L80B10 | 3 | 5041 | 42.1 | 120 | 80+ | 4000 | 201.584
| DM1101739 | Kali LED1x5250 D748 T840 R60 | non-dimmable, I, IP20, IK02, 60°, faceted reflector, tilting 90°, rotatable 355°, white aluminium body with adaptor | 226 | 107 | 248 |  | 60000/L80B10 | 3 | 5606 | 47.1 | 119 | 80+ | 4000 | 221.106
| DM1101224 | Kali LED1x1900 D749 T930 R60 | non-dimmable, I, IP20, IK02, 60°, faceted reflector, tilting 90°, rotatable 355°, white aluminium body with adaptor | 226 | 107 | 248 |  | 50000/L80B10 | 3 | 1543 | 12.8 | 121 | 90+ | 3000 | 195.263
| DM1101225 | Kali LED1x2550 D750 T930 R60 | non-dimmable, I, IP20, IK02, 60°, faceted reflector, tilting 90°, rotatable 355°, white aluminium body with adaptor | 226 | 107 | 248 |  | 50000/L80B10 | 3 | 2114 | 19.1 | 111 | 90+ | 3000 | 195.263
| DM1101226 | Kali LED1x3350 D751 T930 R60 | non-dimmable, I, IP20, IK02, 60°, faceted reflector, tilting 90°, rotatable 355°, white aluminium body with adaptor | 226 | 107 | 248 |  | 50000/L80B10 | 3 | 2872 | 26.4 | 109 | 90+ | 3000 | 195.263
| DM1115553 | Kali LED1x4250 J198 T930 R60 | non-dimmable, I, IP20, IK02, 60°, faceted reflector, tilting 90°, rotatable 355°, white aluminium body with adaptor | 226 | 107 | 248 |  | 50000/L80B10 | 3 | 3563 | 35.1 | 102 | 90+ | 3000 | 195.693
| DM1101227 | Kali LED1x4800 D789 T930 R60 | non-dimmable, I, IP20, IK02, 60°, faceted reflector, tilting 90°, rotatable 355°, white aluminium body with adaptor | 226 | 107 | 248 |  | 50000/L80B10 | 3 | 4069 | 42.1 | 97 | 90+ | 3000 | 203.218
| DM1101740 | Kali LED1x5250 D748 T930 R60 | non-dimmable, I, IP20, IK02, 60°, faceted reflector, tilting 90°, rotatable 355°, white aluminium body with adaptor | 226 | 107 | 248 |  | 50000/L80B10 | 3 | 4526 | 47.1 | 96 | 90+ | 3000 | 222.697
| DM1101228 | Kali LED1x1900 D749 T940 R60 | non-dimmable, I, IP20, IK02, 60°, faceted reflector, tilting 90°, rotatable 355°, white aluminium body with adaptor | 226 | 107 | 248 |  | 50000/L80B10 | 3 | 1625 | 12.8 | 127 | 90+ | 4000 | 195.263
| DM1101229 | Kali LED1x2550 D750 T940 R60 | non-dimmable, I, IP20, IK02, 60°, faceted reflector, tilting 90°, rotatable 355°, white aluminium body with adaptor | 226 | 107 | 248 |  | 50000/L80B10 | 3 | 2228 | 19.1 | 117 | 90+ | 4000 | 195.263
| DM1101230 | Kali LED1x3350 D751 T940 R60 | non-dimmable, I, IP20, IK02, 60°, faceted reflector, tilting 90°, rotatable 355°, white aluminium body with adaptor | 226 | 107 | 248 |  | 50000/L80B10 | 3 | 3028 | 26.4 | 115 | 90+ | 4000 | 195.263
| DM1115554 | Kali LED1x4250 J198 T940 R60 | non-dimmable, I, IP20, IK02, 60°, faceted reflector, tilting 90°, rotatable 355°, white aluminium body with adaptor | 226 | 107 | 248 |  | 50000/L80B10 | 3 | 3756 | 35.1 | 107 | 90+ | 4000 | 195.693
| DM1101231 | Kali LED1x4800 D789 T940 R60 | non-dimmable, I, IP20, IK02, 60°, faceted reflector, tilting 90°, rotatable 355°, white aluminium body with adaptor | 226 | 107 | 248 |  | 50000/L80B10 | 3 | 4289 | 42.1 | 102 | 90+ | 4000 | 203.218
| DM1101741 | Kali LED1x5250 D748 T940 R60 | non-dimmable, I, IP20, IK02, 60°, faceted reflector, tilting 90°, rotatable 355°, white aluminium body with adaptor | 226 | 107 | 248 |  | 50000/L80B10 | 3 | 4770 | 47.1 | 101 | 90+ | 4000 | 222.697
| DM1108796 | Kali LED1x1900 D749 T830 R60 RAL9017 | non-dimmable, I, IP20, IK02, 60°, faceted reflector, tilting 90°, rotatable 355°, black aluminium body with adaptor | 226 | 107 | 248 |  | 60000/L80B10 | 3 | 1820 | 13.1 | 139 | 80+ | 3000 | 186.878
| DM1108797 | Kali LED1x2550 D750 T830 R60 RAL9017 | non-dimmable, I, IP20, IK02, 60°, faceted reflector, tilting 90°, rotatable 355°, black aluminium body with adaptor | 226 | 107 | 248 |  | 60000/L80B10 | 3 | 2473 | 19.5 | 127 | 80+ | 3000 | 186.878
| DM1108798 | Kali LED1x3350 D751 T830 R60 RAL9017 | non-dimmable, I, IP20, IK02, 60°, faceted reflector, tilting 90°, rotatable 355°, black aluminium body with adaptor | 226 | 107 | 248 |  | 60000/L80B10 | 3 | 3329 | 27.1 | 123 | 80+ | 3000 | 186.878
| DM1115555 | Kali LED1x4250 J198 T830 R60 RAL9017 | non-dimmable, I, IP20, IK02, 60°, faceted reflector, tilting 90°, rotatable 355°, black aluminium body with adaptor | 226 | 107 | 248 |  | 60000/L80B10 | 3 | 4175 | 35.1 | 119 | 80+ | 3000 | 191.393
| DM1108799 | Kali LED1x4800 D789 T830 R60 RAL9017 | non-dimmable, I, IP20, IK02, 60°, faceted reflector, tilting 90°, rotatable 355°, black aluminium body with adaptor | 226 | 107 | 248 |  | 60000/L80B10 | 3 | 4768 | 42.1 | 113 | 80+ | 3000 | 201.584
| DM1108800 | Kali LED1x5250 D748 T830 R60 RAL9017 | non-dimmable, I, IP20, IK02, 60°, faceted reflector, tilting 90°, rotatable 355°, black aluminium body with adaptor | 226 | 107 | 248 |  | 60000/L80B10 | 3 | 5303 | 47.1 | 113 | 80+ | 3000 | 221.364
| DM1108801 | Kali LED1x1900 D749 T840 R60 RAL9017 | non-dimmable, I, IP20, IK02, 60°, faceted reflector, tilting 90°, rotatable 355°, black aluminium body with adaptor | 226 | 107 | 248 |  | 60000/L80B10 | 3 | 1924 | 13.1 | 147 | 80+ | 4000 | 186.878
| DM1108802 | Kali LED1x2550 D750 T840 R60 RAL9017 | non-dimmable, I, IP20, IK02, 60°, faceted reflector, tilting 90°, rotatable 355°, black aluminium body with adaptor | 226 | 107 | 248 |  | 60000/L80B10 | 3 | 2613 | 19.5 | 134 | 80+ | 4000 | 186.878
| DM1108803 | Kali LED1x3350 D751 T840 R60 RAL9017 | non-dimmable, I, IP20, IK02, 60°, faceted reflector, tilting 90°, rotatable 355°, black aluminium body with adaptor | 226 | 107 | 248 |  | 60000/L80B10 | 3 | 3518 | 27.1 | 130 | 80+ | 4000 | 186.878
| DM1115556 | Kali LED1x4250 J198 T840 R60 RAL9017 | non-dimmable, I, IP20, IK02, 60°, faceted reflector, tilting 90°, rotatable 355°, black aluminium body with adaptor | 226 | 107 | 248 |  | 60000/L80B10 | 3 | 4414 | 35.1 | 126 | 80+ | 4000 | 191.393
| DM1108804 | Kali LED1x4800 D789 T840 R60 RAL9017 | non-dimmable, I, IP20, IK02, 60°, faceted reflector, tilting 90°, rotatable 355°, black aluminium body with adaptor | 226 | 107 | 248 |  | 60000/L80B10 | 3 | 5041 | 42.1 | 120 | 80+ | 4000 | 201.584
| DM1108805 | Kali LED1x5250 D748 T840 R60 RAL9017 | non-dimmable, I, IP20, IK02, 60°, faceted reflector, tilting 90°, rotatable 355°, black aluminium body with adaptor | 226 | 107 | 248 |  | 60000/L80B10 | 3 | 5606 | 47.1 | 119 | 80+ | 4000 | 221.364
| DM1108806 | Kali LED1x1900 D749 T930 R60 RAL9017 | non-dimmable, I, IP20, IK02, 60°, faceted reflector, tilting 90°, rotatable 355°, black aluminium body with adaptor | 226 | 107 | 248 |  | 50000/L80B10 | 3 | 1543 | 12.8 | 121 | 90+ | 3000 | 195.263
| DM1108807 | Kali LED1x2550 D750 T930 R60 RAL9017 | non-dimmable, I, IP20, IK02, 60°, faceted reflector, tilting 90°, rotatable 355°, black aluminium body with adaptor | 226 | 107 | 248 |  | 50000/L80B10 | 3 | 2114 | 19.1 | 111 | 90+ | 3000 | 195.263
| DM1108808 | Kali LED1x3350 D751 T930 R60 RAL9017 | non-dimmable, I, IP20, IK02, 60°, faceted reflector, tilting 90°, rotatable 355°, black aluminium body with adaptor | 226 | 107 | 248 |  | 50000/L80B10 | 3 | 2872 | 26.4 | 109 | 90+ | 3000 | 195.263
| DM1115557 | Kali LED1x4250 J198 T930 R60 RAL9017 | non-dimmable, I, IP20, IK02, 60°, faceted reflector, tilting 90°, rotatable 355°, black aluminium body with adaptor | 226 | 107 | 248 |  | 50000/L80B10 | 3 | 3563 | 35.1 | 102 | 90+ | 3000 | 195.693
| DM1108809 | Kali LED1x4800 D789 T930 R60 RAL9017 | non-dimmable, I, IP20, IK02, 60°, faceted reflector, tilting 90°, rotatable 355°, black aluminium body with adaptor | 226 | 107 | 248 |  | 50000/L80B10 | 3 | 4069 | 42.1 | 97 | 90+ | 3000 | 203.218
| DM1108810 | Kali LED1x5250 D748 T930 R60 RAL9017 | non-dimmable, I, IP20, IK02, 60°, faceted reflector, tilting 90°, rotatable 355°, black aluminium body with adaptor | 226 | 107 | 248 |  | 50000/L80B10 | 3 | 4526 | 47.1 | 96 | 90+ | 3000 | 222.697
| DM1108811 | Kali LED1x1900 D749 T940 R60 RAL9017 | non-dimmable, I, IP20, IK02, 60°, faceted reflector, tilting 90°, rotatable 355°, black aluminium body with adaptor | 226 | 107 | 248 |  | 50000/L80B10 | 3 | 1625 | 12.8 | 127 | 90+ | 4000 | 195.263
| DM1108812 | Kali LED1x2550 D750 T940 R60 RAL9017 | non-dimmable, I, IP20, IK02, 60°, faceted reflector, tilting 90°, rotatable 355°, black aluminium body with adaptor | 226 | 107 | 248 |  | 50000/L80B10 | 3 | 2228 | 19.1 | 117 | 90+ | 4000 | 195.263
| DM1108813 | Kali LED1x3350 D751 T940 R60 RAL9017 | non-dimmable, I, IP20, IK02, 60°, faceted reflector, tilting 90°, rotatable 355°, black aluminium body with adaptor | 226 | 107 | 248 |  | 50000/L80B10 | 3 | 3028 | 26.4 | 115 | 90+ | 4000 | 195.263
| DM1115558 | Kali LED1x4250 J198 T940 R60 RAL9017 | non-dimmable, I, IP20, IK02, 60°, faceted reflector, tilting 90°, rotatable 355°, black aluminium body with adaptor | 226 | 107 | 248 |  | 50000/L80B10 | 3 | 3756 | 35.1 | 107 | 90+ | 4000 | 195.693
| DM1108814 | Kali LED1x4800 D789 T940 R60 RAL9017 | non-dimmable, I, IP20, IK02, 60°, faceted reflector, tilting 90°, rotatable 355°, black aluminium body with adaptor | 226 | 107 | 248 |  | 50000/L80B10 | 3 | 4289 | 42.1 | 102 | 90+ | 4000 | 203.218
| DM1108815 | Kali LED1x5250 D748 T940 R60 RAL9017 | non-dimmable, I, IP20, IK02, 60°, faceted reflector, tilting 90°, rotatable 355°, black aluminium body with adaptor | 226 | 107 | 248 |  | 50000/L80B10 | 3 | 4770 | 47.1 | 101 | 90+ | 4000 | 222.697
Available options:
|  | DALI | Driver with DALI interface and switch-control dimming | [11 empty] | 55
*note - for this model DALI option is not compatible with switch-control dimming functionality.
|  | R60 | Reflector with 60° light beam angle | [11 empty] | 8.428
*note - standard tracks and adapters RAL colours: RAL9010, RAL9005, RAL7035
|  | RAL (MOQ: 1-9pcs) | RAL colour | [11 empty] | 60.415
|  | RAL (MOQ: 10pcs) | RAL colour | [11 empty] | 30.229
*note - price for uncommon RAL colour could be different from indicated. Ask before placing an order
*note - standard tracks and adapters RAL colours: RAL9010, RAL9005, RAL7035
|  | T830 | Colour temperature 3000K, CRI 80+
|  | T840 | Colour temperature 4000K, CRI 80+
|  | T930 | Colour temperature 3000K, CRI 90+
|  | T940 | Colour temperature 4000K, CRI 90+
|  | T825 BREAD | Special spectrum for bread 2500K, CRI 80+ | [11 empty] | 8.213
|  | T820 MEAT | Special spectrum for meat 2000K "pink", CRI 80+ | [11 empty] | 8.213
|  | T831 MEAT&WHITE | Special spectrum for meat products with increased white colour contrast 3100K "pink", CRI 80+ | [11 empty] | 8.213
|  | T930 VEGETABLES | Special spectrum for colourful products. Fruits, fashion 3000K, CRI 90+ | [11 empty] | 6.407
|  | T932 FASHION | Special spectrum for fashion 3200K, CRI 90+ | [11 empty] | 6.407
|  | T931 FASHION&WHITE | Special spectrum for fashion with dominant white colour 3100K, CRI 90+ | [11 empty] | 6.407
|  | T927 NATURAL | Colour temperature 2700K, CRI 95+ NATURAL | [11 empty] | 22.532
|  | T930 NATURAL | Colour temperature 3000K, CRI 95+ NATURAL | [11 empty] | 22.532
|  | T940 NATURAL | Colour temperature 4000K, CRI 95+ NATURAL | [11 empty] | 22.532
| DM1101332 | Delphinus LED1x1900 D744 T830 R60 | non-dimmable, II, IP40, IK02, 60°, faceted reflector, tilting 90°, white aluminium body | 236 | 146 | 107 | 223x133 | 60000/L80B10 | 3 | 1820 | 13.5 | 135 | 80+ | 3000 | 156.434
| DM1101333 | Delphinus LED1x2550 D745 T830 R60 | non-dimmable, II, IP40, IK02, 60°, faceted reflector, tilting 90°, white aluminium body | 236 | 146 | 107 | 223x133 | 60000/L80B10 | 3 | 2473 | 19.8 | 125 | 80+ | 3000 | 156.434
| DM1101334 | Delphinus LED1x3350 D746 T830 R60 | non-dimmable, II, IP40, IK02, 60°, faceted reflector, tilting 90°, white aluminium body | 236 | 146 | 107 | 223x133 | 60000/L80B10 | 3 | 3329 | 27.1 | 123 | 80+ | 3000 | 156.434
| DM1115559 | Delphinus LED1x4250 J206 T830 R60 | non-dimmable, II, IP40, IK02, 60°, faceted reflector, tilting 90°, white aluminium body | 236 | 146 | 107 | 223x133 | 60000/L80B10 | 3 | 4175 | 35.1 | 119 | 80+ | 3000 | 161.207
| DM1101335 | Delphinus LED1x4800 D787 T830 R60 | non-dimmable, II, IP40, IK02, 60°, faceted reflector, tilting 90°, white aluminium body | 236 | 146 | 107 | 223x133 | 60000/L80B10 | 3 | 4768 | 42.1 | 113 | 80+ | 3000 | 173.677
| DM1101734 | Delphinus LED1x5250 D747 T830 R60 | non-dimmable, II, IP40, IK02, 60°, faceted reflector, tilting 90°, white aluminium body | 236 | 146 | 107 | 223x133 | 60000/L80B10 | 3 | 5303 | 46.6 | 114 | 80+ | 3000 | 194.79
| DM1101336 | Delphinus LED1x1900 D744 T840 R60 | non-dimmable, II, IP40, IK02, 60°, faceted reflector, tilting 90°, white aluminium body | 236 | 146 | 107 | 223x133 | 60000/L80B10 | 3 | 1924 | 13.5 | 143 | 80+ | 4000 | 156.434
| DM1101337 | Delphinus LED1x2550 D745 T840 R60 | non-dimmable, II, IP40, IK02, 60°, faceted reflector, tilting 90°, white aluminium body | 236 | 146 | 107 | 223x133 | 60000/L80B10 | 3 | 2613 | 19.8 | 132 | 80+ | 4000 | 156.434
| DM1101338 | Delphinus LED1x3350 D746 T840 R60 | non-dimmable, II, IP40, IK02, 60°, faceted reflector, tilting 90°, white aluminium body | 236 | 146 | 107 | 223x133 | 60000/L80B10 | 3 | 3518 | 27.1 | 130 | 80+ | 4000 | 156.434
| DM1115560 | Delphinus LED1x4250 J206 T840 R60 | non-dimmable, II, IP40, IK02, 60°, faceted reflector, tilting 90°, white aluminium body | 236 | 146 | 107 | 223x133 | 60000/L80B10 | 3 | 4414 | 35.1 | 126 | 80+ | 4000 | 161.207
| DM1101339 | Delphinus LED1x4800 D787 T840 R60 | non-dimmable, II, IP40, IK02, 60°, faceted reflector, tilting 90°, white aluminium body | 236 | 146 | 107 | 223x133 | 60000/L80B10 | 3 | 5041 | 42.1 | 120 | 80+ | 4000 | 173.677
| DM1101735 | Delphinus LED1x5250 D747 T840 R60 | non-dimmable, II, IP40, IK02, 60°, faceted reflector, tilting 90°, white aluminium body | 236 | 146 | 107 | 223x133 | 60000/L80B10 | 3 | 5606 | 46.6 | 120 | 80+ | 4000 | 194.79
| DM1101340 | Delphinus LED1x1900 D744 T930 R60 | non-dimmable, II, IP40, IK02, 60°, faceted reflector, tilting 90°, white aluminium body | 236 | 146 | 107 | 223x133 | 50000/L80B10 | 3 | 1543 | 13.3 | 116 | 90+ | 3000 | 167.098
| DM1101341 | Delphinus LED1x2550 D745 T930 R60 | non-dimmable, II, IP40, IK02, 60°, faceted reflector, tilting 90°, white aluminium body | 236 | 146 | 107 | 223x133 | 50000/L80B10 | 3 | 2114 | 19.3 | 110 | 90+ | 3000 | 167.098
| DM1101342 | Delphinus LED1x3350 D746 T930 R60 | non-dimmable, II, IP40, IK02, 60°, faceted reflector, tilting 90°, white aluminium body | 236 | 146 | 107 | 223x133 | 50000/L80B10 | 3 | 2872 | 26.4 | 109 | 90+ | 3000 | 167.098
| DM1115561 | Delphinus LED1x4250 J206 T930 R60 | non-dimmable, II, IP40, IK02, 60°, faceted reflector, tilting 90°, white aluminium body | 236 | 146 | 107 | 223x133 | 50000/L80B10 | 3 | 3563 | 35.1 | 102 | 90+ | 3000 | 167.098
| DM1101343 | Delphinus LED1x4800 D787 T930 R60 | non-dimmable, II, IP40, IK02, 60°, faceted reflector, tilting 90°, white aluminium body | 236 | 146 | 107 | 223x133 | 50000/L80B10 | 3 | 4069 | 42.1 | 97 | 90+ | 3000 | 175.053
| DM1101736 | Delphinus LED1x5250 D747 T930 R60 | non-dimmable, II, IP40, IK02, 60°, faceted reflector, tilting 90°, white aluminium body | 236 | 146 | 107 | 223x133 | 50000/L80B10 | 3 | 4526 | 46.6 | 97 | 90+ | 3000 | 195.048
| DM1101344 | Delphinus LED1x1900 D744 T940 R60 | non-dimmable, II, IP40, IK02, 60°, faceted reflector, tilting 90°, white aluminium body | 236 | 146 | 107 | 223x133 | 50000/L80B10 | 3 | 1625 | 13.3 | 122 | 90+ | 4000 | 167.098
| DM1101345 | Delphinus LED1x2550 D745 T940 R60 | non-dimmable, II, IP40, IK02, 60°, faceted reflector, tilting 90°, white aluminium body | 236 | 146 | 107 | 223x133 | 50000/L80B10 | 3 | 2228 | 19.3 | 115 | 90+ | 4000 | 167.098
| DM1101346 | Delphinus LED1x3350 D746 T940 R60 | non-dimmable, II, IP40, IK02, 60°, faceted reflector, tilting 90°, white aluminium body | 236 | 146 | 107 | 223x133 | 50000/L80B10 | 3 | 3028 | 26.4 | 115 | 90+ | 4000 | 167.098
| DM1115562 | Delphinus LED1x4250 J206 T940 R60 | non-dimmable, II, IP40, IK02, 60°, faceted reflector, tilting 90°, white aluminium body | 236 | 146 | 107 | 223x133 | 50000/L80B10 | 3 | 3756 | 35.1 | 107 | 90+ | 4000 | 167.098
| DM1101347 | Delphinus LED1x4800 D787 T940 R60 | non-dimmable, II, IP40, IK02, 60°, faceted reflector, tilting 90°, white aluminium body | 236 | 146 | 107 | 223x133 | 50000/L80B10 | 3 | 4289 | 42.1 | 102 | 90+ | 4000 | 175.053
| DM1101737 | Delphinus LED1x5250 D747 T940 R60 | non-dimmable, II, IP40, IK02, 60°, faceted reflector, tilting 90°, white aluminium body | 236 | 146 | 107 | 223x133 | 50000/L80B10 | 3 | 4770 | 46.6 | 102 | 90+ | 4000 | 195.048
Available options:
|  | DALI(G744...G746, J206) | Driver with DALI interface and switch-control dimming | [11 empty] | 55
|  | DALI (G747) | Driver with DALI interface and switch-control dimming | [11 empty] | 55
|  | WIE3-0.5m | 3-pole "Wieland - gesis classic" type or compatible connector with 0.5m cable | [11 empty] | 9.374
|  | WIE5D-0.5m | 5-pole DALI "Wieland - gesis classic" type or compatible connector with 0.5m cable | [11 empty] | 22.962
|  | Europlug-1.5m | 2-pole "Europlug" type plug with 2x1.0mm² 1.5m cable | [11 empty] | 14.104
|  | Europlug-3.0m | 2-pole "Europlug" type plug with 2x1.0mm² 3.0m cable | [11 empty] | 23.177
|  | RAL (MOQ: 1-9pcs) | RAL colour | [11 empty] | 83.549
|  | RAL (MOQ: 10pcs) | RAL colour | [11 empty] | 31.39
*note - price for uncommon RAL colour could be different from indicated. Ask before placing an order
|  | T830 | Colour temperature 3000K, CRI 80+
|  | T840 | Colour temperature 4000K, CRI 80+
|  | T930 | Colour temperature 3000K, CRI 90+
|  | T940 | Colour temperature 4000K, CRI 90+
|  | T825 BREAD | Special spectrum for bread 2500K, CRI 80+ | [11 empty] | 8.213
|  | T820 MEAT | Special spectrum for meat 2000K "pink", CRI 80+ | [11 empty] | 8.213
|  | T831 MEAT&WHITE | Special spectrum for meat products with increased white colour contrast 3100K "pink", CRI 80+ | [11 empty] | 8.213
|  | T930 VEGETABLES | Special spectrum for colourful products. Fruits, fashion 3000K, CRI 90+ | [11 empty] | 6.407
|  | T932 FASHION | Special spectrum for fashion 3200K, CRI 90+ | [11 empty] | 6.407
|  | T931 FASHION&WHITE | Special spectrum for fashion with dominant white colour 3100K, CRI 90+ | [11 empty] | 6.407
|  | T927 NATURAL | Colour temperature 2700K, CRI 95+ NATURAL | [11 empty] | 22.532
|  | T930 NATURAL | Colour temperature 3000K, CRI 95+ NATURAL | [11 empty] | 22.532
|  | T940 NATURAL | Colour temperature 4000K, CRI 95+ NATURAL | [11 empty] | 22.532
| DM1101318 | Aquarius A LED1x1850 E826 T830 R60 | non-dimmable, II, IP40, IK02, 60°, faceted reflector, tilting 90°, rotatable 355°, white aluminium body | 180 | 180 | 147 | d170 | 60000/L80B10 | 3 | 1757 | 13.5 | 130 | 80+ | 3000 | 155.316
| DM1101319 | Aquarius A LED1x2450 E827 T830 R60 | non-dimmable, II, IP40, IK02, 60°, faceted reflector, tilting 90°, rotatable 355°, white aluminium body | 180 | 180 | 147 | d170 | 60000/L80B10 | 3 | 2387 | 18.7 | 128 | 80+ | 3000 | 155.316
| DM1025247 | Aquarius A LED1x3250 D784 T830 R60 | non-dimmable, II, IP40, IK02, 60°, faceted reflector, tilting 90°, rotatable 355°, white aluminium body | 180 | 180 | 147 | d170 | 60000/L80B10 | 3 | 3214 | 26.5 | 121 | 80+ | 3000 | 155.316
| DM1115563 | Aquarius A LED1x4150 J210 T830 R60 | non-dimmable, II, IP40, IK02, 60°, faceted reflector, tilting 90°, rotatable 355°, white aluminium body | 180 | 180 | 147 | d170 | 60000/L80B10 | 3 | 4031 | 35.1 | 115 | 80+ | 3000 | 160.519
| DM1025249 | Aquarius A LED1x4650 D785 T830 R60 | non-dimmable, II, IP40, IK02, 60°, faceted reflector, tilting 90°, rotatable 355°, white aluminium body | 180 | 180 | 147 | d170 | 60000/L80B10 | 3 | 4604 | 40.2 | 115 | 80+ | 3000 | 174.838
| DM1025251 | Aquarius A LED1x5050 D786 T830 R60 | non-dimmable, II, IP40, IK02, 60°, faceted reflector, tilting 90°, rotatable 355°, white aluminium body | 180 | 180 | 147 | d170 | 60000/L80B10 | 3 | 5120 | 46.6 | 110 | 80+ | 3000 | 194.317
| DM1101320 | Aquarius A LED1x1850 E826 T840 R60 | non-dimmable, II, IP40, IK02, 60°, faceted reflector, tilting 90°, rotatable 355°, white aluminium body | 180 | 180 | 147 | d170 | 60000/L80B10 | 3 | 1857 | 13.5 | 138 | 80+ | 4000 | 155.316
| DM1101321 | Aquarius A LED1x2450 E827 T840 R60 | non-dimmable, II, IP40, IK02, 60°, faceted reflector, tilting 90°, rotatable 355°, white aluminium body | 180 | 180 | 147 | d170 | 60000/L80B10 | 3 | 2523 | 18.7 | 135 | 80+ | 4000 | 155.316
| DM1025248 | Aquarius A LED1x3250 D784 T840 R60 | non-dimmable, II, IP40, IK02, 60°, faceted reflector, tilting 90°, rotatable 355°, white aluminium body | 180 | 180 | 147 | d170 | 60000/L80B10 | 3 | 3397 | 26.5 | 128 | 80+ | 4000 | 155.316
| DM1115564 | Aquarius A LED1x4150 J210 T840 R60 | non-dimmable, II, IP40, IK02, 60°, faceted reflector, tilting 90°, rotatable 355°, white aluminium body | 180 | 180 | 147 | d170 | 60000/L80B10 | 3 | 4261 | 35.1 | 121 | 80+ | 4000 | 160.519
| DM1025250 | Aquarius A LED1x4650 D785 T840 R60 | non-dimmable, II, IP40, IK02, 60°, faceted reflector, tilting 90°, rotatable 355°, white aluminium body | 180 | 180 | 147 | d170 | 60000/L80B10 | 3 | 4867 | 40.2 | 121 | 80+ | 4000 | 174.838
| DM1025252 | Aquarius A LED1x5050 D786 T840 R60 | non-dimmable, II, IP40, IK02, 60°, faceted reflector, tilting 90°, rotatable 355°, white aluminium body | 180 | 180 | 147 | d170 | 60000/L80B10 | 3 | 5413 | 46.6 | 116 | 80+ | 4000 | 194.317
| DM1101322 | Aquarius A LED1x1850 E826 T930 R60 | non-dimmable, II, IP40, IK02, 60°, faceted reflector, tilting 90°, rotatable 355°, white aluminium body | 180 | 180 | 147 | d170 | 50000/L80B10 | 3 | 1489 | 13.3 | 112 | 90+ | 3000 | 166.195
| DM1101323 | Aquarius A LED1x2450 E827 T930 R60 | non-dimmable, II, IP40, IK02, 60°, faceted reflector, tilting 90°, rotatable 355°, white aluminium body | 180 | 180 | 147 | d170 | 50000/L80B10 | 3 | 2041 | 18.2 | 112 | 90+ | 3000 | 166.195
| DM1101324 | Aquarius A LED1x3250 D784 T930 R60 | non-dimmable, II, IP40, IK02, 60°, faceted reflector, tilting 90°, rotatable 355°, white aluminium body | 180 | 180 | 147 | d170 | 50000/L80B10 | 3 | 2773 | 25.8 | 107 | 90+ | 3000 | 166.195
| DM1115565 | Aquarius A LED1x4150 J210 T930 R60 | non-dimmable, II, IP40, IK02, 60°, faceted reflector, tilting 90°, rotatable 355°, white aluminium body | 180 | 180 | 147 | d170 | 50000/L80B10 | 3 | 3440 | 35.1 | 98 | 90+ | 3000 | 166.926
| DM1101325 | Aquarius A LED1x4650 D785 T930 R60 | non-dimmable, II, IP40, IK02, 60°, faceted reflector, tilting 90°, rotatable 355°, white aluminium body | 180 | 180 | 147 | d170 | 50000/L80B10 | 3 | 3929 | 40.2 | 98 | 90+ | 3000 | 174.838
| DM1101326 | Aquarius A LED1x5050 D786 T930 R60 | non-dimmable, II, IP40, IK02, 60°, faceted reflector, tilting 90°, rotatable 355°, white aluminium body | 180 | 180 | 147 | d170 | 50000/L80B10 | 3 | 4370 | 46.6 | 94 | 90+ | 3000 | 194.317
| DM1101327 | Aquarius A LED1x1850 E826 T940 R60 | non-dimmable, II, IP40, IK02, 60°, faceted reflector, tilting 90°, rotatable 355°, white aluminium body | 180 | 180 | 147 | d170 | 50000/L80B10 | 3 | 1569 | 13.3 | 118 | 90+ | 4000 | 166.195
| DM1101328 | Aquarius A LED1x2450 E827 T940 R60 | non-dimmable, II, IP40, IK02, 60°, faceted reflector, tilting 90°, rotatable 355°, white aluminium body | 180 | 180 | 147 | d170 | 50000/L80B10 | 3 | 2151 | 18.2 | 118 | 90+ | 4000 | 166.195
| DM1101329 | Aquarius A LED1x3250 D784 T940 R60 | non-dimmable, II, IP40, IK02, 60°, faceted reflector, tilting 90°, rotatable 355°, white aluminium body | 180 | 180 | 147 | d170 | 50000/L80B10 | 3 | 2923 | 25.8 | 113 | 90+ | 4000 | 166.195
| DM1115566 | Aquarius A LED1x4150 J210 T940 R60 | non-dimmable, II, IP40, IK02, 60°, faceted reflector, tilting 90°, rotatable 355°, white aluminium body | 180 | 180 | 147 | d170 | 50000/L80B10 | 3 | 3626 | 35.1 | 103 | 90+ | 4000 | 166.926
| DM1101330 | Aquarius A LED1x4650 D785 T940 R60 | non-dimmable, II, IP40, IK02, 60°, faceted reflector, tilting 90°, rotatable 355°, white aluminium body | 180 | 180 | 147 | d170 | 50000/L80B10 | 3 | 4141 | 40.2 | 103 | 90+ | 4000 | 174.838
| DM1101331 | Aquarius A LED1x5050 D786 T940 R60 | non-dimmable, II, IP40, IK02, 60°, faceted reflector, tilting 90°, rotatable 355°, white aluminium body | 180 | 180 | 147 | d170 | 50000/L80B10 | 3 | 4606 | 46.6 | 99 | 90+ | 4000 | 194.317
Available options:
|  | DALI (E826...E827; D784...D785; J210) | Driver with DALI interface and switch-control dimming | [11 empty] | 55
|  | DALI (D786) | Driver with DALI interface and switch-control dimming | [11 empty] | 55
|  | WIE3-0.5m | 3-pole "Wieland - gesis classic" type or compatible connector with 0.5m cable | [11 empty] | 9.374
|  | WIE5D-0.5m | 5-pole DALI "Wieland - gesis classic" type or compatible connector with 0.5m cable | [11 empty] | 22.962
|  | Europlug-1.5m | 2-pole "Europlug" type plug with 2x1.0mm² 1.5m cable | [11 empty] | 14.104
|  | Europlug-3.0m | 2-pole "Europlug" type plug with 2x1.0mm² 3.0m cable | [11 empty] | 23.177
|  | RAL (MOQ: 1-9pcs) | RAL colour | [11 empty] | 83.549
|  | RAL (MOQ: 10pcs) | RAL colour | [11 empty] | 31.39
*note - price for uncommon RAL colour could be different from indicated. Ask before placing an order
|  | T830 | Colour temperature 3000K, CRI 80+
|  | T840 | Colour temperature 4000K, CRI 80+
|  | T930 | Colour temperature 3000K, CRI 90+
|  | T940 | Colour temperature 4000K, CRI 90+
|  | T825 BREAD | Special spectrum for bread 2500K, CRI 80+ | [11 empty] | 8.213
|  | T820 MEAT | Special spectrum for meat 2000K "pink", CRI 80+ | [11 empty] | 8.213
|  | T831 MEAT&WHITE | Special spectrum for meat products with increased white colour contrast 3100K "pink", CRI 80+ | [11 empty] | 8.213
|  | T930 VEGETABLES | Special spectrum for colourful products. Fruits, fashion 3000K, CRI 90+ | [11 empty] | 6.407
|  | T932 FASHION | Special spectrum for fashion 3200K, CRI 90+ | [11 empty] | 6.407
|  | T931 FASHION&WHITE | Special spectrum for fashion with dominant white colour 3100K, CRI 90+ | [11 empty] | 6.407
|  | T927 NATURAL | Colour temperature 2700K, CRI 95+ NATURAL | [11 empty] | 22.532
|  | T930 NATURAL | Colour temperature 3000K, CRI 95+ NATURAL | [11 empty] | 22.532
|  | T940 NATURAL | Colour temperature 4000K, CRI 95+ NATURAL | [11 empty] | 22.532
| DM1101240 | Antlia T LED1x1450 D948 T830 OP | non-dimmable, I, IP20, IK02, with deepened opal diffuser, white aluminium body with adaptor | 200 | 200 | 150 |  | 60000/L80B10 | 3 | 1382 | 11.7 | 118 | 80+ | 3000 | 199.09
| DM1101241 | Antlia T LED1x2000 D949 T830 OP | non-dimmable, I, IP20, IK02, with deepened opal diffuser, white aluminium body with adaptor | 200 | 200 | 150 |  | 60000/L80B10 | 3 | 1936 | 16.2 | 120 | 80+ | 3000 | 199.09
| DM1101242 | Antlia T LED1x2700 D950 T830 OP | non-dimmable, I, IP20, IK02, with deepened opal diffuser, white aluminium body with adaptor | 200 | 200 | 150 |  | 60000/L80B10 | 3 | 2635 | 23 | 115 | 80+ | 3000 | 199.09
| DM1101243 | Antlia T LED1x1450 D948 T840 OP | non-dimmable, I, IP20, IK02, with deepened opal diffuser, white aluminium body with adaptor | 200 | 200 | 150 |  | 60000/L80B10 | 3 | 1443 | 11.7 | 123 | 80+ | 4000 | 199.09
| DM1101244 | Antlia T LED1x2000 D949 T840 OP | non-dimmable, I, IP20, IK02, with deepened opal diffuser, white aluminium body with adaptor | 200 | 200 | 150 |  | 60000/L80B10 | 3 | 2023 | 16.2 | 125 | 80+ | 4000 | 199.09
| DM1101245 | Antlia T LED1x2700 D950 T840 OP | non-dimmable, I, IP20, IK02, with deepened opal diffuser, white aluminium body with adaptor | 200 | 200 | 150 |  | 60000/L80B10 | 3 | 2753 | 23 | 120 | 80+ | 4000 | 199.09
Available options:
|  | DALI | Driver with DALI interface and switch-control dimming | [11 empty] | 55
*note - Stucchi tracks is not compatible with switch-control dimming
|  | RAL (MOQ: 1-9pcs) | RAL colour | [11 empty] | 44.763
|  | RAL (MOQ: 10pcs) | RAL colour | [11 empty] | 22.532
*note - standard tracks and adapters RAL colours: RAL9010, RAL9005, RAL7035
*note - price for uncommon RAL colour could be different from indicated. Ask before placing an order
|  | T830 | Colour temperature 3000K, CRI 80+
|  | T840 | Colour temperature 4000K, CRI 80+
| DM1111825 | Spica LED1x1900 G546 T830 L30 | non-dimmable, I, IP20, IK02, 30° beam optic, white steel body with adaptor | 574 | 59 | 70 |  | 100000/L80B10 | 3 | 1782 | 11.7 | 152 | 80+ | 3000 | 208.163
| DM1111826 | Spica LED1x2800 G547 T830 L30 | non-dimmable, I, IP20, IK02, 30° beam optic, white steel body with adaptor | 574 | 59 | 70 |  | 100000/L80B10 | 3 | 2593 | 15.9 | 163 | 80+ | 3000 | 203.39
| DM1111827 | Spica LED1x3800 G548 T830 L30 | non-dimmable, I, IP20, IK02, 30° beam optic, white steel body with adaptor | 574 | 59 | 70 |  | 100000/L80B10 | 3 | 3546 | 21.8 | 163 | 80+ | 3000 | 200.036
| DM1111828 | Spica LED1x2850 G549 T830 L30 | non-dimmable, I, IP20, IK02, 30° beam optic, white steel body with adaptor | 856 | 59 | 70 |  | 100000/L80B10 | 3 | 2673 | 16.9 | 158 | 80+ | 3000 | 220.031
| DM1111829 | Spica LED1x4150 G550 T830 L30 | non-dimmable, I, IP20, IK02, 30° beam optic, white steel body with adaptor | 856 | 59 | 70 |  | 100000/L80B10 | 3 | 3889 | 22.8 | 171 | 80+ | 3000 | 244.283
| DM1111830 | Spica LED1x5700 G551 T830 L30 | non-dimmable, I, IP20, IK02, 30° beam optic, white steel body with adaptor | 856 | 59 | 70 |  | 100000/L80B10 | 3 | 5319 | 31.6 | 168 | 80+ | 3000 | 240.628
| DM1111831 | Spica LED1x3800 G552 T830 L30 | non-dimmable, I, IP20, IK02, 30° beam optic, white steel body with adaptor | 1137 | 59 | 70 |  | 100000/L80B10 | 3 | 3564 | 21.8 | 163 | 80+ | 3000 | 254.732
| DM1111832 | Spica LED1x5550 G553 T830 L30 | non-dimmable, I, IP20, IK02, 30° beam optic, white steel body with adaptor | 1137 | 59 | 70 |  | 100000/L80B10 | 3 | 5185 | 29.7 | 175 | 80+ | 3000 | 289.691
| DM1111833 | Spica LED1x7600 G554 T830 L30 | non-dimmable, I, IP20, IK02, 30° beam optic, white steel body with adaptor | 1137 | 59 | 70 |  | 100000/L80B10 | 3 | 7092 | 41.2 | 172 | 80+ | 3000 | 291.497
| DM1111834 | Spica LED1x1900 G546 T840 L30 | non-dimmable, I, IP20, IK02, 30° beam optic, white steel body with adaptor | 574 | 59 | 70 |  | 100000/L80B10 | 3 | 1878 | 11.7 | 161 | 80+ | 4000 | 208.163
| DM1111835 | Spica LED1x2800 G547 T840 L30 | non-dimmable, I, IP20, IK02, 30° beam optic, white steel body with adaptor | 574 | 59 | 70 |  | 100000/L80B10 | 3 | 2733 | 15.9 | 172 | 80+ | 4000 | 203.39
| DM1111836 | Spica LED1x3800 G548 T840 L30 | non-dimmable, I, IP20, IK02, 30° beam optic, white steel body with adaptor | 574 | 59 | 70 |  | 100000/L80B10 | 3 | 3738 | 21.8 | 171 | 80+ | 4000 | 200.036
| DM1111837 | Spica LED1x2850 G549 T840 L30 | non-dimmable, I, IP20, IK02, 30° beam optic, white steel body with adaptor | 856 | 59 | 70 |  | 100000/L80B10 | 3 | 2818 | 16.9 | 167 | 80+ | 4000 | 220.031
| DM1111838 | Spica LED1x4150 G550 T840 L30 | non-dimmable, I, IP20, IK02, 30° beam optic, white steel body with adaptor | 856 | 59 | 70 |  | 100000/L80B10 | 3 | 4099 | 22.8 | 180 | 80+ | 4000 | 244.283
| DM1111839 | Spica LED1x5700 G551 T840 L30 | non-dimmable, I, IP20, IK02, 30° beam optic, white steel body with adaptor | 856 | 59 | 70 |  | 100000/L80B10 | 3 | 5606 | 31.6 | 177 | 80+ | 4000 | 240.628
| DM1111840 | Spica LED1x3800 G552 T840 L30 | non-dimmable, I, IP20, IK02, 30° beam optic, white steel body with adaptor | 1137 | 59 | 70 |  | 100000/L80B10 | 3 | 3757 | 21.8 | 172 | 80+ | 4000 | 254.732
| DM1111841 | Spica LED1x5550 G553 T840 L30 | non-dimmable, I, IP20, IK02, 30° beam optic, white steel body with adaptor | 1137 | 59 | 70 |  | 100000/L80B10 | 3 | 5465 | 29.7 | 184 | 80+ | 4000 | 289.691
| DM1111842 | Spica LED1x7600 G554 T840 L30 | non-dimmable, I, IP20, IK02, 30° beam optic, white steel body with adaptor | 1137 | 59 | 70 |  | 100000/L80B10 | 3 | 7475 | 41.2 | 181 | 80+ | 4000 | 291.497
*note - for models G546; G549; G552 - only every second LED lights up
| DM1111843 | Spica LED1x1900 G546 T830 L40x75 | non-dimmable, I, IP20, IK02, 40x75° beam optic, white steel body with adaptor | 574 | 59 | 70 |  | 100000/L80B10 | 3 | 1782 | 11.7 | 152 | 80+ | 3000 | 208.163
| DM1111844 | Spica LED1x2800 G547 T830 L40x75 | non-dimmable, I, IP20, IK02, 40x75° beam optic, white steel body with adaptor | 574 | 59 | 70 |  | 100000/L80B10 | 3 | 2593 | 15.9 | 163 | 80+ | 3000 | 203.39
| DM1111845 | Spica LED1x3800 G548 T830 L40x75 | non-dimmable, I, IP20, IK02, 40x75° beam optic, white steel body with adaptor | 574 | 59 | 70 |  | 100000/L80B10 | 3 | 3546 | 21.8 | 163 | 80+ | 3000 | 200.036
| DM1111846 | Spica LED1x2850 G549 T830 L40x75 | non-dimmable, I, IP20, IK02, 40x75° beam optic, white steel body with adaptor | 856 | 59 | 70 |  | 100000/L80B10 | 3 | 2673 | 16.9 | 158 | 80+ | 3000 | 220.031
| DM1111847 | Spica LED1x4150 G550 T830 L40x75 | non-dimmable, I, IP20, IK02, 40x75° beam optic, white steel body with adaptor | 856 | 59 | 70 |  | 100000/L80B10 | 3 | 3889 | 22.8 | 171 | 80+ | 3000 | 244.283
| DM1111848 | Spica LED1x5700 G551 T830 L40x75 | non-dimmable, I, IP20, IK02, 40x75° beam optic, white steel body with adaptor | 856 | 59 | 70 |  | 100000/L80B10 | 3 | 5319 | 31.6 | 168 | 80+ | 3000 | 240.628
| DM1111849 | Spica LED1x3800 G552 T830 L40x75 | non-dimmable, I, IP20, IK02, 40x75° beam optic, white steel body with adaptor | 1137 | 59 | 70 |  | 100000/L80B10 | 3 | 3564 | 21.8 | 163 | 80+ | 3000 | 254.732
| DM1111850 | Spica LED1x5550 G553 T830 L40x75 | non-dimmable, I, IP20, IK02, 40x75° beam optic, white steel body with adaptor | 1137 | 59 | 70 |  | 100000/L80B10 | 3 | 5185 | 29.7 | 175 | 80+ | 3000 | 289.691
| DM1111851 | Spica LED1x7600 G554 T830 L40x75 | non-dimmable, I, IP20, IK02, 40x75° beam optic, white steel body with adaptor | 1137 | 59 | 70 |  | 100000/L80B10 | 3 | 7092 | 41.2 | 172 | 80+ | 3000 | 291.497
| DM1111852 | Spica LED1x1900 G546 T840 L40x75 | non-dimmable, I, IP20, IK02, 40x75° beam optic, white steel body with adaptor | 574 | 59 | 70 |  | 100000/L80B10 | 3 | 1878 | 11.7 | 161 | 80+ | 4000 | 208.163
| DM1111853 | Spica LED1x2800 G547 T840 L40x75 | non-dimmable, I, IP20, IK02, 40x75° beam optic, white steel body with adaptor | 574 | 59 | 70 |  | 100000/L80B10 | 3 | 2733 | 15.9 | 172 | 80+ | 4000 | 203.39
| DM1111854 | Spica LED1x3800 G548 T840 L40x75 | non-dimmable, I, IP20, IK02, 40x75° beam optic, white steel body with adaptor | 574 | 59 | 70 |  | 100000/L80B10 | 3 | 3738 | 21.8 | 171 | 80+ | 4000 | 200.036
| DM1111855 | Spica LED1x2850 G549 T840 L40x75 | non-dimmable, I, IP20, IK02, 40x75° beam optic, white steel body with adaptor | 856 | 59 | 70 |  | 100000/L80B10 | 3 | 2818 | 16.9 | 167 | 80+ | 4000 | 220.031
| DM1111856 | Spica LED1x4150 G550 T840 L40x75 | non-dimmable, I, IP20, IK02, 40x75° beam optic, white steel body with adaptor | 856 | 59 | 70 |  | 100000/L80B10 | 3 | 4099 | 22.8 | 180 | 80+ | 4000 | 244.283
| DM1111857 | Spica LED1x5700 G551 T840 L40x75 | non-dimmable, I, IP20, IK02, 40x75° beam optic, white steel body with adaptor | 856 | 59 | 70 |  | 100000/L80B10 | 3 | 5606 | 31.6 | 177 | 80+ | 4000 | 240.628
| DM1111858 | Spica LED1x3800 G552 T840 L40x75 | non-dimmable, I, IP20, IK02, 40x75° beam optic, white steel body with adaptor | 1137 | 59 | 70 |  | 100000/L80B10 | 3 | 3757 | 21.8 | 172 | 80+ | 4000 | 254.732
| DM1111859 | Spica LED1x5550 G553 T840 L40x75 | non-dimmable, I, IP20, IK02, 40x75° beam optic, white steel body with adaptor | 1137 | 59 | 70 |  | 100000/L80B10 | 3 | 5465 | 29.7 | 184 | 80+ | 4000 | 289.691
| DM1111860 | Spica LED1x7600 G554 T840 L40x75 | non-dimmable, I, IP20, IK02, 40x75° beam optic, white steel body with adaptor | 1137 | 59 | 70 |  | 100000/L80B10 | 3 | 7475 | 41.2 | 181 | 80+ | 4000 | 291.497
*note - for models G546; G549; G552 - only every second LED lights up
| DM1108509 | Spica LED1x1900 G546 T830 L75 | non-dimmable, I, IP20, IK02, 75° beam optic, white steel body with adaptor | 574 | 59 | 70 |  | 100000/L80B10 | 3 | 1801 | 11.7 | 154 | 80+ | 3000 | 208.163
| DM1108510 | Spica LED1x2800 G547 T830 L75 | non-dimmable, I, IP20, IK02, 75° beam optic, white steel body with adaptor | 574 | 59 | 70 |  | 100000/L80B10 | 3 | 2620 | 15.9 | 165 | 80+ | 3000 | 203.39
| DM1108511 | Spica LED1x3800 G548 T830 L75 | non-dimmable, I, IP20, IK02, 75° beam optic, white steel body with adaptor | 574 | 59 | 70 |  | 100000/L80B10 | 3 | 3583 | 21.8 | 164 | 80+ | 3000 | 200.036
| DM1108512 | Spica LED1x2850 G549 T830 L75 | non-dimmable, I, IP20, IK02, 75° beam optic, white steel body with adaptor | 856 | 59 | 70 |  | 100000/L80B10 | 3 | 2701 | 16.9 | 160 | 80+ | 3000 | 220.031
| DM1108513 | Spica LED1x4150 G550 T830 L75 | non-dimmable, I, IP20, IK02, 75° beam optic, white steel body with adaptor | 856 | 59 | 70 |  | 100000/L80B10 | 3 | 3930 | 22.8 | 172 | 80+ | 3000 | 244.283
| DM1108514 | Spica LED1x5700 G551 T830 L75 | non-dimmable, I, IP20, IK02, 75° beam optic, white steel body with adaptor | 856 | 59 | 70 |  | 100000/L80B10 | 3 | 5375 | 31.6 | 170 | 80+ | 3000 | 240.628
| DM1108515 | Spica LED1x3800 G552 T830 L75 | non-dimmable, I, IP20, IK02, 75° beam optic, white steel body with adaptor | 1137 | 59 | 70 |  | 100000/L80B10 | 3 | 3602 | 21.8 | 165 | 80+ | 3000 | 254.732
| DM1108516 | Spica LED1x5550 G553 T830 L75 | non-dimmable, I, IP20, IK02, 75° beam optic, white steel body with adaptor | 1137 | 59 | 70 |  | 100000/L80B10 | 3 | 5240 | 29.7 | 176 | 80+ | 3000 | 289.691
| DM1108517 | Spica LED1x7600 G554 T830 L75 | non-dimmable, I, IP20, IK02, 75° beam optic, white steel body with adaptor | 1137 | 59 | 70 |  | 100000/L80B10 | 3 | 7166 | 41.2 | 174 | 80+ | 3000 | 291.497
| DM1106382 | Spica LED1x1900 G546 T840 L75 | non-dimmable, I, IP20, IK02, 75° beam optic, white steel body with adaptor | 574 | 59 | 70 |  | 100000/L80B10 | 3 | 1898 | 11.7 | 162 | 80+ | 4000 | 208.163
| DM1106383 | Spica LED1x2800 G547 T840 L75 | non-dimmable, I, IP20, IK02, 75° beam optic, white steel body with adaptor | 574 | 59 | 70 |  | 100000/L80B10 | 3 | 2762 | 15.9 | 174 | 80+ | 4000 | 203.39
| DM1106384 | Spica LED1x3800 G548 T840 L75 | non-dimmable, I, IP20, IK02, 75° beam optic, white steel body with adaptor | 574 | 59 | 70 |  | 100000/L80B10 | 3 | 3777 | 21.8 | 173 | 80+ | 4000 | 200.036
| DM1106385 | Spica LED1x2850 G549 T840 L75 | non-dimmable, I, IP20, IK02, 75° beam optic, white steel body with adaptor | 856 | 59 | 70 |  | 100000/L80B10 | 3 | 2847 | 16.9 | 168 | 80+ | 4000 | 220.031
| DM1106386 | Spica LED1x4150 G550 T840 L75 | non-dimmable, I, IP20, IK02, 75° beam optic, white steel body with adaptor | 856 | 59 | 70 |  | 100000/L80B10 | 3 | 4142 | 22.8 | 182 | 80+ | 4000 | 244.283
| DM1106387 | Spica LED1x5700 G551 T840 L75 | non-dimmable, I, IP20, IK02, 75° beam optic, white steel body with adaptor | 856 | 59 | 70 |  | 100000/L80B10 | 3 | 5665 | 31.6 | 179 | 80+ | 4000 | 240.628
| DM1106388 | Spica LED1x3800 G552 T840 L75 | non-dimmable, I, IP20, IK02, 75° beam optic, white steel body with adaptor | 1137 | 59 | 70 |  | 100000/L80B10 | 3 | 3796 | 21.8 | 174 | 80+ | 4000 | 254.732
| DM1106389 | Spica LED1x5550 G553 T840 L75 | non-dimmable, I, IP20, IK02, 75° beam optic, white steel body with adaptor | 1137 | 59 | 70 |  | 100000/L80B10 | 3 | 5523 | 29.7 | 186 | 80+ | 4000 | 289.691
| DM1106390 | Spica LED1x7600 G554 T840 L75 | non-dimmable, I, IP20, IK02, 75° beam optic, white steel body with adaptor | 1137 | 59 | 70 |  | 100000/L80B10 | 3 | 7554 | 41.2 | 183 | 80+ | 4000 | 291.497
*note - for models G546; G549; G552 - only every second LED lights up
| DM1111861 | Spica LED1x1900 G546 T830 L75W | non-dimmable, I, IP20, IK02, 75° wide beam optic, white steel body with adaptor | 574 | 59 | 70 |  | 100000/L80B10 | 3 | 1801 | 11.7 | 154 | 80+ | 3000 | 208.163
| DM1111862 | Spica LED1x2800 G547 T830 L75W | non-dimmable, I, IP20, IK02, 75° wide beam optic, white steel body with adaptor | 574 | 59 | 70 |  | 100000/L80B10 | 3 | 2620 | 15.9 | 165 | 80+ | 3000 | 203.39
| DM1111863 | Spica LED1x3800 G548 T830 L75W | non-dimmable, I, IP20, IK02, 75° wide beam optic, white steel body with adaptor | 574 | 59 | 70 |  | 100000/L80B10 | 3 | 3583 | 21.8 | 164 | 80+ | 3000 | 200.036
| DM1111864 | Spica LED1x2850 G549 T830 L75W | non-dimmable, I, IP20, IK02, 75° wide beam optic, white steel body with adaptor | 856 | 59 | 70 |  | 100000/L80B10 | 3 | 2701 | 16.9 | 160 | 80+ | 3000 | 220.031
| DM1111865 | Spica LED1x4150 G550 T830 L75W | non-dimmable, I, IP20, IK02, 75° wide beam optic, white steel body with adaptor | 856 | 59 | 70 |  | 100000/L80B10 | 3 | 3930 | 22.8 | 172 | 80+ | 3000 | 244.283
| DM1111866 | Spica LED1x5700 G551 T830 L75W | non-dimmable, I, IP20, IK02, 75° wide beam optic, white steel body with adaptor | 856 | 59 | 70 |  | 100000/L80B10 | 3 | 5375 | 31.6 | 170 | 80+ | 3000 | 240.628
| DM1111867 | Spica LED1x3800 G552 T830 L75W | non-dimmable, I, IP20, IK02, 75° wide beam optic, white steel body with adaptor | 1137 | 59 | 70 |  | 100000/L80B10 | 3 | 3602 | 21.8 | 165 | 80+ | 3000 | 254.732
| DM1111868 | Spica LED1x5550 G553 T830 L75W | non-dimmable, I, IP20, IK02, 75° wide beam optic, white steel body with adaptor | 1137 | 59 | 70 |  | 100000/L80B10 | 3 | 5240 | 29.7 | 176 | 80+ | 3000 | 289.691
| DM1111869 | Spica LED1x7600 G554 T830 L75W | non-dimmable, I, IP20, IK02, 75° wide beam optic, white steel body with adaptor | 1137 | 59 | 70 |  | 100000/L80B10 | 3 | 7166 | 41.2 | 174 | 80+ | 3000 | 291.497
| DM1111870 | Spica LED1x1900 G546 T840 L75W | non-dimmable, I, IP20, IK02, 75° wide beam optic, white steel body with adaptor | 574 | 59 | 70 |  | 100000/L80B10 | 3 | 1898 | 11.7 | 162 | 80+ | 4000 | 208.163
| DM1111871 | Spica LED1x2800 G547 T840 L75W | non-dimmable, I, IP20, IK02, 75° wide beam optic, white steel body with adaptor | 574 | 59 | 70 |  | 100000/L80B10 | 3 | 2762 | 15.9 | 174 | 80+ | 4000 | 203.39
| DM1111872 | Spica LED1x3800 G548 T840 L75W | non-dimmable, I, IP20, IK02, 75° wide beam optic, white steel body with adaptor | 574 | 59 | 70 |  | 100000/L80B10 | 3 | 3777 | 21.8 | 173 | 80+ | 4000 | 200.036
| DM1111873 | Spica LED1x2850 G549 T840 L75W | non-dimmable, I, IP20, IK02, 75° wide beam optic, white steel body with adaptor | 856 | 59 | 70 |  | 100000/L80B10 | 3 | 2847 | 16.9 | 168 | 80+ | 4000 | 220.031
| DM1111874 | Spica LED1x4150 G550 T840 L75W | non-dimmable, I, IP20, IK02, 75° wide beam optic, white steel body with adaptor | 856 | 59 | 70 |  | 100000/L80B10 | 3 | 4142 | 22.8 | 182 | 80+ | 4000 | 244.283
| DM1111875 | Spica LED1x5700 G551 T840 L75W | non-dimmable, I, IP20, IK02, 75° wide beam optic, white steel body with adaptor | 856 | 59 | 70 |  | 100000/L80B10 | 3 | 5665 | 31.6 | 179 | 80+ | 4000 | 240.628
| DM1111876 | Spica LED1x3800 G552 T840 L75W | non-dimmable, I, IP20, IK02, 75° wide beam optic, white steel body with adaptor | 1137 | 59 | 70 |  | 100000/L80B10 | 3 | 3796 | 21.8 | 174 | 80+ | 4000 | 254.732
| DM1111877 | Spica LED1x5550 G553 T840 L75W | non-dimmable, I, IP20, IK02, 75° wide beam optic, white steel body with adaptor | 1137 | 59 | 70 |  | 100000/L80B10 | 3 | 5523 | 29.7 | 186 | 80+ | 4000 | 289.691
| DM1111878 | Spica LED1x7600 G554 T840 L75W | non-dimmable, I, IP20, IK02, 75° wide beam optic, white steel body with adaptor | 1137 | 59 | 70 |  | 100000/L80B10 | 3 | 7554 | 41.2 | 183 | 80+ | 4000 | 291.497
*note - for models G546; G549; G552 - only every second LED lights up
| DM1111879 | Spica LED1x1900 G546 T830 L90W | non-dimmable, I, IP20, IK02, 90° wide beam optic, white steel body with adaptor | 574 | 59 | 70 |  | 100000/L80B10 | 3 | 1801 | 11.7 | 154 | 80+ | 3000 | 208.163
| DM1111880 | Spica LED1x2800 G547 T830 L90W | non-dimmable, I, IP20, IK02, 90° wide beam optic, white steel body with adaptor | 574 | 59 | 70 |  | 100000/L80B10 | 3 | 2620 | 15.9 | 165 | 80+ | 3000 | 203.39
| DM1111881 | Spica LED1x3800 G548 T830 L90W | non-dimmable, I, IP20, IK02, 90° wide beam optic, white steel body with adaptor | 574 | 59 | 70 |  | 100000/L80B10 | 3 | 3583 | 21.8 | 164 | 80+ | 3000 | 200.036
| DM1111882 | Spica LED1x2850 G549 T830 L90W | non-dimmable, I, IP20, IK02, 90° wide beam optic, white steel body with adaptor | 856 | 59 | 70 |  | 100000/L80B10 | 3 | 2701 | 16.9 | 160 | 80+ | 3000 | 220.031
| DM1111883 | Spica LED1x4150 G550 T830 L90W | non-dimmable, I, IP20, IK02, 90° wide beam optic, white steel body with adaptor | 856 | 59 | 70 |  | 100000/L80B10 | 3 | 3930 | 22.8 | 172 | 80+ | 3000 | 244.283
| DM1111884 | Spica LED1x5700 G551 T830 L90W | non-dimmable, I, IP20, IK02, 90° wide beam optic, white steel body with adaptor | 856 | 59 | 70 |  | 100000/L80B10 | 3 | 5375 | 31.6 | 170 | 80+ | 3000 | 240.628
| DM1111885 | Spica LED1x3800 G552 T830 L90W | non-dimmable, I, IP20, IK02, 90° wide beam optic, white steel body with adaptor | 1137 | 59 | 70 |  | 100000/L80B10 | 3 | 3602 | 21.8 | 165 | 80+ | 3000 | 254.732
| DM1111886 | Spica LED1x5550 G553 T830 L90W | non-dimmable, I, IP20, IK02, 90° wide beam optic, white steel body with adaptor | 1137 | 59 | 70 |  | 100000/L80B10 | 3 | 5240 | 29.7 | 176 | 80+ | 3000 | 289.691
| DM1111887 | Spica LED1x7600 G554 T830 L90W | non-dimmable, I, IP20, IK02, 90° wide beam optic, white steel body with adaptor | 1137 | 59 | 70 |  | 100000/L80B10 | 3 | 7166 | 41.2 | 174 | 80+ | 3000 | 291.497
| DM1111888 | Spica LED1x1900 G546 T840 L90W | non-dimmable, I, IP20, IK02, 90° wide beam optic, white steel body with adaptor | 574 | 59 | 70 |  | 100000/L80B10 | 3 | 1898 | 11.7 | 162 | 80+ | 4000 | 208.163
| DM1111889 | Spica LED1x2800 G547 T840 L90W | non-dimmable, I, IP20, IK02, 90° wide beam optic, white steel body with adaptor | 574 | 59 | 70 |  | 100000/L80B10 | 3 | 2762 | 15.9 | 174 | 80+ | 4000 | 203.39
| DM1111890 | Spica LED1x3800 G548 T840 L90W | non-dimmable, I, IP20, IK02, 90° wide beam optic, white steel body with adaptor | 574 | 59 | 70 |  | 100000/L80B10 | 3 | 3777 | 21.8 | 173 | 80+ | 4000 | 200.036
| DM1111891 | Spica LED1x2850 G549 T840 L90W | non-dimmable, I, IP20, IK02, 90° wide beam optic, white steel body with adaptor | 856 | 59 | 70 |  | 100000/L80B10 | 3 | 2847 | 16.9 | 168 | 80+ | 4000 | 220.031
| DM1111892 | Spica LED1x4150 G550 T840 L90W | non-dimmable, I, IP20, IK02, 90° wide beam optic, white steel body with adaptor | 856 | 59 | 70 |  | 100000/L80B10 | 3 | 4142 | 22.8 | 182 | 80+ | 4000 | 244.283
| DM1111893 | Spica LED1x5700 G551 T840 L90W | non-dimmable, I, IP20, IK02, 90° wide beam optic, white steel body with adaptor | 856 | 59 | 70 |  | 100000/L80B10 | 3 | 5665 | 31.6 | 179 | 80+ | 4000 | 240.628
| DM1111894 | Spica LED1x3800 G552 T840 L90W | non-dimmable, I, IP20, IK02, 90° wide beam optic, white steel body with adaptor | 1137 | 59 | 70 |  | 100000/L80B10 | 3 | 3796 | 21.8 | 174 | 80+ | 4000 | 254.732
| DM1111895 | Spica LED1x5550 G553 T840 L90W | non-dimmable, I, IP20, IK02, 90° wide beam optic, white steel body with adaptor | 1137 | 59 | 70 |  | 100000/L80B10 | 3 | 5523 | 29.7 | 186 | 80+ | 4000 | 289.691
| DM1111896 | Spica LED1x7600 G554 T840 L90W | non-dimmable, I, IP20, IK02, 90° wide beam optic, white steel body with adaptor | 1137 | 59 | 70 |  | 100000/L80B10 | 3 | 7554 | 41.2 | 183 | 80+ | 4000 | 291.497
*note - for models G546; G549; G552 - only every second LED lights up
| DM1111897 | Spica LED1x1900 G546 T830 L2A25 | non-dimmable, I, IP20, IK02, double asymmetrical optic, white steel body with adaptor | 574 | 59 | 70 |  | 100000/L80B10 | 3 | 1801 | 11.7 | 154 | 80+ | 3000 | 208.163
| DM1111898 | Spica LED1x2800 G547 T830 L2A25 | non-dimmable, I, IP20, IK02, double asymmetrical optic, white steel body with adaptor | 574 | 59 | 70 |  | 100000/L80B10 | 3 | 2620 | 15.9 | 165 | 80+ | 3000 | 203.39
| DM1111899 | Spica LED1x3800 G548 T830 L2A25 | non-dimmable, I, IP20, IK02, double asymmetrical optic, white steel body with adaptor | 574 | 59 | 70 |  | 100000/L80B10 | 3 | 3583 | 21.8 | 164 | 80+ | 3000 | 200.036
| DM1111900 | Spica LED1x2850 G549 T830 L2A25 | non-dimmable, I, IP20, IK02, double asymmetrical optic, white steel body with adaptor | 856 | 59 | 70 |  | 100000/L80B10 | 3 | 2701 | 16.9 | 160 | 80+ | 3000 | 220.031
| DM1111901 | Spica LED1x4150 G550 T830 L2A25 | non-dimmable, I, IP20, IK02, double asymmetrical optic, white steel body with adaptor | 856 | 59 | 70 |  | 100000/L80B10 | 3 | 3930 | 22.8 | 172 | 80+ | 3000 | 244.283
| DM1111902 | Spica LED1x5700 G551 T830 L2A25 | non-dimmable, I, IP20, IK02, double asymmetrical optic, white steel body with adaptor | 856 | 59 | 70 |  | 100000/L80B10 | 3 | 5375 | 31.6 | 170 | 80+ | 3000 | 240.628
| DM1111903 | Spica LED1x3800 G552 T830 L2A25 | non-dimmable, I, IP20, IK02, double asymmetrical optic, white steel body with adaptor | 1137 | 59 | 70 |  | 100000/L80B10 | 3 | 3602 | 21.8 | 165 | 80+ | 3000 | 254.732
| DM1111904 | Spica LED1x5550 G553 T830 L2A25 | non-dimmable, I, IP20, IK02, double asymmetrical optic, white steel body with adaptor | 1137 | 59 | 70 |  | 100000/L80B10 | 3 | 5240 | 29.7 | 176 | 80+ | 3000 | 289.691
| DM1111905 | Spica LED1x7600 G554 T830 L2A25 | non-dimmable, I, IP20, IK02, double asymmetrical optic, white steel body with adaptor | 1137 | 59 | 70 |  | 100000/L80B10 | 3 | 7166 | 41.2 | 174 | 80+ | 3000 | 291.497
| DM1111906 | Spica LED1x1900 G546 T840 L2A25 | non-dimmable, I, IP20, IK02, double asymmetrical optic, white steel body with adaptor | 574 | 59 | 70 |  | 100000/L80B10 | 3 | 1898 | 11.7 | 162 | 80+ | 4000 | 208.163
| DM1111907 | Spica LED1x2800 G547 T840 L2A25 | non-dimmable, I, IP20, IK02, double asymmetrical optic, white steel body with adaptor | 574 | 59 | 70 |  | 100000/L80B10 | 3 | 2762 | 15.9 | 174 | 80+ | 4000 | 203.39
| DM1111908 | Spica LED1x3800 G548 T840 L2A25 | non-dimmable, I, IP20, IK02, double asymmetrical optic, white steel body with adaptor | 574 | 59 | 70 |  | 100000/L80B10 | 3 | 3777 | 21.8 | 173 | 80+ | 4000 | 200.036
| DM1111909 | Spica LED1x2850 G549 T840 L2A25 | non-dimmable, I, IP20, IK02, double asymmetrical optic, white steel body with adaptor | 856 | 59 | 70 |  | 100000/L80B10 | 3 | 2847 | 16.9 | 168 | 80+ | 4000 | 220.031
| DM1111910 | Spica LED1x4150 G550 T840 L2A25 | non-dimmable, I, IP20, IK02, double asymmetrical optic, white steel body with adaptor | 856 | 59 | 70 |  | 100000/L80B10 | 3 | 4142 | 22.8 | 182 | 80+ | 4000 | 244.283
| DM1111911 | Spica LED1x5700 G551 T840 L2A25 | non-dimmable, I, IP20, IK02, double asymmetrical optic, white steel body with adaptor | 856 | 59 | 70 |  | 100000/L80B10 | 3 | 5665 | 31.6 | 179 | 80+ | 4000 | 240.628
| DM1111912 | Spica LED1x3800 G552 T840 L2A25 | non-dimmable, I, IP20, IK02, double asymmetrical optic, white steel body with adaptor | 1137 | 59 | 70 |  | 100000/L80B10 | 3 | 3796 | 21.8 | 174 | 80+ | 4000 | 254.732
| DM1111913 | Spica LED1x5550 G553 T840 L2A25 | non-dimmable, I, IP20, IK02, double asymmetrical optic, white steel body with adaptor | 1137 | 59 | 70 |  | 100000/L80B10 | 3 | 5523 | 29.7 | 186 | 80+ | 4000 | 289.691
| DM1111914 | Spica LED1x7600 G554 T840 L2A25 | non-dimmable, I, IP20, IK02, double asymmetrical optic, white steel body with adaptor | 1137 | 59 | 70 |  | 100000/L80B10 | 3 | 7554 | 41.2 | 183 | 80+ | 4000 | 291.497
*note - for models G546; G549; G552 - only every second LED lights up
| DM1111915 | Spica LED1x1900 G546 T830 L1A18 | non-dimmable, I, IP20, IK02, asymmetrical optic, white steel body with adaptor | 574 | 59 | 70 |  | 100000/L80B10 | 3 | 1763 | 11.7 | 151 | 80+ | 3000 | 208.163
| DM1111916 | Spica LED1x2800 G547 T830 L1A18 | non-dimmable, I, IP20, IK02, asymmetrical optic, white steel body with adaptor | 574 | 59 | 70 |  | 100000/L80B10 | 3 | 2565 | 15.9 | 161 | 80+ | 3000 | 203.39
| DM1111917 | Spica LED1x3800 G548 T830 L1A18 | non-dimmable, I, IP20, IK02, asymmetrical optic, white steel body with adaptor | 574 | 59 | 70 |  | 100000/L80B10 | 3 | 3509 | 21.8 | 161 | 80+ | 3000 | 200.036
| DM1111918 | Spica LED1x2850 G549 T830 L1A18 | non-dimmable, I, IP20, IK02, asymmetrical optic, white steel body with adaptor | 856 | 59 | 70 |  | 100000/L80B10 | 3 | 2645 | 16.9 | 157 | 80+ | 3000 | 220.031
| DM1111919 | Spica LED1x4150 G550 T830 L1A18 | non-dimmable, I, IP20, IK02, asymmetrical optic, white steel body with adaptor | 856 | 59 | 70 |  | 100000/L80B10 | 3 | 3848 | 22.8 | 169 | 80+ | 3000 | 244.283
| DM1111920 | Spica LED1x5700 G551 T830 L1A18 | non-dimmable, I, IP20, IK02, asymmetrical optic, white steel body with adaptor | 856 | 59 | 70 |  | 100000/L80B10 | 3 | 5263 | 31.6 | 167 | 80+ | 3000 | 240.628
| DM1111921 | Spica LED1x3800 G552 T830 L1A18 | non-dimmable, I, IP20, IK02, asymmetrical optic, white steel body with adaptor | 1137 | 59 | 70 |  | 100000/L80B10 | 3 | 3527 | 21.8 | 162 | 80+ | 3000 | 254.732
| DM1111922 | Spica LED1x5550 G553 T830 L1A18 | non-dimmable, I, IP20, IK02, asymmetrical optic, white steel body with adaptor | 1137 | 59 | 70 |  | 100000/L80B10 | 3 | 5131 | 29.7 | 173 | 80+ | 3000 | 289.691
| DM1111923 | Spica LED1x7600 G554 T830 L1A18 | non-dimmable, I, IP20, IK02, asymmetrical optic, white steel body with adaptor | 1137 | 59 | 70 |  | 100000/L80B10 | 3 | 7017 | 41.2 | 170 | 80+ | 3000 | 291.497
| DM1111924 | Spica LED1x1900 G546 T840 L1A18 | non-dimmable, I, IP20, IK02, asymmetrical optic, white steel body with adaptor | 574 | 59 | 70 |  | 100000/L80B10 | 3 | 1859 | 11.7 | 159 | 80+ | 4000 | 208.163
| DM1111925 | Spica LED1x2800 G547 T840 L1A18 | non-dimmable, I, IP20, IK02, asymmetrical optic, white steel body with adaptor | 574 | 59 | 70 |  | 100000/L80B10 | 3 | 2704 | 15.9 | 170 | 80+ | 4000 | 203.39
| DM1111926 | Spica LED1x3800 G548 T840 L1A18 | non-dimmable, I, IP20, IK02, asymmetrical optic, white steel body with adaptor | 574 | 59 | 70 |  | 100000/L80B10 | 3 | 3698 | 21.8 | 170 | 80+ | 4000 | 200.036
| DM1111927 | Spica LED1x2850 G549 T840 L1A18 | non-dimmable, I, IP20, IK02, asymmetrical optic, white steel body with adaptor | 856 | 59 | 70 |  | 100000/L80B10 | 3 | 2788 | 16.9 | 165 | 80+ | 4000 | 220.031
| DM1111928 | Spica LED1x4150 G550 T840 L1A18 | non-dimmable, I, IP20, IK02, asymmetrical optic, white steel body with adaptor | 856 | 59 | 70 |  | 100000/L80B10 | 3 | 4056 | 22.8 | 178 | 80+ | 4000 | 244.283
| DM1111929 | Spica LED1x5700 G551 T840 L1A18 | non-dimmable, I, IP20, IK02, asymmetrical optic, white steel body with adaptor | 856 | 59 | 70 |  | 100000/L80B10 | 3 | 5547 | 31.6 | 176 | 80+ | 4000 | 240.628
| DM1111930 | Spica LED1x3800 G552 T840 L1A18 | non-dimmable, I, IP20, IK02, asymmetrical optic, white steel body with adaptor | 1137 | 59 | 70 |  | 100000/L80B10 | 3 | 3717 | 21.8 | 171 | 80+ | 4000 | 254.732
| DM1111931 | Spica LED1x5550 G553 T840 L1A18 | non-dimmable, I, IP20, IK02, asymmetrical optic, white steel body with adaptor | 1137 | 59 | 70 |  | 100000/L80B10 | 3 | 5408 | 29.7 | 182 | 80+ | 4000 | 289.691
| DM1111932 | Spica LED1x7600 G554 T840 L1A18 | non-dimmable, I, IP20, IK02, asymmetrical optic, white steel body with adaptor | 1137 | 59 | 70 |  | 100000/L80B10 | 3 | 7396 | 41.2 | 180 | 80+ | 4000 | 291.497
*note - for models G546; G549; G552 - only every second LED lights up
Available options:
|  | DALI (G546; G546; | Driver with DALI interface and switch-control dimming | [11 empty] | 55
|  | DALI (G547...G548; G550...G554; G547...G548; G550...G554) | Driver with DALI interface and switch-control dimming | [11 empty] | 55
|  | DALI (G549; G549) | Driver with DALI interface and switch-control dimming | [11 empty] | 55
*note - minimum dimming level for models: G546; G549 is 1%. For other models - 10%
*note - for this model DALI option is not compatible with switch-control dimming functionality.
|  | BLT | Integrated wireless control unit and driver for lighting control via mobile device (via Bluetooth) | [11 empty] | 321.5448
|  | KRBLT | Integrated wireless control unit and driver for lighting control via mobile device (KR system app), on/off | [11 empty] | 113.305
|  | KRBLT DALI | Integrated wireless control unit and driver for lighting control via mobile device (KR system app), DALI with integrated PS | [11 empty] | 211.603
|  | L30 | Optics with 30° beam angle, narrow
|  | L40x75 | Optics with 40x75° beam angle, high rack
|  | L75W | Optics with 60° beam angle, medium
|  | L75 | Optics with 75° beam angle, standard
|  | L90W | Optics with 90° beam angle, wide
|  | L2A25 | Optics with double asymmetric beam, retail
|  | L1A18 | Optics with asymmetric beam, retail
|  | RAL7035 (MOQ: 10pcs) | RAL colour | [11 empty] | 89.913
|  | RAL9005 (MOQ: 10pcs) | RAL colour | [11 empty] | 28.208
*note - standard track and adapters RAL colours: RAL9010, RAL9005, RAL7035
|  | T830 | Colour temperature 3000K, CRI 80+
|  | T840 | Colour temperature 4000K, CRI 80+
| DM1117094 | Spica I LED1x1900 J627 T830 L75 | non-dimmable, II, IP20, IK02, 75° beam optic, white steel body | 573 | 45 | 42 |  | 100000/L80B10 | 3 | 1801 | 11.3 | 159 | 80+ | 3000 | 151.446
| DM1117095 | Spica I LED1x2250 J628 T830 L75 | non-dimmable, II, IP20, IK02, 75° beam optic, white steel body | 573 | 45 | 42 |  | 100000/L80B10 | 3 | 2126 | 13.1 | 162 | 80+ | 3000 | 166.195
| DM1117096 | Spica I LED1x2800 J629 T830 L75 | non-dimmable, II, IP20, IK02, 75° beam optic, white steel body | 573 | 45 | 42 |  | 100000/L80B10 | 3 | 2620 | 16.3 | 161 | 80+ | 3000 | 166.195
| DM1117097 | Spica I LED1x3300 J630 T830 L75 | non-dimmable, II, IP20, IK02, 75° beam optic, white steel body | 573 | 45 | 42 |  | 100000/L80B10 | 3 | 3115 | 19.4 | 161 | 80+ | 3000 | 166.195
| DM1117098 | Spica I LED1x3800 J631 T830 L75 | non-dimmable, II, IP20, IK02, 75° beam optic, white steel body | 573 | 45 | 42 |  | 100000/L80B10 | 3 | 3584 | 22.5 | 159 | 80+ | 3000 | 166.195
| DM1117099 | Spica I LED1x2850 J632 T830 L75 | non-dimmable, II, IP20, IK02, 75° beam optic, white steel body | 854 | 45 | 42 |  | 100000/L80B10 | 3 | 2701 | 17 | 159 | 80+ | 3000 | 183.266
| DM1117100 | Spica I LED1x3400 J633 T830 L75 | non-dimmable, II, IP20, IK02, 75° beam optic, white steel body | 854 | 45 | 42 |  | 100000/L80B10 | 3 | 3190 | 19.6 | 163 | 80+ | 3000 | 205.196
| DM1117101 | Spica I LED1x4150 J634 T830 L75 | non-dimmable, II, IP20, IK02, 75° beam optic, white steel body | 854 | 45 | 42 |  | 100000/L80B10 | 3 | 3930 | 24.4 | 161 | 80+ | 3000 | 205.196
| DM1117102 | Spica I LED1x4950 J635 T830 L75 | non-dimmable, II, IP20, IK02, 75° beam optic, white steel body | 854 | 45 | 42 |  | 100000/L80B10 | 3 | 4672 | 29.2 | 160 | 80+ | 3000 | 205.196
| DM1117103 | Spica I LED1x5700 J636 T830 L75 | non-dimmable, II, IP20, IK02, 75° beam optic, white steel body | 854 | 45 | 42 |  | 100000/L80B10 | 3 | 5375 | 33.8 | 159 | 80+ | 3000 | 205.196
| DM1117104 | Spica I LED1x3800 J637 T830 L75 | non-dimmable, II, IP20, IK02, 75° beam optic, white steel body | 1135 | 45 | 42 |  | 100000/L80B10 | 3 | 3602 | 22.6 | 159 | 80+ | 3000 | 249.056
| DM1117105 | Spica I LED1x4500 J638 T830 L75 | non-dimmable, II, IP20, IK02, 75° beam optic, white steel body | 1135 | 45 | 42 |  | 100000/L80B10 | 3 | 4253 | 26.1 | 163 | 80+ | 3000 | 277.694
| DM1117106 | Spica I LED1x5550 J639 T830 L75 | non-dimmable, II, IP20, IK02, 75° beam optic, white steel body | 1135 | 45 | 42 |  | 100000/L80B10 | 3 | 5240 | 32.6 | 161 | 80+ | 3000 | 277.694
| DM1117107 | Spica I LED1x6600 J640 T830 L75 | non-dimmable, II, IP20, IK02, 75° beam optic, white steel body | 1135 | 45 | 42 |  | 100000/L80B10 | 3 | 6230 | 38.9 | 160 | 80+ | 3000 | 277.694
| DM1117108 | Spica I LED1x7600 J641 T830 L75 | non-dimmable, II, IP20, IK02, 75° beam optic, white steel body | 1135 | 45 | 42 |  | 100000/L80B10 | 3 | 7166 | 45 | 159 | 80+ | 3000 | 277.694
| DM1117109 | Spica I LED1x4750 J642 T830 L75 | non-dimmable, II, IP20, IK02, 75° beam optic, white steel body | 1416 | 45 | 42 |  | 100000/L80B10 | 3 | 4502 | 28.3 | 159 | 80+ | 3000 | 280.833
| DM1117110 | Spica I LED1x5650 J643 T830 L75 | non-dimmable, II, IP20, IK02, 75° beam optic, white steel body | 1416 | 45 | 42 |  | 100000/L80B10 | 3 | 5316 | 32.7 | 163 | 80+ | 3000 | 316.695
| DM1117111 | Spica I LED1x6950 J644 T830 L75 | non-dimmable, II, IP20, IK02, 75° beam optic, white steel body | 1416 | 45 | 42 |  | 100000/L80B10 | 3 | 6550 | 40.7 | 161 | 80+ | 3000 | 316.695
| DM1117112 | Spica I LED1x8250 J645 T830 L75 | non-dimmable, II, IP20, IK02, 75° beam optic, white steel body | 1416 | 45 | 42 |  | 100000/L80B10 | 3 | 7788 | 48.6 | 160 | 80+ | 3000 | 316.695
| DM1117113 | Spica I LED1x9450 J646 T830 L75 | non-dimmable, II, IP20, IK02, 75° beam optic, white steel body | 1416 | 45 | 42 |  | 100000/L80B10 | 3 | 8958 | 56.3 | 159 | 80+ | 3000 | 316.695
| DM1117114 | Spica I LED1x5700 J647 T830 L75 | non-dimmable, II, IP20, IK02, 75° beam optic, white steel body | 1697 | 45 | 42 |  | 100000/L80B10 | 3 | 5403 | 33.9 | 159 | 80+ | 3000 | 312.61
| DM1117115 | Spica I LED1x6750 J648 T830 L75 | non-dimmable, II, IP20, IK02, 75° beam optic, white steel body | 1697 | 45 | 42 |  | 100000/L80B10 | 3 | 6379 | 37.8 | 169 | 80+ | 3000 | 354.836
| DM1117116 | Spica I LED1x8300 J649 T830 L75 | non-dimmable, II, IP20, IK02, 75° beam optic, white steel body | 1697 | 45 | 42 |  | 100000/L80B10 | 3 | 7860 | 47.7 | 165 | 80+ | 3000 | 354.836
| DM1117117 | Spica I LED1x9900 J650 T830 L75 | non-dimmable, II, IP20, IK02, 75° beam optic, white steel body | 1697 | 45 | 42 |  | 100000/L80B10 | 3 | 9346 | 57.6 | 162 | 80+ | 3000 | 354.836
| DM1117118 | Spica I LED1x11350 J651 T830 L75 | non-dimmable, II, IP20, IK02, 75° beam optic, white steel body | 1697 | 45 | 42 |  | 100000/L80B10 | 3 | 10750 | 67.5 | 159 | 80+ | 3000 | 354.836
*note - for versions: J627; J632; J637; J642; J647 only every second LED lights up
| DM1115734 | Spica I LED1x1900 J627 T840 L75 | non-dimmable, II, IP20, IK02, 75° beam optic, white steel body | 573 | 45 | 42 |  | 100000/L80B10 | 3 | 1898 | 11.3 | 168 | 80+ | 4000 | 151.446
| DM1115735 | Spica I LED1x2250 J628 T840 L75 | non-dimmable, II, IP20, IK02, 75° beam optic, white steel body | 573 | 45 | 42 |  | 100000/L80B10 | 3 | 2241 | 13.1 | 171 | 80+ | 4000 | 166.195
| DM1115736 | Spica I LED1x2800 J629 T840 L75 | non-dimmable, II, IP20, IK02, 75° beam optic, white steel body | 573 | 45 | 42 |  | 100000/L80B10 | 3 | 2761 | 16.3 | 169 | 80+ | 4000 | 166.195
| DM1115737 | Spica I LED1x3300 J630 T840 L75 | non-dimmable, II, IP20, IK02, 75° beam optic, white steel body | 573 | 45 | 42 |  | 100000/L80B10 | 3 | 3284 | 19.4 | 169 | 80+ | 4000 | 166.195
| DM1115738 | Spica I LED1x3800 J631 T840 L75 | non-dimmable, II, IP20, IK02, 75° beam optic, white steel body | 573 | 45 | 42 |  | 100000/L80B10 | 3 | 3777 | 22.5 | 168 | 80+ | 4000 | 166.195
| DM1115739 | Spica I LED1x2850 J632 T840 L75 | non-dimmable, II, IP20, IK02, 75° beam optic, white steel body | 854 | 45 | 42 |  | 100000/L80B10 | 3 | 2847 | 17 | 167 | 80+ | 4000 | 183.266
| DM1115740 | Spica I LED1x3400 J633 T840 L75 | non-dimmable, II, IP20, IK02, 75° beam optic, white steel body | 854 | 45 | 42 |  | 100000/L80B10 | 3 | 3362 | 19.6 | 172 | 80+ | 4000 | 205.196
| DM1115741 | Spica I LED1x4150 J634 T840 L75 | non-dimmable, II, IP20, IK02, 75° beam optic, white steel body | 854 | 45 | 42 |  | 100000/L80B10 | 3 | 4142 | 24.4 | 170 | 80+ | 4000 | 205.196
| DM1115742 | Spica I LED1x4950 J635 T840 L75 | non-dimmable, II, IP20, IK02, 75° beam optic, white steel body | 854 | 45 | 42 |  | 100000/L80B10 | 3 | 4925 | 29.2 | 169 | 80+ | 4000 | 205.196
| DM1115743 | Spica I LED1x5700 J636 T840 L75 | non-dimmable, II, IP20, IK02, 75° beam optic, white steel body | 854 | 45 | 42 |  | 100000/L80B10 | 3 | 5666 | 33.8 | 168 | 80+ | 4000 | 205.196
| DM1115744 | Spica I LED1x3800 J637 T840 L75 | non-dimmable, II, IP20, IK02, 75° beam optic, white steel body | 1135 | 45 | 42 |  | 100000/L80B10 | 3 | 3796 | 22.6 | 168 | 80+ | 4000 | 249.056
| DM1115745 | Spica I LED1x4500 J638 T840 L75 | non-dimmable, II, IP20, IK02, 75° beam optic, white steel body | 1135 | 45 | 42 |  | 100000/L80B10 | 3 | 4483 | 26.1 | 172 | 80+ | 4000 | 277.694
| DM1115746 | Spica I LED1x5550 J639 T840 L75 | non-dimmable, II, IP20, IK02, 75° beam optic, white steel body | 1135 | 45 | 42 |  | 100000/L80B10 | 3 | 5523 | 32.6 | 169 | 80+ | 4000 | 277.694
| DM1115747 | Spica I LED1x6600 J640 T840 L75 | non-dimmable, II, IP20, IK02, 75° beam optic, white steel body | 1135 | 45 | 42 |  | 100000/L80B10 | 3 | 6567 | 38.9 | 169 | 80+ | 4000 | 277.694
| DM1115748 | Spica I LED1x7600 J641 T840 L75 | non-dimmable, II, IP20, IK02, 75° beam optic, white steel body | 1135 | 45 | 42 |  | 100000/L80B10 | 3 | 7554 | 45 | 168 | 80+ | 4000 | 277.694
| DM1115749 | Spica I LED1x4750 J642 T840 L75 | non-dimmable, II, IP20, IK02, 75° beam optic, white steel body | 1416 | 45 | 42 |  | 100000/L80B10 | 3 | 4745 | 28.3 | 168 | 80+ | 4000 | 280.833
| DM1115750 | Spica I LED1x5650 J643 T840 L75 | non-dimmable, II, IP20, IK02, 75° beam optic, white steel body | 1416 | 45 | 42 |  | 100000/L80B10 | 3 | 5604 | 32.7 | 171 | 80+ | 4000 | 316.695
| DM1115751 | Spica I LED1x6950 J644 T840 L75 | non-dimmable, II, IP20, IK02, 75° beam optic, white steel body | 1416 | 45 | 42 |  | 100000/L80B10 | 3 | 6903 | 40.7 | 170 | 80+ | 4000 | 316.695
| DM1115752 | Spica I LED1x8250 J645 T840 L75 | non-dimmable, II, IP20, IK02, 75° beam optic, white steel body | 1416 | 45 | 42 |  | 100000/L80B10 | 3 | 8209 | 48.6 | 169 | 80+ | 4000 | 316.695
| DM1115753 | Spica I LED1x9450 J646 T840 L75 | non-dimmable, II, IP20, IK02, 75° beam optic, white steel body | 1416 | 45 | 42 |  | 100000/L80B10 | 3 | 9443 | 56.3 | 168 | 80+ | 4000 | 316.695
| DM1115754 | Spica I LED1x5700 J647 T840 L75 | non-dimmable, II, IP20, IK02, 75° beam optic, white steel body | 1697 | 45 | 42 |  | 100000/L80B10 | 3 | 5694 | 33.9 | 168 | 80+ | 4000 | 312.61
| DM1115755 | Spica I LED1x6750 J648 T840 L75 | non-dimmable, II, IP20, IK02, 75° beam optic, white steel body | 1697 | 45 | 42 |  | 100000/L80B10 | 3 | 6724 | 37.8 | 178 | 80+ | 4000 | 354.836
| DM1115756 | Spica I LED1x8300 J649 T840 L75 | non-dimmable, II, IP20, IK02, 75° beam optic, white steel body | 1697 | 45 | 42 |  | 100000/L80B10 | 3 | 8284 | 47.7 | 174 | 80+ | 4000 | 354.836
| DM1115757 | Spica I LED1x9900 J650 T840 L75 | non-dimmable, II, IP20, IK02, 75° beam optic, white steel body | 1697 | 45 | 42 |  | 100000/L80B10 | 3 | 9851 | 57.6 | 171 | 80+ | 4000 | 354.836
| DM1115758 | Spica I LED1x11350 J651 T840 L75 | non-dimmable, II, IP20, IK02, 75° beam optic, white steel body | 1697 | 45 | 42 |  | 100000/L80B10 | 3 | 11331 | 67.5 | 168 | 80+ | 4000 | 354.836
*note - for versions: J627; J632; J637; J642; J647 only every second LED lights up
| DM1117169 | Spica I LED1x1900 J627 T830 L30 | non-dimmable, II, IP20, IK02, 30° beam optic, white steel body | 573 | 45 | 42 |  | 100000/L80B10 | 3 | 1801 | 11.3 | 159 | 80+ | 3000 | 151.446
| DM1117170 | Spica I LED1x2250 J628 T830 L30 | non-dimmable, II, IP20, IK02, 30° beam optic, white steel body | 573 | 45 | 42 |  | 100000/L80B10 | 3 | 2126 | 13.1 | 162 | 80+ | 3000 | 166.195
| DM1117171 | Spica I LED1x2800 J629 T830 L30 | non-dimmable, II, IP20, IK02, 30° beam optic, white steel body | 573 | 45 | 42 |  | 100000/L80B10 | 3 | 2620 | 16.3 | 161 | 80+ | 3000 | 166.195
| DM1117172 | Spica I LED1x3300 J630 T830 L30 | non-dimmable, II, IP20, IK02, 30° beam optic, white steel body | 573 | 45 | 42 |  | 100000/L80B10 | 3 | 3115 | 19.4 | 161 | 80+ | 3000 | 166.195
| DM1117173 | Spica I LED1x3800 J631 T830 L30 | non-dimmable, II, IP20, IK02, 30° beam optic, white steel body | 573 | 45 | 42 |  | 100000/L80B10 | 3 | 3584 | 22.5 | 159 | 80+ | 3000 | 166.195
| DM1117174 | Spica I LED1x2850 J632 T830 L30 | non-dimmable, II, IP20, IK02, 30° beam optic, white steel body | 854 | 45 | 42 |  | 100000/L80B10 | 3 | 2701 | 17 | 159 | 80+ | 3000 | 183.266
| DM1117175 | Spica I LED1x3400 J633 T830 L30 | non-dimmable, II, IP20, IK02, 30° beam optic, white steel body | 854 | 45 | 42 |  | 100000/L80B10 | 3 | 3190 | 19.6 | 163 | 80+ | 3000 | 205.196
| DM1117176 | Spica I LED1x4150 J634 T830 L30 | non-dimmable, II, IP20, IK02, 30° beam optic, white steel body | 854 | 45 | 42 |  | 100000/L80B10 | 3 | 3930 | 24.4 | 161 | 80+ | 3000 | 205.196
| DM1117177 | Spica I LED1x4950 J635 T830 L30 | non-dimmable, II, IP20, IK02, 30° beam optic, white steel body | 854 | 45 | 42 |  | 100000/L80B10 | 3 | 4672 | 29.2 | 160 | 80+ | 3000 | 205.196
| DM1117178 | Spica I LED1x5700 J636 T830 L30 | non-dimmable, II, IP20, IK02, 30° beam optic, white steel body | 854 | 45 | 42 |  | 100000/L80B10 | 3 | 5375 | 33.8 | 159 | 80+ | 3000 | 205.196
| DM1117179 | Spica I LED1x3800 J637 T830 L30 | non-dimmable, II, IP20, IK02, 30° beam optic, white steel body | 1135 | 45 | 42 |  | 100000/L80B10 | 3 | 3602 | 22.6 | 159 | 80+ | 3000 | 249.056
| DM1117180 | Spica I LED1x4500 J638 T830 L30 | non-dimmable, II, IP20, IK02, 30° beam optic, white steel body | 1135 | 45 | 42 |  | 100000/L80B10 | 3 | 4253 | 26.1 | 163 | 80+ | 3000 | 277.694
| DM1117181 | Spica I LED1x5550 J639 T830 L30 | non-dimmable, II, IP20, IK02, 30° beam optic, white steel body | 1135 | 45 | 42 |  | 100000/L80B10 | 3 | 5240 | 32.6 | 161 | 80+ | 3000 | 277.694
| DM1117182 | Spica I LED1x6600 J640 T830 L30 | non-dimmable, II, IP20, IK02, 30° beam optic, white steel body | 1135 | 45 | 42 |  | 100000/L80B10 | 3 | 6230 | 38.9 | 160 | 80+ | 3000 | 277.694
| DM1117183 | Spica I LED1x7600 J641 T830 L30 | non-dimmable, II, IP20, IK02, 30° beam optic, white steel body | 1135 | 45 | 42 |  | 100000/L80B10 | 3 | 7166 | 45 | 159 | 80+ | 3000 | 277.694
| DM1117184 | Spica I LED1x4750 J642 T830 L30 | non-dimmable, II, IP20, IK02, 30° beam optic, white steel body | 1416 | 45 | 42 |  | 100000/L80B10 | 3 | 4502 | 28.3 | 159 | 80+ | 3000 | 280.833
| DM1117185 | Spica I LED1x5650 J643 T830 L30 | non-dimmable, II, IP20, IK02, 30° beam optic, white steel body | 1416 | 45 | 42 |  | 100000/L80B10 | 3 | 5316 | 32.7 | 163 | 80+ | 3000 | 316.695
| DM1117186 | Spica I LED1x6950 J644 T830 L30 | non-dimmable, II, IP20, IK02, 30° beam optic, white steel body | 1416 | 45 | 42 |  | 100000/L80B10 | 3 | 6550 | 40.7 | 161 | 80+ | 3000 | 316.695
| DM1117187 | Spica I LED1x8250 J645 T830 L30 | non-dimmable, II, IP20, IK02, 30° beam optic, white steel body | 1416 | 45 | 42 |  | 100000/L80B10 | 3 | 7788 | 48.6 | 160 | 80+ | 3000 | 316.695
| DM1117188 | Spica I LED1x9450 J646 T830 L30 | non-dimmable, II, IP20, IK02, 30° beam optic, white steel body | 1416 | 45 | 42 |  | 100000/L80B10 | 3 | 8958 | 56.3 | 159 | 80+ | 3000 | 316.695
| DM1117189 | Spica I LED1x5700 J647 T830 L30 | non-dimmable, II, IP20, IK02, 30° beam optic, white steel body | 1697 | 45 | 42 |  | 100000/L80B10 | 3 | 5403 | 33.9 | 159 | 80+ | 3000 | 312.61
| DM1117190 | Spica I LED1x6750 J648 T830 L30 | non-dimmable, II, IP20, IK02, 30° beam optic, white steel body | 1697 | 45 | 42 |  | 100000/L80B10 | 3 | 6379 | 37.8 | 169 | 80+ | 3000 | 354.836
| DM1117191 | Spica I LED1x8300 J649 T830 L30 | non-dimmable, II, IP20, IK02, 30° beam optic, white steel body | 1697 | 45 | 42 |  | 100000/L80B10 | 3 | 7860 | 47.7 | 165 | 80+ | 3000 | 354.836
| DM1117192 | Spica I LED1x9900 J650 T830 L30 | non-dimmable, II, IP20, IK02, 30° beam optic, white steel body | 1697 | 45 | 42 |  | 100000/L80B10 | 3 | 9346 | 57.6 | 162 | 80+ | 3000 | 354.836
| DM1117193 | Spica I LED1x11350 J651 T830 L30 | non-dimmable, II, IP20, IK02, 30° beam optic, white steel body | 1697 | 45 | 42 |  | 100000/L80B10 | 3 | 10750 | 67.5 | 159 | 80+ | 3000 | 354.836
*note - for versions: J627; J632; J637; J642; J647 only every second LED lights up
| DM1117194 | Spica I LED1x1900 J627 T840 L30 | non-dimmable, II, IP20, IK02, 30° beam optic, white steel body | 573 | 45 | 42 |  | 100000/L80B10 | 3 | 1878 | 11.3 | 166 | 80+ | 4000 | 151.446
| DM1117195 | Spica I LED1x2250 J628 T840 L30 | non-dimmable, II, IP20, IK02, 30° beam optic, white steel body | 573 | 45 | 42 |  | 100000/L80B10 | 3 | 2218 | 13.1 | 169 | 80+ | 4000 | 166.195
| DM1117196 | Spica I LED1x2800 J629 T840 L30 | non-dimmable, II, IP20, IK02, 30° beam optic, white steel body | 573 | 45 | 42 |  | 100000/L80B10 | 3 | 2733 | 16.3 | 168 | 80+ | 4000 | 166.195
| DM1117197 | Spica I LED1x3300 J630 T840 L30 | non-dimmable, II, IP20, IK02, 30° beam optic, white steel body | 573 | 45 | 42 |  | 100000/L80B10 | 3 | 3249 | 19.4 | 167 | 80+ | 4000 | 166.195
| DM1117198 | Spica I LED1x3800 J631 T840 L30 | non-dimmable, II, IP20, IK02, 30° beam optic, white steel body | 573 | 45 | 42 |  | 100000/L80B10 | 3 | 3738 | 22.5 | 166 | 80+ | 4000 | 166.195
| DM1117199 | Spica I LED1x2850 J632 T840 L30 | non-dimmable, II, IP20, IK02, 30° beam optic, white steel body | 854 | 45 | 42 |  | 100000/L80B10 | 3 | 2818 | 17 | 166 | 80+ | 4000 | 183.266
| DM1117200 | Spica I LED1x3400 J633 T840 L30 | non-dimmable, II, IP20, IK02, 30° beam optic, white steel body | 854 | 45 | 42 |  | 100000/L80B10 | 3 | 3327 | 19.6 | 170 | 80+ | 4000 | 205.196
| DM1117201 | Spica I LED1x4150 J634 T840 L30 | non-dimmable, II, IP20, IK02, 30° beam optic, white steel body | 854 | 45 | 42 |  | 100000/L80B10 | 3 | 4099 | 24.4 | 168 | 80+ | 4000 | 205.196
| DM1117202 | Spica I LED1x4950 J635 T840 L30 | non-dimmable, II, IP20, IK02, 30° beam optic, white steel body | 854 | 45 | 42 |  | 100000/L80B10 | 3 | 4874 | 29.2 | 167 | 80+ | 4000 | 205.196
| DM1117203 | Spica I LED1x5700 J636 T840 L30 | non-dimmable, II, IP20, IK02, 30° beam optic, white steel body | 854 | 45 | 42 |  | 100000/L80B10 | 3 | 5607 | 33.8 | 166 | 80+ | 4000 | 205.196
| DM1117204 | Spica I LED1x3800 J637 T840 L30 | non-dimmable, II, IP20, IK02, 30° beam optic, white steel body | 1135 | 45 | 42 |  | 100000/L80B10 | 3 | 3757 | 22.6 | 166 | 80+ | 4000 | 249.056
| DM1117205 | Spica I LED1x4500 J638 T840 L30 | non-dimmable, II, IP20, IK02, 30° beam optic, white steel body | 1135 | 45 | 42 |  | 100000/L80B10 | 3 | 4436 | 26.1 | 170 | 80+ | 4000 | 277.694
| DM1117206 | Spica I LED1x5550 J639 T840 L30 | non-dimmable, II, IP20, IK02, 30° beam optic, white steel body | 1135 | 45 | 42 |  | 100000/L80B10 | 3 | 5465 | 32.6 | 168 | 80+ | 4000 | 277.694
| DM1117207 | Spica I LED1x6600 J640 T840 L30 | non-dimmable, II, IP20, IK02, 30° beam optic, white steel body | 1135 | 45 | 42 |  | 100000/L80B10 | 3 | 6499 | 38.9 | 167 | 80+ | 4000 | 277.694
| DM1117208 | Spica I LED1x7600 J641 T840 L30 | non-dimmable, II, IP20, IK02, 30° beam optic, white steel body | 1135 | 45 | 42 |  | 100000/L80B10 | 3 | 7475 | 45 | 166 | 80+ | 4000 | 277.694
| DM1117209 | Spica I LED1x4750 J642 T840 L30 | non-dimmable, II, IP20, IK02, 30° beam optic, white steel body | 1416 | 45 | 42 |  | 100000/L80B10 | 3 | 4696 | 28.3 | 166 | 80+ | 4000 | 280.833
| DM1117210 | Spica I LED1x5650 J643 T840 L30 | non-dimmable, II, IP20, IK02, 30° beam optic, white steel body | 1416 | 45 | 42 |  | 100000/L80B10 | 3 | 5545 | 32.7 | 170 | 80+ | 4000 | 316.695
| DM1117211 | Spica I LED1x6950 J644 T840 L30 | non-dimmable, II, IP20, IK02, 30° beam optic, white steel body | 1416 | 45 | 42 |  | 100000/L80B10 | 3 | 6831 | 40.7 | 168 | 80+ | 4000 | 316.695
| DM1117212 | Spica I LED1x8250 J645 T840 L30 | non-dimmable, II, IP20, IK02, 30° beam optic, white steel body | 1416 | 45 | 42 |  | 100000/L80B10 | 3 | 8123 | 48.6 | 167 | 80+ | 4000 | 316.695
| DM1117213 | Spica I LED1x9450 J646 T840 L30 | non-dimmable, II, IP20, IK02, 30° beam optic, white steel body | 1416 | 45 | 42 |  | 100000/L80B10 | 3 | 9344 | 56.3 | 166 | 80+ | 4000 | 316.695
| DM1117214 | Spica I LED1x5700 J647 T840 L30 | non-dimmable, II, IP20, IK02, 30° beam optic, white steel body | 1697 | 45 | 42 |  | 100000/L80B10 | 3 | 5635 | 33.9 | 166 | 80+ | 4000 | 312.61
| DM1117215 | Spica I LED1x6750 J648 T840 L30 | non-dimmable, II, IP20, IK02, 30° beam optic, white steel body | 1697 | 45 | 42 |  | 100000/L80B10 | 3 | 6654 | 37.8 | 176 | 80+ | 4000 | 354.836
| DM1117216 | Spica I LED1x8300 J649 T840 L30 | non-dimmable, II, IP20, IK02, 30° beam optic, white steel body | 1697 | 45 | 42 |  | 100000/L80B10 | 3 | 8198 | 47.7 | 172 | 80+ | 4000 | 354.836
| DM1117217 | Spica I LED1x9900 J650 T840 L30 | non-dimmable, II, IP20, IK02, 30° beam optic, white steel body | 1697 | 45 | 42 |  | 100000/L80B10 | 3 | 9748 | 57.6 | 169 | 80+ | 4000 | 354.836
| DM1117218 | Spica I LED1x11350 J651 T840 L30 | non-dimmable, II, IP20, IK02, 30° beam optic, white steel body | 1697 | 45 | 42 |  | 100000/L80B10 | 3 | 11213 | 67.5 | 166 | 80+ | 4000 | 354.836
*note - for versions: J627; J632; J637; J642; J647 only every second LED lights up
| DM1117269 | Spica I LED1x1900 J627 T830 L40x75 | non-dimmable, II, IP20, IK02, 40x75° beam optic, white steel body | 573 | 45 | 42 |  | 100000/L80B10 | 3 | 1782 | 11.3 | 158 | 80+ | 3000 | 151.446
| DM1117270 | Spica I LED1x2250 J628 T830 L40x75 | non-dimmable, II, IP20, IK02, 40x75° beam optic, white steel body | 573 | 45 | 42 |  | 100000/L80B10 | 3 | 2104 | 13.1 | 161 | 80+ | 3000 | 166.195
| DM1117271 | Spica I LED1x2800 J629 T830 L40x75 | non-dimmable, II, IP20, IK02, 40x75° beam optic, white steel body | 573 | 45 | 42 |  | 100000/L80B10 | 3 | 2593 | 16.3 | 159 | 80+ | 3000 | 166.195
| DM1117272 | Spica I LED1x3300 J630 T830 L40x75 | non-dimmable, II, IP20, IK02, 40x75° beam optic, white steel body | 573 | 45 | 42 |  | 100000/L80B10 | 3 | 3083 | 19.4 | 159 | 80+ | 3000 | 166.195
| DM1117273 | Spica I LED1x3800 J631 T830 L40x75 | non-dimmable, II, IP20, IK02, 40x75° beam optic, white steel body | 573 | 45 | 42 |  | 100000/L80B10 | 3 | 3546 | 22.5 | 158 | 80+ | 3000 | 166.195
| DM1117274 | Spica I LED1x2850 J632 T830 L40x75 | non-dimmable, II, IP20, IK02, 40x75° beam optic, white steel body | 854 | 45 | 42 |  | 100000/L80B10 | 3 | 2673 | 17 | 157 | 80+ | 3000 | 183.266
| DM1117275 | Spica I LED1x3400 J633 T830 L40x75 | non-dimmable, II, IP20, IK02, 40x75° beam optic, white steel body | 854 | 45 | 42 |  | 100000/L80B10 | 3 | 3157 | 19.6 | 161 | 80+ | 3000 | 205.196
| DM1117276 | Spica I LED1x4150 J634 T830 L40x75 | non-dimmable, II, IP20, IK02, 40x75° beam optic, white steel body | 854 | 45 | 42 |  | 100000/L80B10 | 3 | 3889 | 24.4 | 159 | 80+ | 3000 | 205.196
| DM1117277 | Spica I LED1x4950 J635 T830 L40x75 | non-dimmable, II, IP20, IK02, 40x75° beam optic, white steel body | 854 | 45 | 42 |  | 100000/L80B10 | 3 | 4624 | 29.2 | 158 | 80+ | 3000 | 205.196
| DM1117278 | Spica I LED1x5700 J636 T830 L40x75 | non-dimmable, II, IP20, IK02, 40x75° beam optic, white steel body | 854 | 45 | 42 |  | 100000/L80B10 | 3 | 5319 | 33.8 | 157 | 80+ | 3000 | 205.196
| DM1117279 | Spica I LED1x3800 J637 T830 L40x75 | non-dimmable, II, IP20, IK02, 40x75° beam optic, white steel body | 1135 | 45 | 42 |  | 100000/L80B10 | 3 | 3564 | 22.6 | 158 | 80+ | 3000 | 249.056
| DM1117280 | Spica I LED1x4500 J638 T830 L40x75 | non-dimmable, II, IP20, IK02, 40x75° beam optic, white steel body | 1135 | 45 | 42 |  | 100000/L80B10 | 3 | 4209 | 26.1 | 161 | 80+ | 3000 | 277.694
| DM1117281 | Spica I LED1x5550 J639 T830 L40x75 | non-dimmable, II, IP20, IK02, 40x75° beam optic, white steel body | 1135 | 45 | 42 |  | 100000/L80B10 | 3 | 5185 | 32.6 | 159 | 80+ | 3000 | 277.694
| DM1117282 | Spica I LED1x6600 J640 T830 L40x75 | non-dimmable, II, IP20, IK02, 40x75° beam optic, white steel body | 1135 | 45 | 42 |  | 100000/L80B10 | 3 | 6166 | 38.9 | 159 | 80+ | 3000 | 277.694
| DM1117283 | Spica I LED1x7600 J641 T830 L40x75 | non-dimmable, II, IP20, IK02, 40x75° beam optic, white steel body | 1135 | 45 | 42 |  | 100000/L80B10 | 3 | 7092 | 45 | 158 | 80+ | 3000 | 277.694
| DM1117284 | Spica I LED1x4750 J642 T830 L40x75 | non-dimmable, II, IP20, IK02, 40x75° beam optic, white steel body | 1416 | 45 | 42 |  | 100000/L80B10 | 3 | 4456 | 28.3 | 157 | 80+ | 3000 | 280.833
| DM1117285 | Spica I LED1x5650 J643 T830 L40x75 | non-dimmable, II, IP20, IK02, 40x75° beam optic, white steel body | 1416 | 45 | 42 |  | 100000/L80B10 | 3 | 5261 | 32.7 | 161 | 80+ | 3000 | 316.695
| DM1117286 | Spica I LED1x6950 J644 T830 L40x75 | non-dimmable, II, IP20, IK02, 40x75° beam optic, white steel body | 1416 | 45 | 42 |  | 100000/L80B10 | 3 | 6482 | 40.7 | 159 | 80+ | 3000 | 316.695
| DM1117287 | Spica I LED1x8250 J645 T830 L40x75 | non-dimmable, II, IP20, IK02, 40x75° beam optic, white steel body | 1416 | 45 | 42 |  | 100000/L80B10 | 3 | 7706 | 48.6 | 159 | 80+ | 3000 | 316.695
| DM1117288 | Spica I LED1x9450 J646 T830 L40x75 | non-dimmable, II, IP20, IK02, 40x75° beam optic, white steel body | 1416 | 45 | 42 |  | 100000/L80B10 | 3 | 8864 | 56.3 | 157 | 80+ | 3000 | 316.695
| DM1117289 | Spica I LED1x5700 J647 T830 L40x75 | non-dimmable, II, IP20, IK02, 40x75° beam optic, white steel body | 1697 | 45 | 42 |  | 100000/L80B10 | 3 | 5347 | 33.9 | 158 | 80+ | 3000 | 312.61
| DM1117290 | Spica I LED1x6750 J648 T830 L40x75 | non-dimmable, II, IP20, IK02, 40x75° beam optic, white steel body | 1697 | 45 | 42 |  | 100000/L80B10 | 3 | 6313 | 37.8 | 167 | 80+ | 3000 | 354.836
| DM1117291 | Spica I LED1x8300 J649 T830 L40x75 | non-dimmable, II, IP20, IK02, 40x75° beam optic, white steel body | 1697 | 45 | 42 |  | 100000/L80B10 | 3 | 7778 | 47.7 | 163 | 80+ | 3000 | 354.836
| DM1117292 | Spica I LED1x9900 J650 T830 L40x75 | non-dimmable, II, IP20, IK02, 40x75° beam optic, white steel body | 1697 | 45 | 42 |  | 100000/L80B10 | 3 | 9248 | 57.6 | 161 | 80+ | 3000 | 354.836
| DM1117293 | Spica I LED1x11350 J651 T830 L40x75 | non-dimmable, II, IP20, IK02, 40x75° beam optic, white steel body | 1697 | 45 | 42 |  | 100000/L80B10 | 3 | 10638 | 67.5 | 158 | 80+ | 3000 | 354.836
*note - for versions: J627; J632; J637; J642; J647 only every second LED lights up
| DM1117294 | Spica I LED1x1900 J627 T840 L40x75 | non-dimmable, II, IP20, IK02, 40x75° beam optic, white steel body | 573 | 45 | 42 |  | 100000/L80B10 | 3 | 1878 | 11.3 | 166 | 80+ | 4000 | 151.446
| DM1117295 | Spica I LED1x2250 J628 T840 L40x75 | non-dimmable, II, IP20, IK02, 40x75° beam optic, white steel body | 573 | 45 | 42 |  | 100000/L80B10 | 3 | 2218 | 13.1 | 169 | 80+ | 4000 | 166.195
| DM1117296 | Spica I LED1x2800 J629 T840 L40x75 | non-dimmable, II, IP20, IK02, 40x75° beam optic, white steel body | 573 | 45 | 42 |  | 100000/L80B10 | 3 | 2733 | 16.3 | 168 | 80+ | 4000 | 166.195
| DM1117297 | Spica I LED1x3300 J630 T840 L40x75 | non-dimmable, II, IP20, IK02, 40x75° beam optic, white steel body | 573 | 45 | 42 |  | 100000/L80B10 | 3 | 3249 | 19.4 | 167 | 80+ | 4000 | 166.195
| DM1117298 | Spica I LED1x3800 J631 T840 L40x75 | non-dimmable, II, IP20, IK02, 40x75° beam optic, white steel body | 573 | 45 | 42 |  | 100000/L80B10 | 3 | 3738 | 22.5 | 166 | 80+ | 4000 | 166.195
| DM1117299 | Spica I LED1x2850 J632 T840 L40x75 | non-dimmable, II, IP20, IK02, 40x75° beam optic, white steel body | 854 | 45 | 42 |  | 100000/L80B10 | 3 | 2818 | 17 | 166 | 80+ | 4000 | 183.266
| DM1117300 | Spica I LED1x3400 J633 T840 L40x75 | non-dimmable, II, IP20, IK02, 40x75° beam optic, white steel body | 854 | 45 | 42 |  | 100000/L80B10 | 3 | 3327 | 19.6 | 170 | 80+ | 4000 | 205.196
| DM1117301 | Spica I LED1x4150 J634 T840 L40x75 | non-dimmable, II, IP20, IK02, 40x75° beam optic, white steel body | 854 | 45 | 42 |  | 100000/L80B10 | 3 | 4099 | 24.4 | 168 | 80+ | 4000 | 205.196
| DM1117302 | Spica I LED1x4950 J635 T840 L40x75 | non-dimmable, II, IP20, IK02, 40x75° beam optic, white steel body | 854 | 45 | 42 |  | 100000/L80B10 | 3 | 4874 | 29.2 | 167 | 80+ | 4000 | 205.196
| DM1117303 | Spica I LED1x5700 J636 T840 L40x75 | non-dimmable, II, IP20, IK02, 40x75° beam optic, white steel body | 854 | 45 | 42 |  | 100000/L80B10 | 3 | 5607 | 33.8 | 166 | 80+ | 4000 | 205.196
| DM1117304 | Spica I LED1x3800 J637 T840 L40x75 | non-dimmable, II, IP20, IK02, 40x75° beam optic, white steel body | 1135 | 45 | 42 |  | 100000/L80B10 | 3 | 3757 | 22.6 | 166 | 80+ | 4000 | 249.056
| DM1117305 | Spica I LED1x4500 J638 T840 L40x75 | non-dimmable, II, IP20, IK02, 40x75° beam optic, white steel body | 1135 | 45 | 42 |  | 100000/L80B10 | 3 | 4436 | 26.1 | 170 | 80+ | 4000 | 277.694
| DM1117306 | Spica I LED1x5550 J639 T840 L40x75 | non-dimmable, II, IP20, IK02, 40x75° beam optic, white steel body | 1135 | 45 | 42 |  | 100000/L80B10 | 3 | 5465 | 32.6 | 168 | 80+ | 4000 | 277.694
| DM1117307 | Spica I LED1x6600 J640 T840 L40x75 | non-dimmable, II, IP20, IK02, 40x75° beam optic, white steel body | 1135 | 45 | 42 |  | 100000/L80B10 | 3 | 6499 | 38.9 | 167 | 80+ | 4000 | 277.694
| DM1117308 | Spica I LED1x7600 J641 T840 L40x75 | non-dimmable, II, IP20, IK02, 40x75° beam optic, white steel body | 1135 | 45 | 42 |  | 100000/L80B10 | 3 | 7475 | 45 | 166 | 80+ | 4000 | 277.694
| DM1117309 | Spica I LED1x4750 J642 T840 L40x75 | non-dimmable, II, IP20, IK02, 40x75° beam optic, white steel body | 1416 | 45 | 42 |  | 100000/L80B10 | 3 | 4696 | 28.3 | 166 | 80+ | 4000 | 280.833
| DM1117310 | Spica I LED1x5650 J643 T840 L40x75 | non-dimmable, II, IP20, IK02, 40x75° beam optic, white steel body | 1416 | 45 | 42 |  | 100000/L80B10 | 3 | 5545 | 32.7 | 170 | 80+ | 4000 | 316.695
| DM1117311 | Spica I LED1x6950 J644 T840 L40x75 | non-dimmable, II, IP20, IK02, 40x75° beam optic, white steel body | 1416 | 45 | 42 |  | 100000/L80B10 | 3 | 6831 | 40.7 | 168 | 80+ | 4000 | 316.695
| DM1117312 | Spica I LED1x8250 J645 T840 L40x75 | non-dimmable, II, IP20, IK02, 40x75° beam optic, white steel body | 1416 | 45 | 42 |  | 100000/L80B10 | 3 | 8123 | 48.6 | 167 | 80+ | 4000 | 316.695
| DM1117313 | Spica I LED1x9450 J646 T840 L40x75 | non-dimmable, II, IP20, IK02, 40x75° beam optic, white steel body | 1416 | 45 | 42 |  | 100000/L80B10 | 3 | 9344 | 56.3 | 166 | 80+ | 4000 | 316.695
| DM1117314 | Spica I LED1x5700 J647 T840 L40x75 | non-dimmable, II, IP20, IK02, 40x75° beam optic, white steel body | 1697 | 45 | 42 |  | 100000/L80B10 | 3 | 5635 | 33.9 | 166 | 80+ | 4000 | 312.61
| DM1117315 | Spica I LED1x6750 J648 T840 L40x75 | non-dimmable, II, IP20, IK02, 40x75° beam optic, white steel body | 1697 | 45 | 42 |  | 100000/L80B10 | 3 | 6654 | 37.8 | 176 | 80+ | 4000 | 354.836
| DM1117316 | Spica I LED1x8300 J649 T840 L40x75 | non-dimmable, II, IP20, IK02, 40x75° beam optic, white steel body | 1697 | 45 | 42 |  | 100000/L80B10 | 3 | 8198 | 47.7 | 172 | 80+ | 4000 | 354.836
| DM1117317 | Spica I LED1x9900 J650 T840 L40x75 | non-dimmable, II, IP20, IK02, 40x75° beam optic, white steel body | 1697 | 45 | 42 |  | 100000/L80B10 | 3 | 9748 | 57.6 | 169 | 80+ | 4000 | 354.836
| DM1117318 | Spica I LED1x11350 J651 T840 L40x75 | non-dimmable, II, IP20, IK02, 40x75° beam optic, white steel body | 1697 | 45 | 42 |  | 100000/L80B10 | 3 | 11213 | 67.5 | 166 | 80+ | 4000 | 354.836
*note - for versions: J627; J632; J637; J642; J647 only every second LED lights up
| DM1117369 | Spica I LED1x1900 J627 T830 L75W | non-dimmable, II, IP20, IK02, 75° wide beam optic, white steel body | 573 | 45 | 42 |  | 100000/L80B10 | 3 | 1801 | 11.3 | 159 | 80+ | 3000 | 151.446
| DM1117370 | Spica I LED1x2250 J628 T830 L75W | non-dimmable, II, IP20, IK02, 75° wide beam optic, white steel body | 573 | 45 | 42 |  | 100000/L80B10 | 3 | 2126 | 13.1 | 162 | 80+ | 3000 | 166.195
| DM1117371 | Spica I LED1x2800 J629 T830 L75W | non-dimmable, II, IP20, IK02, 75° wide beam optic, white steel body | 573 | 45 | 42 |  | 100000/L80B10 | 3 | 2620 | 16.3 | 161 | 80+ | 3000 | 166.195
| DM1117372 | Spica I LED1x3300 J630 T830 L75W | non-dimmable, II, IP20, IK02, 75° wide beam optic, white steel body | 573 | 45 | 42 |  | 100000/L80B10 | 3 | 3115 | 19.4 | 161 | 80+ | 3000 | 166.195
| DM1117373 | Spica I LED1x3800 J631 T830 L75W | non-dimmable, II, IP20, IK02, 75° wide beam optic, white steel body | 573 | 45 | 42 |  | 100000/L80B10 | 3 | 3584 | 22.5 | 159 | 80+ | 3000 | 166.195
| DM1117374 | Spica I LED1x2850 J632 T830 L75W | non-dimmable, II, IP20, IK02, 75° wide beam optic, white steel body | 854 | 45 | 42 |  | 100000/L80B10 | 3 | 2701 | 17 | 159 | 80+ | 3000 | 183.266
| DM1117375 | Spica I LED1x3400 J633 T830 L75W | non-dimmable, II, IP20, IK02, 75° wide beam optic, white steel body | 854 | 45 | 42 |  | 100000/L80B10 | 3 | 3190 | 19.6 | 163 | 80+ | 3000 | 205.196
| DM1117376 | Spica I LED1x4150 J634 T830 L75W | non-dimmable, II, IP20, IK02, 75° wide beam optic, white steel body | 854 | 45 | 42 |  | 100000/L80B10 | 3 | 3930 | 24.4 | 161 | 80+ | 3000 | 205.196
| DM1117377 | Spica I LED1x4950 J635 T830 L75W | non-dimmable, II, IP20, IK02, 75° wide beam optic, white steel body | 854 | 45 | 42 |  | 100000/L80B10 | 3 | 4672 | 29.2 | 160 | 80+ | 3000 | 205.196
| DM1117378 | Spica I LED1x5700 J636 T830 L75W | non-dimmable, II, IP20, IK02, 75° wide beam optic, white steel body | 854 | 45 | 42 |  | 100000/L80B10 | 3 | 5375 | 33.8 | 159 | 80+ | 3000 | 205.196
| DM1117379 | Spica I LED1x3800 J637 T830 L75W | non-dimmable, II, IP20, IK02, 75° wide beam optic, white steel body | 1135 | 45 | 42 |  | 100000/L80B10 | 3 | 3602 | 22.6 | 159 | 80+ | 3000 | 249.056
| DM1117380 | Spica I LED1x4500 J638 T830 L75W | non-dimmable, II, IP20, IK02, 75° wide beam optic, white steel body | 1135 | 45 | 42 |  | 100000/L80B10 | 3 | 4253 | 26.1 | 163 | 80+ | 3000 | 277.694
| DM1117381 | Spica I LED1x5550 J639 T830 L75W | non-dimmable, II, IP20, IK02, 75° wide beam optic, white steel body | 1135 | 45 | 42 |  | 100000/L80B10 | 3 | 5240 | 32.6 | 161 | 80+ | 3000 | 277.694
| DM1117382 | Spica I LED1x6600 J640 T830 L75W | non-dimmable, II, IP20, IK02, 75° wide beam optic, white steel body | 1135 | 45 | 42 |  | 100000/L80B10 | 3 | 6230 | 38.9 | 160 | 80+ | 3000 | 277.694
| DM1117383 | Spica I LED1x7600 J641 T830 L75W | non-dimmable, II, IP20, IK02, 75° wide beam optic, white steel body | 1135 | 45 | 42 |  | 100000/L80B10 | 3 | 7166 | 45 | 159 | 80+ | 3000 | 277.694
| DM1117384 | Spica I LED1x4750 J642 T830 L75W | non-dimmable, II, IP20, IK02, 75° wide beam optic, white steel body | 1416 | 45 | 42 |  | 100000/L80B10 | 3 | 4502 | 28.3 | 159 | 80+ | 3000 | 280.833
| DM1117385 | Spica I LED1x5650 J643 T830 L75W | non-dimmable, II, IP20, IK02, 75° wide beam optic, white steel body | 1416 | 45 | 42 |  | 100000/L80B10 | 3 | 5316 | 32.7 | 163 | 80+ | 3000 | 316.695
| DM1117386 | Spica I LED1x6950 J644 T830 L75W | non-dimmable, II, IP20, IK02, 75° wide beam optic, white steel body | 1416 | 45 | 42 |  | 100000/L80B10 | 3 | 6550 | 40.7 | 161 | 80+ | 3000 | 316.695
| DM1117387 | Spica I LED1x8250 J645 T830 L75W | non-dimmable, II, IP20, IK02, 75° wide beam optic, white steel body | 1416 | 45 | 42 |  | 100000/L80B10 | 3 | 7788 | 48.6 | 160 | 80+ | 3000 | 316.695
| DM1117388 | Spica I LED1x9450 J646 T830 L75W | non-dimmable, II, IP20, IK02, 75° wide beam optic, white steel body | 1416 | 45 | 42 |  | 100000/L80B10 | 3 | 8958 | 56.3 | 159 | 80+ | 3000 | 316.695
| DM1117389 | Spica I LED1x5700 J647 T830 L75W | non-dimmable, II, IP20, IK02, 75° wide beam optic, white steel body | 1697 | 45 | 42 |  | 100000/L80B10 | 3 | 5403 | 33.9 | 159 | 80+ | 3000 | 312.61
| DM1117390 | Spica I LED1x6750 J648 T830 L75W | non-dimmable, II, IP20, IK02, 75° wide beam optic, white steel body | 1697 | 45 | 42 |  | 100000/L80B10 | 3 | 6379 | 37.8 | 169 | 80+ | 3000 | 354.836
| DM1117391 | Spica I LED1x8300 J649 T830 L75W | non-dimmable, II, IP20, IK02, 75° wide beam optic, white steel body | 1697 | 45 | 42 |  | 100000/L80B10 | 3 | 7860 | 47.7 | 165 | 80+ | 3000 | 354.836
| DM1117392 | Spica I LED1x9900 J650 T830 L75W | non-dimmable, II, IP20, IK02, 75° wide beam optic, white steel body | 1697 | 45 | 42 |  | 100000/L80B10 | 3 | 9346 | 57.6 | 162 | 80+ | 3000 | 354.836
| DM1117393 | Spica I LED1x11350 J651 T830 L75W | non-dimmable, II, IP20, IK02, 75° wide beam optic, white steel body | 1697 | 45 | 42 |  | 100000/L80B10 | 3 | 10750 | 67.5 | 159 | 80+ | 3000 | 354.836
*note - for versions: J627; J632; J637; J642; J647 only every second LED lights up
| DM1117394 | Spica I LED1x1900 J627 T840 L75W | non-dimmable, II, IP20, IK02, 75° wide beam optic, white steel body | 573 | 45 | 42 |  | 100000/L80B10 | 3 | 1898 | 11.3 | 168 | 80+ | 4000 | 151.446
| DM1117395 | Spica I LED1x2250 J628 T840 L75W | non-dimmable, II, IP20, IK02, 75° wide beam optic, white steel body | 573 | 45 | 42 |  | 100000/L80B10 | 3 | 2241 | 13.1 | 171 | 80+ | 4000 | 166.195
| DM1117396 | Spica I LED1x2800 J629 T840 L75W | non-dimmable, II, IP20, IK02, 75° wide beam optic, white steel body | 573 | 45 | 42 |  | 100000/L80B10 | 3 | 2761 | 16.3 | 169 | 80+ | 4000 | 166.195
| DM1117397 | Spica I LED1x3300 J630 T840 L75W | non-dimmable, II, IP20, IK02, 75° wide beam optic, white steel body | 573 | 45 | 42 |  | 100000/L80B10 | 3 | 3284 | 19.4 | 169 | 80+ | 4000 | 166.195
| DM1117398 | Spica I LED1x3800 J631 T840 L75W | non-dimmable, II, IP20, IK02, 75° wide beam optic, white steel body | 573 | 45 | 42 |  | 100000/L80B10 | 3 | 3777 | 22.5 | 168 | 80+ | 4000 | 166.195
| DM1117399 | Spica I LED1x2850 J632 T840 L75W | non-dimmable, II, IP20, IK02, 75° wide beam optic, white steel body | 854 | 45 | 42 |  | 100000/L80B10 | 3 | 2847 | 17 | 167 | 80+ | 4000 | 183.266
| DM1117400 | Spica I LED1x3400 J633 T840 L75W | non-dimmable, II, IP20, IK02, 75° wide beam optic, white steel body | 854 | 45 | 42 |  | 100000/L80B10 | 3 | 3362 | 19.6 | 172 | 80+ | 4000 | 205.196
| DM1117401 | Spica I LED1x4150 J634 T840 L75W | non-dimmable, II, IP20, IK02, 75° wide beam optic, white steel body | 854 | 45 | 42 |  | 100000/L80B10 | 3 | 4142 | 24.4 | 170 | 80+ | 4000 | 205.196
| DM1117402 | Spica I LED1x4950 J635 T840 L75W | non-dimmable, II, IP20, IK02, 75° wide beam optic, white steel body | 854 | 45 | 42 |  | 100000/L80B10 | 3 | 4925 | 29.2 | 169 | 80+ | 4000 | 205.196
| DM1117403 | Spica I LED1x5700 J636 T840 L75W | non-dimmable, II, IP20, IK02, 75° wide beam optic, white steel body | 854 | 45 | 42 |  | 100000/L80B10 | 3 | 5666 | 33.8 | 168 | 80+ | 4000 | 205.196
| DM1117404 | Spica I LED1x3800 J637 T840 L75W | non-dimmable, II, IP20, IK02, 75° wide beam optic, white steel body | 1135 | 45 | 42 |  | 100000/L80B10 | 3 | 3796 | 22.6 | 168 | 80+ | 4000 | 249.056
| DM1117405 | Spica I LED1x4500 J638 T840 L75W | non-dimmable, II, IP20, IK02, 75° wide beam optic, white steel body | 1135 | 45 | 42 |  | 100000/L80B10 | 3 | 4483 | 26.1 | 172 | 80+ | 4000 | 277.694
| DM1117406 | Spica I LED1x5550 J639 T840 L75W | non-dimmable, II, IP20, IK02, 75° wide beam optic, white steel body | 1135 | 45 | 42 |  | 100000/L80B10 | 3 | 5523 | 32.6 | 169 | 80+ | 4000 | 277.694
| DM1117407 | Spica I LED1x6600 J640 T840 L75W | non-dimmable, II, IP20, IK02, 75° wide beam optic, white steel body | 1135 | 45 | 42 |  | 100000/L80B10 | 3 | 6567 | 38.9 | 169 | 80+ | 4000 | 277.694
| DM1117408 | Spica I LED1x7600 J641 T840 L75W | non-dimmable, II, IP20, IK02, 75° wide beam optic, white steel body | 1135 | 45 | 42 |  | 100000/L80B10 | 3 | 7554 | 45 | 168 | 80+ | 4000 | 277.694
| DM1117413 | Spica I LED1x4750 J642 T840 L75W | non-dimmable, II, IP20, IK02, 75° wide beam optic, white steel body | 1416 | 45 | 42 |  | 100000/L80B10 | 3 | 4745 | 28.3 | 168 | 80+ | 4000 | 280.833
| DM1117414 | Spica I LED1x5650 J643 T840 L75W | non-dimmable, II, IP20, IK02, 75° wide beam optic, white steel body | 1416 | 45 | 42 |  | 100000/L80B10 | 3 | 5604 | 32.7 | 171 | 80+ | 4000 | 316.695
| DM1117415 | Spica I LED1x6950 J644 T840 L75W | non-dimmable, II, IP20, IK02, 75° wide beam optic, white steel body | 1416 | 45 | 42 |  | 100000/L80B10 | 3 | 6903 | 40.7 | 170 | 80+ | 4000 | 316.695
| DM1117416 | Spica I LED1x8250 J645 T840 L75W | non-dimmable, II, IP20, IK02, 75° wide beam optic, white steel body | 1416 | 45 | 42 |  | 100000/L80B10 | 3 | 8209 | 48.6 | 169 | 80+ | 4000 | 316.695
| DM1117417 | Spica I LED1x9450 J646 T840 L75W | non-dimmable, II, IP20, IK02, 75° wide beam optic, white steel body | 1416 | 45 | 42 |  | 100000/L80B10 | 3 | 9443 | 56.3 | 168 | 80+ | 4000 | 316.695
| DM1117418 | Spica I LED1x5700 J647 T840 L75W | non-dimmable, II, IP20, IK02, 75° wide beam optic, white steel body | 1697 | 45 | 42 |  | 100000/L80B10 | 3 | 5694 | 33.9 | 168 | 80+ | 4000 | 312.61
| DM1117419 | Spica I LED1x6750 J648 T840 L75W | non-dimmable, II, IP20, IK02, 75° wide beam optic, white steel body | 1697 | 45 | 42 |  | 100000/L80B10 | 3 | 6724 | 37.8 | 178 | 80+ | 4000 | 354.836
| DM1117420 | Spica I LED1x8300 J649 T840 L75W | non-dimmable, II, IP20, IK02, 75° wide beam optic, white steel body | 1697 | 45 | 42 |  | 100000/L80B10 | 3 | 8284 | 47.7 | 174 | 80+ | 4000 | 354.836
| DM1117421 | Spica I LED1x9900 J650 T840 L75W | non-dimmable, II, IP20, IK02, 75° wide beam optic, white steel body | 1697 | 45 | 42 |  | 100000/L80B10 | 3 | 9851 | 57.6 | 171 | 80+ | 4000 | 354.836
| DM1117422 | Spica I LED1x11350 J651 T840 L75W | non-dimmable, II, IP20, IK02, 75° wide beam optic, white steel body | 1697 | 45 | 42 |  | 100000/L80B10 | 3 | 11331 | 67.5 | 168 | 80+ | 4000 | 354.836
*note - for versions: J627; J632; J637; J642; J647 only every second LED lights up
| DM1117473 | Spica I LED1x1900 J627 T830 L90W | non-dimmable, II, IP20, IK02, 90° wide beam optic, white steel body | 573 | 45 | 42 |  | 100000/L80B10 | 3 | 1801 | 11.3 | 159 | 80+ | 3000 | 151.446
| DM1117474 | Spica I LED1x2250 J628 T830 L90W | non-dimmable, II, IP20, IK02, 90° wide beam optic, white steel body | 573 | 45 | 42 |  | 100000/L80B10 | 3 | 2126 | 13.1 | 162 | 80+ | 3000 | 166.195
| DM1117475 | Spica I LED1x2800 J629 T830 L90W | non-dimmable, II, IP20, IK02, 90° wide beam optic, white steel body | 573 | 45 | 42 |  | 100000/L80B10 | 3 | 2620 | 16.3 | 161 | 80+ | 3000 | 166.195
| DM1117476 | Spica I LED1x3300 J630 T830 L90W | non-dimmable, II, IP20, IK02, 90° wide beam optic, white steel body | 573 | 45 | 42 |  | 100000/L80B10 | 3 | 3115 | 19.4 | 161 | 80+ | 3000 | 166.195
| DM1117477 | Spica I LED1x3800 J631 T830 L90W | non-dimmable, II, IP20, IK02, 90° wide beam optic, white steel body | 573 | 45 | 42 |  | 100000/L80B10 | 3 | 3584 | 22.5 | 159 | 80+ | 3000 | 166.195
| DM1117478 | Spica I LED1x2850 J632 T830 L90W | non-dimmable, II, IP20, IK02, 90° wide beam optic, white steel body | 854 | 45 | 42 |  | 100000/L80B10 | 3 | 2701 | 17 | 159 | 80+ | 3000 | 183.266
| DM1117479 | Spica I LED1x3400 J633 T830 L90W | non-dimmable, II, IP20, IK02, 90° wide beam optic, white steel body | 854 | 45 | 42 |  | 100000/L80B10 | 3 | 3190 | 19.6 | 163 | 80+ | 3000 | 205.196
| DM1117480 | Spica I LED1x4150 J634 T830 L90W | non-dimmable, II, IP20, IK02, 90° wide beam optic, white steel body | 854 | 45 | 42 |  | 100000/L80B10 | 3 | 3930 | 24.4 | 161 | 80+ | 3000 | 205.196
| DM1117481 | Spica I LED1x4950 J635 T830 L90W | non-dimmable, II, IP20, IK02, 90° wide beam optic, white steel body | 854 | 45 | 42 |  | 100000/L80B10 | 3 | 4672 | 29.2 | 160 | 80+ | 3000 | 205.196
| DM1117482 | Spica I LED1x5700 J636 T830 L90W | non-dimmable, II, IP20, IK02, 90° wide beam optic, white steel body | 854 | 45 | 42 |  | 100000/L80B10 | 3 | 5375 | 33.8 | 159 | 80+ | 3000 | 205.196
| DM1117483 | Spica I LED1x3800 J637 T830 L90W | non-dimmable, II, IP20, IK02, 90° wide beam optic, white steel body | 1135 | 45 | 42 |  | 100000/L80B10 | 3 | 3602 | 22.6 | 159 | 80+ | 3000 | 249.056
| DM1117484 | Spica I LED1x4500 J638 T830 L90W | non-dimmable, II, IP20, IK02, 90° wide beam optic, white steel body | 1135 | 45 | 42 |  | 100000/L80B10 | 3 | 4253 | 26.1 | 163 | 80+ | 3000 | 277.694
| DM1117485 | Spica I LED1x5550 J639 T830 L90W | non-dimmable, II, IP20, IK02, 90° wide beam optic, white steel body | 1135 | 45 | 42 |  | 100000/L80B10 | 3 | 5240 | 32.6 | 161 | 80+ | 3000 | 277.694
| DM1117486 | Spica I LED1x6600 J640 T830 L90W | non-dimmable, II, IP20, IK02, 90° wide beam optic, white steel body | 1135 | 45 | 42 |  | 100000/L80B10 | 3 | 6230 | 38.9 | 160 | 80+ | 3000 | 277.694
| DM1117487 | Spica I LED1x7600 J641 T830 L90W | non-dimmable, II, IP20, IK02, 90° wide beam optic, white steel body | 1135 | 45 | 42 |  | 100000/L80B10 | 3 | 7166 | 45 | 159 | 80+ | 3000 | 277.694
| DM1117488 | Spica I LED1x4750 J642 T830 L90W | non-dimmable, II, IP20, IK02, 90° wide beam optic, white steel body | 1416 | 45 | 42 |  | 100000/L80B10 | 3 | 4502 | 28.3 | 159 | 80+ | 3000 | 280.833
| DM1117489 | Spica I LED1x5650 J643 T830 L90W | non-dimmable, II, IP20, IK02, 90° wide beam optic, white steel body | 1416 | 45 | 42 |  | 100000/L80B10 | 3 | 5316 | 32.7 | 163 | 80+ | 3000 | 316.695
| DM1117490 | Spica I LED1x6950 J644 T830 L90W | non-dimmable, II, IP20, IK02, 90° wide beam optic, white steel body | 1416 | 45 | 42 |  | 100000/L80B10 | 3 | 6550 | 40.7 | 161 | 80+ | 3000 | 316.695
| DM1117491 | Spica I LED1x8250 J645 T830 L90W | non-dimmable, II, IP20, IK02, 90° wide beam optic, white steel body | 1416 | 45 | 42 |  | 100000/L80B10 | 3 | 7788 | 48.6 | 160 | 80+ | 3000 | 316.695
| DM1117492 | Spica I LED1x9450 J646 T830 L90W | non-dimmable, II, IP20, IK02, 90° wide beam optic, white steel body | 1416 | 45 | 42 |  | 100000/L80B10 | 3 | 8958 | 56.3 | 159 | 80+ | 3000 | 316.695
| DM1117493 | Spica I LED1x5700 J647 T830 L90W | non-dimmable, II, IP20, IK02, 90° wide beam optic, white steel body | 1697 | 45 | 42 |  | 100000/L80B10 | 3 | 5403 | 33.9 | 159 | 80+ | 3000 | 312.61
| DM1117494 | Spica I LED1x6750 J648 T830 L90W | non-dimmable, II, IP20, IK02, 90° wide beam optic, white steel body | 1697 | 45 | 42 |  | 100000/L80B10 | 3 | 6379 | 37.8 | 169 | 80+ | 3000 | 354.836
| DM1117495 | Spica I LED1x8300 J649 T830 L90W | non-dimmable, II, IP20, IK02, 90° wide beam optic, white steel body | 1697 | 45 | 42 |  | 100000/L80B10 | 3 | 7860 | 47.7 | 165 | 80+ | 3000 | 354.836
| DM1117496 | Spica I LED1x9900 J650 T830 L90W | non-dimmable, II, IP20, IK02, 90° wide beam optic, white steel body | 1697 | 45 | 42 |  | 100000/L80B10 | 3 | 9346 | 57.6 | 162 | 80+ | 3000 | 354.836
| DM1117497 | Spica I LED1x11350 J651 T830 L90W | non-dimmable, II, IP20, IK02, 90° wide beam optic, white steel body | 1697 | 45 | 42 |  | 100000/L80B10 | 3 | 10750 | 67.5 | 159 | 80+ | 3000 | 354.836
*note - for versions: J627; J632; J637; J642; J647 only every second LED lights up
| DM1117498 | Spica I LED1x1900 J627 T840 L90W | non-dimmable, II, IP20, IK02, 90° wide beam optic, white steel body | 573 | 45 | 42 |  | 100000/L80B10 | 3 | 1898 | 11.3 | 168 | 80+ | 4000 | 151.446
| DM1117499 | Spica I LED1x2250 J628 T840 L90W | non-dimmable, II, IP20, IK02, 90° wide beam optic, white steel body | 573 | 45 | 42 |  | 100000/L80B10 | 3 | 2241 | 13.1 | 171 | 80+ | 4000 | 166.195
| DM1117500 | Spica I LED1x2800 J629 T840 L90W | non-dimmable, II, IP20, IK02, 90° wide beam optic, white steel body | 573 | 45 | 42 |  | 100000/L80B10 | 3 | 2761 | 16.3 | 169 | 80+ | 4000 | 166.195
| DM1117501 | Spica I LED1x3300 J630 T840 L90W | non-dimmable, II, IP20, IK02, 90° wide beam optic, white steel body | 573 | 45 | 42 |  | 100000/L80B10 | 3 | 3284 | 19.4 | 169 | 80+ | 4000 | 166.195
| DM1117502 | Spica I LED1x3800 J631 T840 L90W | non-dimmable, II, IP20, IK02, 90° wide beam optic, white steel body | 573 | 45 | 42 |  | 100000/L80B10 | 3 | 3777 | 22.5 | 168 | 80+ | 4000 | 166.195
| DM1117503 | Spica I LED1x2850 J632 T840 L90W | non-dimmable, II, IP20, IK02, 90° wide beam optic, white steel body | 854 | 45 | 42 |  | 100000/L80B10 | 3 | 2847 | 17 | 167 | 80+ | 4000 | 183.266
| DM1117504 | Spica I LED1x3400 J633 T840 L90W | non-dimmable, II, IP20, IK02, 90° wide beam optic, white steel body | 854 | 45 | 42 |  | 100000/L80B10 | 3 | 3362 | 19.6 | 172 | 80+ | 4000 | 205.196
| DM1117505 | Spica I LED1x4150 J634 T840 L90W | non-dimmable, II, IP20, IK02, 90° wide beam optic, white steel body | 854 | 45 | 42 |  | 100000/L80B10 | 3 | 4142 | 24.4 | 170 | 80+ | 4000 | 205.196
| DM1117506 | Spica I LED1x4950 J635 T840 L90W | non-dimmable, II, IP20, IK02, 90° wide beam optic, white steel body | 854 | 45 | 42 |  | 100000/L80B10 | 3 | 4925 | 29.2 | 169 | 80+ | 4000 | 205.196
| DM1117507 | Spica I LED1x5700 J636 T840 L90W | non-dimmable, II, IP20, IK02, 90° wide beam optic, white steel body | 854 | 45 | 42 |  | 100000/L80B10 | 3 | 5666 | 33.8 | 168 | 80+ | 4000 | 205.196
| DM1117508 | Spica I LED1x3800 J637 T840 L90W | non-dimmable, II, IP20, IK02, 90° wide beam optic, white steel body | 1135 | 45 | 42 |  | 100000/L80B10 | 3 | 3796 | 22.6 | 168 | 80+ | 4000 | 249.056
| DM1117509 | Spica I LED1x4500 J638 T840 L90W | non-dimmable, II, IP20, IK02, 90° wide beam optic, white steel body | 1135 | 45 | 42 |  | 100000/L80B10 | 3 | 4483 | 26.1 | 172 | 80+ | 4000 | 277.694
| DM1117510 | Spica I LED1x5550 J639 T840 L90W | non-dimmable, II, IP20, IK02, 90° wide beam optic, white steel body | 1135 | 45 | 42 |  | 100000/L80B10 | 3 | 5523 | 32.6 | 169 | 80+ | 4000 | 277.694
| DM1117511 | Spica I LED1x6600 J640 T840 L90W | non-dimmable, II, IP20, IK02, 90° wide beam optic, white steel body | 1135 | 45 | 42 |  | 100000/L80B10 | 3 | 6567 | 38.9 | 169 | 80+ | 4000 | 277.694
| DM1117512 | Spica I LED1x7600 J641 T840 L90W | non-dimmable, II, IP20, IK02, 90° wide beam optic, white steel body | 1135 | 45 | 42 |  | 100000/L80B10 | 3 | 7554 | 45 | 168 | 80+ | 4000 | 277.694
| DM1117513 | Spica I LED1x4750 J642 T840 L90W | non-dimmable, II, IP20, IK02, 90° wide beam optic, white steel body | 1416 | 45 | 42 |  | 100000/L80B10 | 3 | 4745 | 28.3 | 168 | 80+ | 4000 | 280.833
| DM1117514 | Spica I LED1x5650 J643 T840 L90W | non-dimmable, II, IP20, IK02, 90° wide beam optic, white steel body | 1416 | 45 | 42 |  | 100000/L80B10 | 3 | 5604 | 32.7 | 171 | 80+ | 4000 | 316.695
| DM1117515 | Spica I LED1x6950 J644 T840 L90W | non-dimmable, II, IP20, IK02, 90° wide beam optic, white steel body | 1416 | 45 | 42 |  | 100000/L80B10 | 3 | 6903 | 40.7 | 170 | 80+ | 4000 | 316.695
| DM1117516 | Spica I LED1x8250 J645 T840 L90W | non-dimmable, II, IP20, IK02, 90° wide beam optic, white steel body | 1416 | 45 | 42 |  | 100000/L80B10 | 3 | 8209 | 48.6 | 169 | 80+ | 4000 | 316.695
| DM1117517 | Spica I LED1x9450 J646 T840 L90W | non-dimmable, II, IP20, IK02, 90° wide beam optic, white steel body | 1416 | 45 | 42 |  | 100000/L80B10 | 3 | 9443 | 56.3 | 168 | 80+ | 4000 | 316.695
| DM1117518 | Spica I LED1x5700 J647 T840 L90W | non-dimmable, II, IP20, IK02, 90° wide beam optic, white steel body | 1697 | 45 | 42 |  | 100000/L80B10 | 3 | 5694 | 33.9 | 168 | 80+ | 4000 | 312.61
| DM1117519 | Spica I LED1x6750 J648 T840 L90W | non-dimmable, II, IP20, IK02, 90° wide beam optic, white steel body | 1697 | 45 | 42 |  | 100000/L80B10 | 3 | 6724 | 37.8 | 178 | 80+ | 4000 | 354.836
| DM1117520 | Spica I LED1x8300 J649 T840 L90W | non-dimmable, II, IP20, IK02, 90° wide beam optic, white steel body | 1697 | 45 | 42 |  | 100000/L80B10 | 3 | 8284 | 47.7 | 174 | 80+ | 4000 | 354.836
| DM1117521 | Spica I LED1x9900 J650 T840 L90W | non-dimmable, II, IP20, IK02, 90° wide beam optic, white steel body | 1697 | 45 | 42 |  | 100000/L80B10 | 3 | 9851 | 57.6 | 171 | 80+ | 4000 | 354.836
| DM1117522 | Spica I LED1x11350 J651 T840 L90W | non-dimmable, II, IP20, IK02, 90° wide beam optic, white steel body | 1697 | 45 | 42 |  | 100000/L80B10 | 3 | 11331 | 67.5 | 168 | 80+ | 4000 | 354.836
*note - for versions: J627; J632; J637; J642; J647 only every second LED lights up
| DM1117573 | Spica I LED1x1900 J627 T830 L100 | non-dimmable, II, IP20, IK02, 100° beam optic, white steel body | 573 | 45 | 42 |  | 100000/L80B10 | 3 | 1745 | 11.3 | 154 | 80+ | 3000 | 151.446
| DM1117574 | Spica I LED1x2250 J628 T830 L100 | non-dimmable, II, IP20, IK02, 100° beam optic, white steel body | 573 | 45 | 42 |  | 100000/L80B10 | 3 | 2060 | 13.1 | 157 | 80+ | 3000 | 166.195
| DM1117575 | Spica I LED1x2800 J629 T830 L100 | non-dimmable, II, IP20, IK02, 100° beam optic, white steel body | 573 | 45 | 42 |  | 100000/L80B10 | 3 | 2538 | 16.3 | 156 | 80+ | 3000 | 166.195
| DM1117576 | Spica I LED1x3300 J630 T830 L100 | non-dimmable, II, IP20, IK02, 100° beam optic, white steel body | 573 | 45 | 42 |  | 100000/L80B10 | 3 | 3018 | 19.4 | 156 | 80+ | 3000 | 166.195
| DM1117577 | Spica I LED1x3800 J631 T830 L100 | non-dimmable, II, IP20, IK02, 100° beam optic, white steel body | 573 | 45 | 42 |  | 100000/L80B10 | 3 | 3472 | 22.5 | 154 | 80+ | 3000 | 166.195
| DM1117578 | Spica I LED1x2850 J632 T830 L100 | non-dimmable, II, IP20, IK02, 100° beam optic, white steel body | 854 | 45 | 42 |  | 100000/L80B10 | 3 | 2617 | 17 | 154 | 80+ | 3000 | 183.266
| DM1117579 | Spica I LED1x3400 J633 T830 L100 | non-dimmable, II, IP20, IK02, 100° beam optic, white steel body | 854 | 45 | 42 |  | 100000/L80B10 | 3 | 3090 | 19.6 | 158 | 80+ | 3000 | 205.196
| DM1117580 | Spica I LED1x4150 J634 T830 L100 | non-dimmable, II, IP20, IK02, 100° beam optic, white steel body | 854 | 45 | 42 |  | 100000/L80B10 | 3 | 3807 | 24.4 | 156 | 80+ | 3000 | 205.196
| DM1117581 | Spica I LED1x4950 J635 T830 L100 | non-dimmable, II, IP20, IK02, 100° beam optic, white steel body | 854 | 45 | 42 |  | 100000/L80B10 | 3 | 4526 | 29.2 | 155 | 80+ | 3000 | 205.196
| DM1117582 | Spica I LED1x5700 J636 T830 L100 | non-dimmable, II, IP20, IK02, 100° beam optic, white steel body | 854 | 45 | 42 |  | 100000/L80B10 | 3 | 5207 | 33.8 | 154 | 80+ | 3000 | 205.196
| DM1117583 | Spica I LED1x3800 J637 T830 L100 | non-dimmable, II, IP20, IK02, 100° beam optic, white steel body | 1135 | 45 | 42 |  | 100000/L80B10 | 3 | 3489 | 22.6 | 154 | 80+ | 3000 | 249.056
| DM1117584 | Spica I LED1x4500 J638 T830 L100 | non-dimmable, II, IP20, IK02, 100° beam optic, white steel body | 1135 | 45 | 42 |  | 100000/L80B10 | 3 | 4120 | 26.1 | 158 | 80+ | 3000 | 277.694
| DM1117585 | Spica I LED1x5550 J639 T830 L100 | non-dimmable, II, IP20, IK02, 100° beam optic, white steel body | 1135 | 45 | 42 |  | 100000/L80B10 | 3 | 5076 | 32.6 | 156 | 80+ | 3000 | 277.694
| DM1117586 | Spica I LED1x6600 J640 T830 L100 | non-dimmable, II, IP20, IK02, 100° beam optic, white steel body | 1135 | 45 | 42 |  | 100000/L80B10 | 3 | 6036 | 38.9 | 155 | 80+ | 3000 | 277.694
| DM1117587 | Spica I LED1x7600 J641 T830 L100 | non-dimmable, II, IP20, IK02, 100° beam optic, white steel body | 1135 | 45 | 42 |  | 100000/L80B10 | 3 | 6942 | 45 | 154 | 80+ | 3000 | 277.694
| DM1117588 | Spica I LED1x4750 J642 T830 L100 | non-dimmable, II, IP20, IK02, 100° beam optic, white steel body | 1416 | 45 | 42 |  | 100000/L80B10 | 3 | 4362 | 28.3 | 154 | 80+ | 3000 | 280.833
| DM1117589 | Spica I LED1x5650 J643 T830 L100 | non-dimmable, II, IP20, IK02, 100° beam optic, white steel body | 1416 | 45 | 42 |  | 100000/L80B10 | 3 | 5150 | 32.7 | 157 | 80+ | 3000 | 316.695
| DM1117590 | Spica I LED1x6950 J644 T830 L100 | non-dimmable, II, IP20, IK02, 100° beam optic, white steel body | 1416 | 45 | 42 |  | 100000/L80B10 | 3 | 6345 | 40.7 | 156 | 80+ | 3000 | 316.695
| DM1117591 | Spica I LED1x8250 J645 T830 L100 | non-dimmable, II, IP20, IK02, 100° beam optic, white steel body | 1416 | 45 | 42 |  | 100000/L80B10 | 3 | 7544 | 48.6 | 155 | 80+ | 3000 | 316.695
| DM1117592 | Spica I LED1x9450 J646 T830 L100 | non-dimmable, II, IP20, IK02, 100° beam optic, white steel body | 1416 | 45 | 42 |  | 100000/L80B10 | 3 | 8678 | 56.3 | 154 | 80+ | 3000 | 316.695
| DM1117593 | Spica I LED1x5700 J647 T830 L100 | non-dimmable, II, IP20, IK02, 100° beam optic, white steel body | 1697 | 45 | 42 |  | 100000/L80B10 | 3 | 5234 | 33.9 | 154 | 80+ | 3000 | 312.61
| DM1117594 | Spica I LED1x6750 J648 T830 L100 | non-dimmable, II, IP20, IK02, 100° beam optic, white steel body | 1697 | 45 | 42 |  | 100000/L80B10 | 3 | 6180 | 37.8 | 163 | 80+ | 3000 | 354.836
| DM1117595 | Spica I LED1x8300 J649 T830 L100 | non-dimmable, II, IP20, IK02, 100° beam optic, white steel body | 1697 | 45 | 42 |  | 100000/L80B10 | 3 | 7614 | 47.7 | 160 | 80+ | 3000 | 354.836
| DM1117596 | Spica I LED1x9900 J650 T830 L100 | non-dimmable, II, IP20, IK02, 100° beam optic, white steel body | 1697 | 45 | 42 |  | 100000/L80B10 | 3 | 9054 | 57.6 | 157 | 80+ | 3000 | 354.836
| DM1117597 | Spica I LED1x11350 J651 T830 L100 | non-dimmable, II, IP20, IK02, 100° beam optic, white steel body | 1697 | 45 | 42 |  | 100000/L80B10 | 3 | 10414 | 67.5 | 154 | 80+ | 3000 | 354.836
*note - for versions: J627; J632; J637; J642; J647 only every second LED lights up
| DM1117598 | Spica I LED1x1900 J627 T840 L100 | non-dimmable, II, IP20, IK02, 100° beam optic, white steel body | 573 | 45 | 42 |  | 100000/L80B10 | 3 | 1839 | 11.3 | 163 | 80+ | 4000 | 151.446
| DM1117599 | Spica I LED1x2250 J628 T840 L100 | non-dimmable, II, IP20, IK02, 100° beam optic, white steel body | 573 | 45 | 42 |  | 100000/L80B10 | 3 | 2171 | 13.1 | 166 | 80+ | 4000 | 166.195
| DM1117600 | Spica I LED1x2800 J629 T840 L100 | non-dimmable, II, IP20, IK02, 100° beam optic, white steel body | 573 | 45 | 42 |  | 100000/L80B10 | 3 | 2675 | 16.3 | 164 | 80+ | 4000 | 166.195
| DM1117601 | Spica I LED1x3300 J630 T840 L100 | non-dimmable, II, IP20, IK02, 100° beam optic, white steel body | 573 | 45 | 42 |  | 100000/L80B10 | 3 | 3181 | 19.4 | 164 | 80+ | 4000 | 166.195
| DM1117602 | Spica I LED1x3800 J631 T840 L100 | non-dimmable, II, IP20, IK02, 100° beam optic, white steel body | 573 | 45 | 42 |  | 100000/L80B10 | 3 | 3659 | 22.5 | 163 | 80+ | 4000 | 166.195
| DM1117603 | Spica I LED1x2850 J632 T840 L100 | non-dimmable, II, IP20, IK02, 100° beam optic, white steel body | 854 | 45 | 42 |  | 100000/L80B10 | 3 | 2758 | 17 | 162 | 80+ | 4000 | 183.266
| DM1117604 | Spica I LED1x3400 J633 T840 L100 | non-dimmable, II, IP20, IK02, 100° beam optic, white steel body | 854 | 45 | 42 |  | 100000/L80B10 | 3 | 3257 | 19.6 | 166 | 80+ | 4000 | 205.196
| DM1117605 | Spica I LED1x4150 J634 T840 L100 | non-dimmable, II, IP20, IK02, 100° beam optic, white steel body | 854 | 45 | 42 |  | 100000/L80B10 | 3 | 4013 | 24.4 | 164 | 80+ | 4000 | 205.196
| DM1117606 | Spica I LED1x4950 J635 T840 L100 | non-dimmable, II, IP20, IK02, 100° beam optic, white steel body | 854 | 45 | 42 |  | 100000/L80B10 | 3 | 4771 | 29.2 | 163 | 80+ | 4000 | 205.196
| DM1117607 | Spica I LED1x5700 J636 T840 L100 | non-dimmable, II, IP20, IK02, 100° beam optic, white steel body | 854 | 45 | 42 |  | 100000/L80B10 | 3 | 5488 | 33.8 | 162 | 80+ | 4000 | 205.196
| DM1117608 | Spica I LED1x3800 J637 T840 L100 | non-dimmable, II, IP20, IK02, 100° beam optic, white steel body | 1135 | 45 | 42 |  | 100000/L80B10 | 3 | 3678 | 22.6 | 163 | 80+ | 4000 | 249.056
| DM1117609 | Spica I LED1x4500 J638 T840 L100 | non-dimmable, II, IP20, IK02, 100° beam optic, white steel body | 1135 | 45 | 42 |  | 100000/L80B10 | 3 | 4343 | 26.1 | 166 | 80+ | 4000 | 277.694
| DM1117610 | Spica I LED1x5550 J639 T840 L100 | non-dimmable, II, IP20, IK02, 100° beam optic, white steel body | 1135 | 45 | 42 |  | 100000/L80B10 | 3 | 5350 | 32.6 | 164 | 80+ | 4000 | 277.694
| DM1117611 | Spica I LED1x6600 J640 T840 L100 | non-dimmable, II, IP20, IK02, 100° beam optic, white steel body | 1135 | 45 | 42 |  | 100000/L80B10 | 3 | 6362 | 38.9 | 164 | 80+ | 4000 | 277.694
| DM1117612 | Spica I LED1x7600 J641 T840 L100 | non-dimmable, II, IP20, IK02, 100° beam optic, white steel body | 1135 | 45 | 42 |  | 100000/L80B10 | 3 | 7318 | 45 | 163 | 80+ | 4000 | 277.694
| DM1117613 | Spica I LED1x4750 J642 T840 L100 | non-dimmable, II, IP20, IK02, 100° beam optic, white steel body | 1416 | 45 | 42 |  | 100000/L80B10 | 3 | 4597 | 28.3 | 162 | 80+ | 4000 | 280.833
| DM1117614 | Spica I LED1x5650 J643 T840 L100 | non-dimmable, II, IP20, IK02, 100° beam optic, white steel body | 1416 | 45 | 42 |  | 100000/L80B10 | 3 | 5428 | 32.7 | 166 | 80+ | 4000 | 316.695
| DM1117615 | Spica I LED1x6950 J644 T840 L100 | non-dimmable, II, IP20, IK02, 100° beam optic, white steel body | 1416 | 45 | 42 |  | 100000/L80B10 | 3 | 6688 | 40.7 | 164 | 80+ | 4000 | 316.695
| DM1117616 | Spica I LED1x8250 J645 T840 L100 | non-dimmable, II, IP20, IK02, 100° beam optic, white steel body | 1416 | 45 | 42 |  | 100000/L80B10 | 3 | 7952 | 48.6 | 164 | 80+ | 4000 | 316.695
| DM1117617 | Spica I LED1x9450 J646 T840 L100 | non-dimmable, II, IP20, IK02, 100° beam optic, white steel body | 1416 | 45 | 42 |  | 100000/L80B10 | 3 | 9147 | 56.3 | 162 | 80+ | 4000 | 316.695
| DM1117618 | Spica I LED1x5700 J647 T840 L100 | non-dimmable, II, IP20, IK02, 100° beam optic, white steel body | 1697 | 45 | 42 |  | 100000/L80B10 | 3 | 5516 | 33.9 | 163 | 80+ | 4000 | 312.61
| DM1117619 | Spica I LED1x6750 J648 T840 L100 | non-dimmable, II, IP20, IK02, 100° beam optic, white steel body | 1697 | 45 | 42 |  | 100000/L80B10 | 3 | 6514 | 37.8 | 172 | 80+ | 4000 | 354.836
| DM1117620 | Spica I LED1x8300 J649 T840 L100 | non-dimmable, II, IP20, IK02, 100° beam optic, white steel body | 1697 | 45 | 42 |  | 100000/L80B10 | 3 | 8025 | 47.7 | 168 | 80+ | 4000 | 354.836
| DM1117621 | Spica I LED1x9900 J650 T840 L100 | non-dimmable, II, IP20, IK02, 100° beam optic, white steel body | 1697 | 45 | 42 |  | 100000/L80B10 | 3 | 9543 | 57.6 | 166 | 80+ | 4000 | 354.836
| DM1117622 | Spica I LED1x11350 J651 T840 L100 | non-dimmable, II, IP20, IK02, 100° beam optic, white steel body | 1697 | 45 | 42 |  | 100000/L80B10 | 3 | 10977 | 67.5 | 163 | 80+ | 4000 | 354.836
*note - for versions: J627; J632; J637; J642; J647 only every second LED lights up
| DM1117673 | Spica I LED1x1900 J627 T830 L2A25 | non-dimmable, II, IP20, IK02, double asymmetrical beam optic, white steel body | 573 | 45 | 42 |  | 100000/L80B10 | 3 | 1801 | 11.3 | 159 | 80+ | 3000 | 151.446
| DM1117674 | Spica I LED1x2250 J628 T830 L2A25 | non-dimmable, II, IP20, IK02, double asymmetrical beam optic, white steel body | 573 | 45 | 42 |  | 100000/L80B10 | 3 | 2126 | 13.1 | 162 | 80+ | 3000 | 166.195
| DM1117675 | Spica I LED1x2800 J629 T830 L2A25 | non-dimmable, II, IP20, IK02, double asymmetrical beam optic, white steel body | 573 | 45 | 42 |  | 100000/L80B10 | 3 | 2620 | 16.3 | 161 | 80+ | 3000 | 166.195
| DM1117676 | Spica I LED1x3300 J630 T830 L2A25 | non-dimmable, II, IP20, IK02, double asymmetrical beam optic, white steel body | 573 | 45 | 42 |  | 100000/L80B10 | 3 | 3115 | 19.4 | 161 | 80+ | 3000 | 166.195
| DM1117677 | Spica I LED1x3800 J631 T830 L2A25 | non-dimmable, II, IP20, IK02, double asymmetrical beam optic, white steel body | 573 | 45 | 42 |  | 100000/L80B10 | 3 | 3584 | 22.5 | 159 | 80+ | 3000 | 166.195
| DM1117678 | Spica I LED1x2850 J632 T830 L2A25 | non-dimmable, II, IP20, IK02, double asymmetrical beam optic, white steel body | 854 | 45 | 42 |  | 100000/L80B10 | 3 | 2701 | 17 | 159 | 80+ | 3000 | 183.266
| DM1117679 | Spica I LED1x3400 J633 T830 L2A25 | non-dimmable, II, IP20, IK02, double asymmetrical beam optic, white steel body | 854 | 45 | 42 |  | 100000/L80B10 | 3 | 3190 | 19.6 | 163 | 80+ | 3000 | 205.196
| DM1117680 | Spica I LED1x4150 J634 T830 L2A25 | non-dimmable, II, IP20, IK02, double asymmetrical beam optic, white steel body | 854 | 45 | 42 |  | 100000/L80B10 | 3 | 3930 | 24.4 | 161 | 80+ | 3000 | 205.196
| DM1117681 | Spica I LED1x4950 J635 T830 L2A25 | non-dimmable, II, IP20, IK02, double asymmetrical beam optic, white steel body | 854 | 45 | 42 |  | 100000/L80B10 | 3 | 4672 | 29.2 | 160 | 80+ | 3000 | 205.196
| DM1117682 | Spica I LED1x5700 J636 T830 L2A25 | non-dimmable, II, IP20, IK02, double asymmetrical beam optic, white steel body | 854 | 45 | 42 |  | 100000/L80B10 | 3 | 5375 | 33.8 | 159 | 80+ | 3000 | 205.196
| DM1117683 | Spica I LED1x3800 J637 T830 L2A25 | non-dimmable, II, IP20, IK02, double asymmetrical beam optic, white steel body | 1135 | 45 | 42 |  | 100000/L80B10 | 3 | 3602 | 22.6 | 159 | 80+ | 3000 | 249.056
| DM1117684 | Spica I LED1x4500 J638 T830 L2A25 | non-dimmable, II, IP20, IK02, double asymmetrical beam optic, white steel body | 1135 | 45 | 42 |  | 100000/L80B10 | 3 | 4253 | 26.1 | 163 | 80+ | 3000 | 277.694
| DM1117685 | Spica I LED1x5550 J639 T830 L2A25 | non-dimmable, II, IP20, IK02, double asymmetrical beam optic, white steel body | 1135 | 45 | 42 |  | 100000/L80B10 | 3 | 5240 | 32.6 | 161 | 80+ | 3000 | 277.694
| DM1117686 | Spica I LED1x6600 J640 T830 L2A25 | non-dimmable, II, IP20, IK02, double asymmetrical beam optic, white steel body | 1135 | 45 | 42 |  | 100000/L80B10 | 3 | 6230 | 38.9 | 160 | 80+ | 3000 | 277.694
| DM1117687 | Spica I LED1x7600 J641 T830 L2A25 | non-dimmable, II, IP20, IK02, double asymmetrical beam optic, white steel body | 1135 | 45 | 42 |  | 100000/L80B10 | 3 | 7166 | 45 | 159 | 80+ | 3000 | 277.694
| DM1117688 | Spica I LED1x4750 J642 T830 L2A25 | non-dimmable, II, IP20, IK02, double asymmetrical beam optic, white steel body | 1416 | 45 | 42 |  | 100000/L80B10 | 3 | 4502 | 28.3 | 159 | 80+ | 3000 | 280.833
| DM1117689 | Spica I LED1x5650 J643 T830 L2A25 | non-dimmable, II, IP20, IK02, double asymmetrical beam optic, white steel body | 1416 | 45 | 42 |  | 100000/L80B10 | 3 | 5316 | 32.7 | 163 | 80+ | 3000 | 316.695
| DM1117690 | Spica I LED1x6950 J644 T830 L2A25 | non-dimmable, II, IP20, IK02, double asymmetrical beam optic, white steel body | 1416 | 45 | 42 |  | 100000/L80B10 | 3 | 6550 | 40.7 | 161 | 80+ | 3000 | 316.695
| DM1117691 | Spica I LED1x8250 J645 T830 L2A25 | non-dimmable, II, IP20, IK02, double asymmetrical beam optic, white steel body | 1416 | 45 | 42 |  | 100000/L80B10 | 3 | 7788 | 48.6 | 160 | 80+ | 3000 | 316.695
| DM1117692 | Spica I LED1x9450 J646 T830 L2A25 | non-dimmable, II, IP20, IK02, double asymmetrical beam optic, white steel body | 1416 | 45 | 42 |  | 100000/L80B10 | 3 | 8958 | 56.3 | 159 | 80+ | 3000 | 316.695
| DM1117693 | Spica I LED1x5700 J647 T830 L2A25 | non-dimmable, II, IP20, IK02, double asymmetrical beam optic, white steel body | 1697 | 45 | 42 |  | 100000/L80B10 | 3 | 5403 | 33.9 | 159 | 80+ | 3000 | 312.61
| DM1117694 | Spica I LED1x6750 J648 T830 L2A25 | non-dimmable, II, IP20, IK02, double asymmetrical beam optic, white steel body | 1697 | 45 | 42 |  | 100000/L80B10 | 3 | 6379 | 37.8 | 169 | 80+ | 3000 | 354.836
| DM1117695 | Spica I LED1x8300 J649 T830 L2A25 | non-dimmable, II, IP20, IK02, double asymmetrical beam optic, white steel body | 1697 | 45 | 42 |  | 100000/L80B10 | 3 | 7860 | 47.7 | 165 | 80+ | 3000 | 354.836
| DM1117696 | Spica I LED1x9900 J650 T830 L2A25 | non-dimmable, II, IP20, IK02, double asymmetrical beam optic, white steel body | 1697 | 45 | 42 |  | 100000/L80B10 | 3 | 9346 | 57.6 | 162 | 80+ | 3000 | 354.836
| DM1117697 | Spica I LED1x11350 J651 T830 L2A25 | non-dimmable, II, IP20, IK02, double asymmetrical beam optic, white steel body | 1697 | 45 | 42 |  | 100000/L80B10 | 3 | 10750 | 67.5 | 159 | 80+ | 3000 | 354.836
*note - for versions: J627; J632; J637; J642; J647 only every second LED lights up
| DM1117698 | Spica I LED1x1900 J627 T840 L2A25 | non-dimmable, II, IP20, IK02, double asymmetrical beam optic, white steel body | 573 | 45 | 42 |  | 100000/L80B10 | 3 | 1898 | 11.3 | 168 | 80+ | 4000 | 151.446
| DM1117699 | Spica I LED1x2250 J628 T840 L2A25 | non-dimmable, II, IP20, IK02, double asymmetrical beam optic, white steel body | 573 | 45 | 42 |  | 100000/L80B10 | 3 | 2241 | 13.1 | 171 | 80+ | 4000 | 166.195
| DM1117700 | Spica I LED1x2800 J629 T840 L2A25 | non-dimmable, II, IP20, IK02, double asymmetrical beam optic, white steel body | 573 | 45 | 42 |  | 100000/L80B10 | 3 | 2761 | 16.3 | 169 | 80+ | 4000 | 166.195
| DM1117701 | Spica I LED1x3300 J630 T840 L2A25 | non-dimmable, II, IP20, IK02, double asymmetrical beam optic, white steel body | 573 | 45 | 42 |  | 100000/L80B10 | 3 | 3284 | 19.4 | 169 | 80+ | 4000 | 166.195
| DM1117702 | Spica I LED1x3800 J631 T840 L2A25 | non-dimmable, II, IP20, IK02, double asymmetrical beam optic, white steel body | 573 | 45 | 42 |  | 100000/L80B10 | 3 | 3777 | 22.5 | 168 | 80+ | 4000 | 166.195
| DM1117703 | Spica I LED1x2850 J632 T840 L2A25 | non-dimmable, II, IP20, IK02, double asymmetrical beam optic, white steel body | 854 | 45 | 42 |  | 100000/L80B10 | 3 | 2847 | 17 | 167 | 80+ | 4000 | 183.266
| DM1117704 | Spica I LED1x3400 J633 T840 L2A25 | non-dimmable, II, IP20, IK02, double asymmetrical beam optic, white steel body | 854 | 45 | 42 |  | 100000/L80B10 | 3 | 3362 | 19.6 | 172 | 80+ | 4000 | 205.196
| DM1117705 | Spica I LED1x4150 J634 T840 L2A25 | non-dimmable, II, IP20, IK02, double asymmetrical beam optic, white steel body | 854 | 45 | 42 |  | 100000/L80B10 | 3 | 4142 | 24.4 | 170 | 80+ | 4000 | 205.196
| DM1117706 | Spica I LED1x4950 J635 T840 L2A25 | non-dimmable, II, IP20, IK02, double asymmetrical beam optic, white steel body | 854 | 45 | 42 |  | 100000/L80B10 | 3 | 4925 | 29.2 | 169 | 80+ | 4000 | 205.196
| DM1117707 | Spica I LED1x5700 J636 T840 L2A25 | non-dimmable, II, IP20, IK02, double asymmetrical beam optic, white steel body | 854 | 45 | 42 |  | 100000/L80B10 | 3 | 5666 | 33.8 | 168 | 80+ | 4000 | 205.196
| DM1117708 | Spica I LED1x3800 J637 T840 L2A25 | non-dimmable, II, IP20, IK02, double asymmetrical beam optic, white steel body | 1135 | 45 | 42 |  | 100000/L80B10 | 3 | 3796 | 22.6 | 168 | 80+ | 4000 | 249.056
| DM1117709 | Spica I LED1x4500 J638 T840 L2A25 | non-dimmable, II, IP20, IK02, double asymmetrical beam optic, white steel body | 1135 | 45 | 42 |  | 100000/L80B10 | 3 | 4483 | 26.1 | 172 | 80+ | 4000 | 277.694
| DM1117710 | Spica I LED1x5550 J639 T840 L2A25 | non-dimmable, II, IP20, IK02, double asymmetrical beam optic, white steel body | 1135 | 45 | 42 |  | 100000/L80B10 | 3 | 5523 | 32.6 | 169 | 80+ | 4000 | 277.694
| DM1117711 | Spica I LED1x6600 J640 T840 L2A25 | non-dimmable, II, IP20, IK02, double asymmetrical beam optic, white steel body | 1135 | 45 | 42 |  | 100000/L80B10 | 3 | 6567 | 38.9 | 169 | 80+ | 4000 | 277.694
| DM1117712 | Spica I LED1x7600 J641 T840 L2A25 | non-dimmable, II, IP20, IK02, double asymmetrical beam optic, white steel body | 1135 | 45 | 42 |  | 100000/L80B10 | 3 | 7554 | 45 | 168 | 80+ | 4000 | 277.694
| DM1117713 | Spica I LED1x4750 J642 T840 L2A25 | non-dimmable, II, IP20, IK02, double asymmetrical beam optic, white steel body | 1416 | 45 | 42 |  | 100000/L80B10 | 3 | 4745 | 28.3 | 168 | 80+ | 4000 | 280.833
| DM1117714 | Spica I LED1x5650 J643 T840 L2A25 | non-dimmable, II, IP20, IK02, double asymmetrical beam optic, white steel body | 1416 | 45 | 42 |  | 100000/L80B10 | 3 | 5604 | 32.7 | 171 | 80+ | 4000 | 316.695
| DM1117715 | Spica I LED1x6950 J644 T840 L2A25 | non-dimmable, II, IP20, IK02, double asymmetrical beam optic, white steel body | 1416 | 45 | 42 |  | 100000/L80B10 | 3 | 6903 | 40.7 | 170 | 80+ | 4000 | 316.695
| DM1117716 | Spica I LED1x8250 J645 T840 L2A25 | non-dimmable, II, IP20, IK02, double asymmetrical beam optic, white steel body | 1416 | 45 | 42 |  | 100000/L80B10 | 3 | 8209 | 48.6 | 169 | 80+ | 4000 | 316.695
| DM1117717 | Spica I LED1x9450 J646 T840 L2A25 | non-dimmable, II, IP20, IK02, double asymmetrical beam optic, white steel body | 1416 | 45 | 42 |  | 100000/L80B10 | 3 | 9443 | 56.3 | 168 | 80+ | 4000 | 316.695
| DM1117718 | Spica I LED1x5700 J647 T840 L2A25 | non-dimmable, II, IP20, IK02, double asymmetrical beam optic, white steel body | 1697 | 45 | 42 |  | 100000/L80B10 | 3 | 5694 | 33.9 | 168 | 80+ | 4000 | 312.61
| DM1117719 | Spica I LED1x6750 J648 T840 L2A25 | non-dimmable, II, IP20, IK02, double asymmetrical beam optic, white steel body | 1697 | 45 | 42 |  | 100000/L80B10 | 3 | 6724 | 37.8 | 178 | 80+ | 4000 | 354.836
| DM1117720 | Spica I LED1x8300 J649 T840 L2A25 | non-dimmable, II, IP20, IK02, double asymmetrical beam optic, white steel body | 1697 | 45 | 42 |  | 100000/L80B10 | 3 | 8284 | 47.7 | 174 | 80+ | 4000 | 354.836
| DM1117721 | Spica I LED1x9900 J650 T840 L2A25 | non-dimmable, II, IP20, IK02, double asymmetrical beam optic, white steel body | 1697 | 45 | 42 |  | 100000/L80B10 | 3 | 9851 | 57.6 | 171 | 80+ | 4000 | 354.836
| DM1117722 | Spica I LED1x11350 J651 T840 L2A25 | non-dimmable, II, IP20, IK02, double asymmetrical beam optic, white steel body | 1697 | 45 | 42 |  | 100000/L80B10 | 3 | 11331 | 67.5 | 168 | 80+ | 4000 | 354.836
*note - for versions: J627; J632; J637; J642; J647 only every second LED lights up
| DM1117773 | Spica I LED1x1900 J627 T830 L1A18 | non-dimmable, II, IP20, IK02, asymmetrical beam optic, white steel body | 573 | 45 | 42 |  | 100000/L80B10 | 3 | 1763 | 11.3 | 156 | 80+ | 3000 | 151.446
| DM1117774 | Spica I LED1x2250 J628 T830 L1A18 | non-dimmable, II, IP20, IK02, asymmetrical beam optic, white steel body | 573 | 45 | 42 |  | 100000/L80B10 | 3 | 2082 | 13.1 | 159 | 80+ | 3000 | 166.195
| DM1117775 | Spica I LED1x2800 J629 T830 L1A18 | non-dimmable, II, IP20, IK02, asymmetrical beam optic, white steel body | 573 | 45 | 42 |  | 100000/L80B10 | 3 | 2565 | 16.3 | 157 | 80+ | 3000 | 166.195
| DM1117776 | Spica I LED1x3300 J630 T830 L1A18 | non-dimmable, II, IP20, IK02, asymmetrical beam optic, white steel body | 573 | 45 | 42 |  | 100000/L80B10 | 3 | 3050 | 19.4 | 157 | 80+ | 3000 | 166.195
| DM1117777 | Spica I LED1x3800 J631 T830 L1A18 | non-dimmable, II, IP20, IK02, asymmetrical beam optic, white steel body | 573 | 45 | 42 |  | 100000/L80B10 | 3 | 3509 | 22.5 | 156 | 80+ | 3000 | 166.195
| DM1117778 | Spica I LED1x2850 J632 T830 L1A18 | non-dimmable, II, IP20, IK02, asymmetrical beam optic, white steel body | 854 | 45 | 42 |  | 100000/L80B10 | 3 | 2645 | 17 | 156 | 80+ | 3000 | 183.266
| DM1117779 | Spica I LED1x3400 J633 T830 L1A18 | non-dimmable, II, IP20, IK02, asymmetrical beam optic, white steel body | 854 | 45 | 42 |  | 100000/L80B10 | 3 | 3124 | 19.6 | 159 | 80+ | 3000 | 205.196
| DM1117780 | Spica I LED1x4150 J634 T830 L1A18 | non-dimmable, II, IP20, IK02, asymmetrical beam optic, white steel body | 854 | 45 | 42 |  | 100000/L80B10 | 3 | 3848 | 24.4 | 158 | 80+ | 3000 | 205.196
| DM1117781 | Spica I LED1x4950 J635 T830 L1A18 | non-dimmable, II, IP20, IK02, asymmetrical beam optic, white steel body | 854 | 45 | 42 |  | 100000/L80B10 | 3 | 4575 | 29.2 | 157 | 80+ | 3000 | 205.196
| DM1117782 | Spica I LED1x5700 J636 T830 L1A18 | non-dimmable, II, IP20, IK02, asymmetrical beam optic, white steel body | 854 | 45 | 42 |  | 100000/L80B10 | 3 | 5263 | 33.8 | 156 | 80+ | 3000 | 205.196
| DM1117783 | Spica I LED1x3800 J637 T830 L1A18 | non-dimmable, II, IP20, IK02, asymmetrical beam optic, white steel body | 1135 | 45 | 42 |  | 100000/L80B10 | 3 | 3527 | 22.6 | 156 | 80+ | 3000 | 249.056
| DM1117784 | Spica I LED1x4500 J638 T830 L1A18 | non-dimmable, II, IP20, IK02, asymmetrical beam optic, white steel body | 1135 | 45 | 42 |  | 100000/L80B10 | 3 | 4164 | 26.1 | 160 | 80+ | 3000 | 277.694
| DM1117785 | Spica I LED1x5550 J639 T830 L1A18 | non-dimmable, II, IP20, IK02, asymmetrical beam optic, white steel body | 1135 | 45 | 42 |  | 100000/L80B10 | 3 | 5131 | 32.6 | 157 | 80+ | 3000 | 277.694
| DM1117786 | Spica I LED1x6600 J640 T830 L1A18 | non-dimmable, II, IP20, IK02, asymmetrical beam optic, white steel body | 1135 | 45 | 42 |  | 100000/L80B10 | 3 | 6101 | 38.9 | 157 | 80+ | 3000 | 277.694
| DM1117787 | Spica I LED1x7600 J641 T830 L1A18 | non-dimmable, II, IP20, IK02, asymmetrical beam optic, white steel body | 1135 | 45 | 42 |  | 100000/L80B10 | 3 | 7017 | 45 | 156 | 80+ | 3000 | 277.694
| DM1117788 | Spica I LED1x4750 J642 T830 L1A18 | non-dimmable, II, IP20, IK02, asymmetrical beam optic, white steel body | 1416 | 45 | 42 |  | 100000/L80B10 | 3 | 4409 | 28.3 | 156 | 80+ | 3000 | 280.833
| DM1117789 | Spica I LED1x5650 J643 T830 L1A18 | non-dimmable, II, IP20, IK02, asymmetrical beam optic, white steel body | 1416 | 45 | 42 |  | 100000/L80B10 | 3 | 5206 | 32.7 | 159 | 80+ | 3000 | 316.695
| DM1117790 | Spica I LED1x6950 J644 T830 L1A18 | non-dimmable, II, IP20, IK02, asymmetrical beam optic, white steel body | 1416 | 45 | 42 |  | 100000/L80B10 | 3 | 6414 | 40.7 | 158 | 80+ | 3000 | 316.695
| DM1117791 | Spica I LED1x8250 J645 T830 L1A18 | non-dimmable, II, IP20, IK02, asymmetrical beam optic, white steel body | 1416 | 45 | 42 |  | 100000/L80B10 | 3 | 7625 | 48.6 | 157 | 80+ | 3000 | 316.695
| DM1117792 | Spica I LED1x9450 J646 T830 L1A18 | non-dimmable, II, IP20, IK02, asymmetrical beam optic, white steel body | 1416 | 45 | 42 |  | 100000/L80B10 | 3 | 8771 | 56.3 | 156 | 80+ | 3000 | 316.695
| DM1117793 | Spica I LED1x5700 J647 T830 L1A18 | non-dimmable, II, IP20, IK02, asymmetrical beam optic, white steel body | 1697 | 45 | 42 |  | 100000/L80B10 | 3 | 5290 | 33.9 | 156 | 80+ | 3000 | 312.61
| DM1117794 | Spica I LED1x6750 J648 T830 L1A18 | non-dimmable, II, IP20, IK02, asymmetrical beam optic, white steel body | 1697 | 45 | 42 |  | 100000/L80B10 | 3 | 6246 | 37.8 | 165 | 80+ | 3000 | 354.836
| DM1117795 | Spica I LED1x8300 J649 T830 L1A18 | non-dimmable, II, IP20, IK02, asymmetrical beam optic, white steel body | 1697 | 45 | 42 |  | 100000/L80B10 | 3 | 7696 | 47.7 | 161 | 80+ | 3000 | 354.836
| DM1117796 | Spica I LED1x9900 J650 T830 L1A18 | non-dimmable, II, IP20, IK02, asymmetrical beam optic, white steel body | 1697 | 45 | 42 |  | 100000/L80B10 | 3 | 9151 | 57.6 | 159 | 80+ | 3000 | 354.836
| DM1117797 | Spica I LED1x11350 J651 T830 L1A18 | non-dimmable, II, IP20, IK02, asymmetrical beam optic, white steel body | 1697 | 45 | 42 |  | 100000/L80B10 | 3 | 10526 | 67.5 | 156 | 80+ | 3000 | 354.836
*note - for versions: J627; J632; J637; J642; J647 only every second LED lights up
| DM1117798 | Spica I LED1x1900 J627 T840 L1A18 | non-dimmable, II, IP20, IK02, asymmetrical beam optic, white steel body | 573 | 45 | 42 |  | 100000/L80B10 | 3 | 1859 | 11.3 | 165 | 80+ | 4000 | 151.446
| DM1117799 | Spica I LED1x2250 J628 T840 L1A18 | non-dimmable, II, IP20, IK02, asymmetrical beam optic, white steel body | 573 | 45 | 42 |  | 100000/L80B10 | 3 | 2195 | 13.1 | 168 | 80+ | 4000 | 166.195
| DM1117800 | Spica I LED1x2800 J629 T840 L1A18 | non-dimmable, II, IP20, IK02, asymmetrical beam optic, white steel body | 573 | 45 | 42 |  | 100000/L80B10 | 3 | 2704 | 16.3 | 166 | 80+ | 4000 | 166.195
| DM1117801 | Spica I LED1x3300 J630 T840 L1A18 | non-dimmable, II, IP20, IK02, asymmetrical beam optic, white steel body | 573 | 45 | 42 |  | 100000/L80B10 | 3 | 3215 | 19.4 | 166 | 80+ | 4000 | 166.195
| DM1117802 | Spica I LED1x3800 J631 T840 L1A18 | non-dimmable, II, IP20, IK02, asymmetrical beam optic, white steel body | 573 | 45 | 42 |  | 100000/L80B10 | 3 | 3698 | 22.5 | 164 | 80+ | 4000 | 166.195
| DM1117803 | Spica I LED1x2850 J632 T840 L1A18 | non-dimmable, II, IP20, IK02, asymmetrical beam optic, white steel body | 854 | 45 | 42 |  | 100000/L80B10 | 3 | 2788 | 17 | 164 | 80+ | 4000 | 183.266
| DM1117804 | Spica I LED1x3400 J633 T840 L1A18 | non-dimmable, II, IP20, IK02, asymmetrical beam optic, white steel body | 854 | 45 | 42 |  | 100000/L80B10 | 3 | 3292 | 19.6 | 168 | 80+ | 4000 | 205.196
| DM1117805 | Spica I LED1x4150 J634 T840 L1A18 | non-dimmable, II, IP20, IK02, asymmetrical beam optic, white steel body | 854 | 45 | 42 |  | 100000/L80B10 | 3 | 4056 | 24.4 | 166 | 80+ | 4000 | 205.196
| DM1117806 | Spica I LED1x4950 J635 T840 L1A18 | non-dimmable, II, IP20, IK02, asymmetrical beam optic, white steel body | 854 | 45 | 42 |  | 100000/L80B10 | 3 | 4823 | 29.2 | 165 | 80+ | 4000 | 205.196
| DM1117807 | Spica I LED1x5700 J636 T840 L1A18 | non-dimmable, II, IP20, IK02, asymmetrical beam optic, white steel body | 854 | 45 | 42 |  | 100000/L80B10 | 3 | 5548 | 33.8 | 164 | 80+ | 4000 | 205.196
| DM1117808 | Spica I LED1x3800 J637 T840 L1A18 | non-dimmable, II, IP20, IK02, asymmetrical beam optic, white steel body | 1135 | 45 | 42 |  | 100000/L80B10 | 3 | 3717 | 22.6 | 164 | 80+ | 4000 | 249.056
| DM1117809 | Spica I LED1x4500 J638 T840 L1A18 | non-dimmable, II, IP20, IK02, asymmetrical beam optic, white steel body | 1135 | 45 | 42 |  | 100000/L80B10 | 3 | 4389 | 26.1 | 168 | 80+ | 4000 | 277.694
| DM1117810 | Spica I LED1x5550 J639 T840 L1A18 | non-dimmable, II, IP20, IK02, asymmetrical beam optic, white steel body | 1135 | 45 | 42 |  | 100000/L80B10 | 3 | 5408 | 32.6 | 166 | 80+ | 4000 | 277.694
| DM1117811 | Spica I LED1x6600 J640 T840 L1A18 | non-dimmable, II, IP20, IK02, asymmetrical beam optic, white steel body | 1135 | 45 | 42 |  | 100000/L80B10 | 3 | 6430 | 38.9 | 165 | 80+ | 4000 | 277.694
| DM1117812 | Spica I LED1x7600 J641 T840 L1A18 | non-dimmable, II, IP20, IK02, asymmetrical beam optic, white steel body | 1135 | 45 | 42 |  | 100000/L80B10 | 3 | 7397 | 45 | 164 | 80+ | 4000 | 277.694
| DM1117813 | Spica I LED1x4750 J642 T840 L1A18 | non-dimmable, II, IP20, IK02, asymmetrical beam optic, white steel body | 1416 | 45 | 42 |  | 100000/L80B10 | 3 | 4646 | 28.3 | 164 | 80+ | 4000 | 280.833
| DM1117814 | Spica I LED1x5650 J643 T840 L1A18 | non-dimmable, II, IP20, IK02, asymmetrical beam optic, white steel body | 1416 | 45 | 42 |  | 100000/L80B10 | 3 | 5487 | 32.7 | 168 | 80+ | 4000 | 316.695
| DM1117815 | Spica I LED1x6950 J644 T840 L1A18 | non-dimmable, II, IP20, IK02, asymmetrical beam optic, white steel body | 1416 | 45 | 42 |  | 100000/L80B10 | 3 | 6760 | 40.7 | 166 | 80+ | 4000 | 316.695
| DM1117816 | Spica I LED1x8250 J645 T840 L1A18 | non-dimmable, II, IP20, IK02, asymmetrical beam optic, white steel body | 1416 | 45 | 42 |  | 100000/L80B10 | 3 | 8038 | 48.6 | 165 | 80+ | 4000 | 316.695
| DM1117817 | Spica I LED1x9450 J646 T840 L1A18 | non-dimmable, II, IP20, IK02, asymmetrical beam optic, white steel body | 1416 | 45 | 42 |  | 100000/L80B10 | 3 | 9246 | 56.3 | 164 | 80+ | 4000 | 316.695
| DM1117818 | Spica I LED1x5700 J647 T840 L1A18 | non-dimmable, II, IP20, IK02, asymmetrical beam optic, white steel body | 1697 | 45 | 42 |  | 100000/L80B10 | 3 | 5576 | 33.9 | 164 | 80+ | 4000 | 312.61
| DM1117819 | Spica I LED1x6750 J648 T840 L1A18 | non-dimmable, II, IP20, IK02, asymmetrical beam optic, white steel body | 1697 | 45 | 42 |  | 100000/L80B10 | 3 | 6584 | 37.8 | 174 | 80+ | 4000 | 354.836
| DM1117820 | Spica I LED1x8300 J649 T840 L1A18 | non-dimmable, II, IP20, IK02, asymmetrical beam optic, white steel body | 1697 | 45 | 42 |  | 100000/L80B10 | 3 | 8111 | 47.7 | 170 | 80+ | 4000 | 354.836
| DM1117821 | Spica I LED1x9900 J650 T840 L1A18 | non-dimmable, II, IP20, IK02, asymmetrical beam optic, white steel body | 1697 | 45 | 42 |  | 100000/L80B10 | 3 | 9646 | 57.6 | 167 | 80+ | 4000 | 354.836
| DM1117822 | Spica I LED1x11350 J651 T840 L1A18 | non-dimmable, II, IP20, IK02, asymmetrical beam optic, white steel body | 1697 | 45 | 42 |  | 100000/L80B10 | 3 | 11095 | 67.5 | 164 | 80+ | 4000 | 354.836
*note - for versions: J627; J632; J637; J642; J647 only every second LED lights up
Available options:
|  | T830 | Colour temperature 3000K, CRI 80+
|  | T840 | Colour temperature 4000K, CRI 80+
|  | T930 | Colour temperature 3000K, CRI 90+
|  | T940 | Colour temperature 4000K, CRI 90+
|  | L30 | Optics with 30 beam angle, narrow
|  | L40x75 | Optics with 40x75 beam angle, high rack
|  | L75W | Optics with 75 beam angle, medium
|  | L75 | Optics with 75 beam angle, standard
|  | L90W | Optics with 90 beam angle, wide
|  | L100 | Optics with 100° beam angle, diffused
|  | L2A25 | Optics with double asymmetric beam, retail
|  | L1A18 | Optics with asymmetric beam
|  | T | Tridonic LED driver - (only by customer's request)
*note - T option is not applicable for models J627...J636
|  | DALI (J627...J636) | Driver with DALI interface and switch-control dimming | [11 empty] | 55
|  | DALI (J637...J651) | Driver with DALI interface and switch-control dimming | [11 empty] | 105.823
*note - DALI option in models J637...J651 uses 2 DALI addresses
*note - Stucchi tracks is not compatible with switch-control dimming
|  | RAL7035 (MOQ: 10pcs) | Light grey colour body and adaptor | [11 empty] | 77.443
|  | RAL9005 (MOQ: 10pcs) | Black colour body and adaptor | [11 empty] | 26.144
| DM1115543 | Spica T LED1x8300 J188 T830 L75 | non-dimmable, I, IP20, IK02, 75° beam optic, white steel body | 575 | 136 | 54 |  | 100000/L80B10 | 3 | 7860 | 44.1 | 178 | 80+ | 3000 | 317.641
| DM1115544 | Spica T LED1x11350 J189 T830 L75 | non-dimmable, I, IP20, IK02, 75° beam optic, white steel body | 575 | 136 | 54 |  | 100000/L80B10 | 3 | 10750 | 61.8 | 174 | 80+ | 3000 | 324.177
| DM1115545 | Spica T LED1x8300 J188 T840 L75 | non-dimmable, I, IP20, IK02, 75° beam optic, white steel body | 575 | 136 | 54 |  | 100000/L80B10 | 3 | 8285 | 44.1 | 188 | 80+ | 4000 | 317.641
| DM1115546 | Spica T LED1x11350 J189 T840 L75 | non-dimmable, I, IP20, IK02, 75° beam optic, white steel body | 575 | 136 | 54 |  | 100000/L80B10 | 3 | 11331 | 61.8 | 183 | 80+ | 4000 | 324.177
| DM1117000 | Spica T LED1x8300 J188 T830 L30 | non-dimmable, I, IP20, IK02, 30° beam optic, white steel body | 575 | 136 | 54 |  | 100000/L80B10 | 3 | 7778 | 44.1 | 176 | 80+ | 3000 | 317.641
| DM1117001 | Spica T LED1x11350 J189 T830 L30 | non-dimmable, I, IP20, IK02, 30° beam optic, white steel body | 575 | 136 | 54 |  | 100000/L80B10 | 3 | 10638 | 61.8 | 172 | 80+ | 3000 | 324.177
| DM1117002 | Spica T LED1x8300 J188 T840 L30 | non-dimmable, I, IP20, IK02, 30° beam optic, white steel body | 575 | 136 | 54 |  | 100000/L80B10 | 3 | 8198 | 44.1 | 186 | 80+ | 4000 | 317.641
| DM1117003 | Spica T LED1x11350 J189 T840 L30 | non-dimmable, I, IP20, IK02, 30° beam optic, white steel body | 575 | 136 | 54 |  | 100000/L80B10 | 3 | 11213 | 61.8 | 181 | 80+ | 4000 | 324.177
| DM1117004 | Spica T LED1x8300 J188 T830 L40x75 | non-dimmable, I, IP20, IK02, 40x75° beam optic, white steel body | 575 | 136 | 54 |  | 100000/L80B10 | 3 | 7778 | 44.1 | 176 | 80+ | 3000 | 317.641
| DM1117005 | Spica T LED1x11350 J189 T830 L40x75 | non-dimmable, I, IP20, IK02, 40x75° beam optic, white steel body | 575 | 136 | 54 |  | 100000/L80B10 | 3 | 10638 | 61.8 | 172 | 80+ | 3000 | 324.177
| DM1117006 | Spica T LED1x8300 J188 T840 L40x75 | non-dimmable, I, IP20, IK02, 40x75° beam optic, white steel body | 575 | 136 | 54 |  | 100000/L80B10 | 3 | 8198 | 44.1 | 186 | 80+ | 4000 | 317.641
| DM1117007 | Spica T LED1x11350 J189 T840 L40x75 | non-dimmable, I, IP20, IK02, 40x75° beam optic, white steel body | 575 | 136 | 54 |  | 100000/L80B10 | 3 | 11213 | 61.8 | 181 | 80+ | 4000 | 324.177
| DM1117008 | Spica T LED1x8300 J188 T830 L75W | non-dimmable, I, IP20, IK02, 75° wide beam optic, white steel body | 575 | 136 | 54 |  | 100000/L80B10 | 3 | 7860 | 44.1 | 178 | 80+ | 3000 | 317.641
| DM1117009 | Spica T LED1x11350 J189 T830 L75W | non-dimmable, I, IP20, IK02, 75° wide beam optic, white steel body | 575 | 136 | 54 |  | 100000/L80B10 | 3 | 10750 | 61.8 | 174 | 80+ | 3000 | 324.177
| DM1117010 | Spica T LED1x8300 J188 T840 L75W | non-dimmable, I, IP20, IK02, 75° wide beam optic, white steel body | 575 | 136 | 54 |  | 100000/L80B10 | 3 | 8285 | 44.1 | 188 | 80+ | 4000 | 317.641
| DM1117011 | Spica T LED1x11350 J189 T840 L75W | non-dimmable, I, IP20, IK02, 75° wide beam optic, white steel body | 575 | 136 | 54 |  | 100000/L80B10 | 3 | 11331 | 61.8 | 183 | 80+ | 4000 | 324.177
| DM1117012 | Spica T LED1x8300 J188 T830 L90W | non-dimmable, I, IP20, IK02, 90° wide beam optic, white steel body | 575 | 136 | 54 |  | 100000/L80B10 | 3 | 7860 | 44.1 | 178 | 80+ | 3000 | 317.641
| DM1117013 | Spica T LED1x11350 J189 T830 L90W | non-dimmable, I, IP20, IK02, 90° wide beam optic, white steel body | 575 | 136 | 54 |  | 100000/L80B10 | 3 | 10750 | 61.8 | 174 | 80+ | 3000 | 324.177
| DM1117014 | Spica T LED1x8300 J188 T840 L90W | non-dimmable, I, IP20, IK02, 90° wide beam optic, white steel body | 575 | 136 | 54 |  | 100000/L80B10 | 3 | 8285 | 44.1 | 188 | 80+ | 4000 | 317.641
| DM1117015 | Spica T LED1x11350 J189 T840 L90W | non-dimmable, I, IP20, IK02, 90° wide beam optic, white steel body | 575 | 136 | 54 |  | 100000/L80B10 | 3 | 11331 | 61.8 | 183 | 80+ | 4000 | 324.177
| DM1117016 | Spica T LED1x8300 J188 T830 L100 | non-dimmable, I, IP20, IK02, 100° beam optic, white steel body | 575 | 136 | 54 |  | 100000/L80B10 | 3 | 7614 | 44.1 | 173 | 80+ | 3000 | 317.641
| DM1117017 | Spica T LED1x11350 J189 T830 L100 | non-dimmable, I, IP20, IK02, 100° beam optic, white steel body | 575 | 136 | 54 |  | 100000/L80B10 | 3 | 10414 | 61.8 | 169 | 80+ | 3000 | 324.177
| DM1117018 | Spica T LED1x8300 J188 T840 L100 | non-dimmable, I, IP20, IK02, 100° beam optic, white steel body | 575 | 136 | 54 |  | 100000/L80B10 | 3 | 8026 | 44.1 | 182 | 80+ | 4000 | 317.641
| DM1117019 | Spica T LED1x11350 J189 T840 L100 | non-dimmable, I, IP20, IK02, 100° beam optic, white steel body | 575 | 136 | 54 |  | 100000/L80B10 | 3 | 10977 | 61.8 | 178 | 80+ | 4000 | 324.177
| DM1117020 | Spica T LED1x8300 J188 T830 L2A25 | non-dimmable, I, IP20, IK02, double asymmetrical optic, white steel body | 575 | 136 | 54 |  | 100000/L80B10 | 3 | 7860 | 44.1 | 178 | 80+ | 3000 | 317.641
| DM1117021 | Spica T LED1x11350 J189 T830 L2A25 | non-dimmable, I, IP20, IK02, double asymmetrical optic, white steel body | 575 | 136 | 54 |  | 100000/L80B10 | 3 | 10750 | 61.8 | 174 | 80+ | 3000 | 324.177
| DM1117022 | Spica T LED1x8300 J188 T840 L2A25 | non-dimmable, I, IP20, IK02, double asymmetrical optic, white steel body | 575 | 136 | 54 |  | 100000/L80B10 | 3 | 8285 | 44.1 | 188 | 80+ | 4000 | 317.641
| DM1117023 | Spica T LED1x11350 J189 T840 L2A25 | non-dimmable, I, IP20, IK02, double asymmetrical optic, white steel body | 575 | 136 | 54 |  | 100000/L80B10 | 3 | 11331 | 61.8 | 183 | 80+ | 4000 | 324.177
| DM1117024 | Spica T LED1x8300 J188 T830 L1A18 | non-dimmable, I, IP20, IK02, asymmetrical optic, white steel body | 575 | 136 | 54 |  | 100000/L80B10 | 3 | 7696 | 44.1 | 175 | 80+ | 3000 | 317.641
| DM1117025 | Spica T LED1x11350 J189 T830 L1A18 | non-dimmable, I, IP20, IK02, asymmetrical optic, white steel body | 575 | 136 | 54 |  | 100000/L80B10 | 3 | 10526 | 61.8 | 170 | 80+ | 3000 | 324.177
| DM1117026 | Spica T LED1x8300 J188 T840 L1A18 | non-dimmable, I, IP20, IK02, asymmetrical optic, white steel body | 575 | 136 | 54 |  | 100000/L80B10 | 3 | 8112 | 44.1 | 184 | 80+ | 4000 | 317.641
| DM1117027 | Spica T LED1x11350 J189 T840 L1A18 | non-dimmable, I, IP20, IK02, asymmetrical optic, white steel body | 575 | 136 | 54 |  | 100000/L80B10 | 3 | 11095 | 61.8 | 180 | 80+ | 4000 | 324.177
Available options:
|  | DALI | Driver with DALI interface and switch-control dimming | [11 empty] | 55
*note - for this model DALI option is not compatible with switch-control dimming functionality.
|  | BLT | Integrated wireless control unit and driver for lighting control via mobile device (via Bluetooth) | [11 empty] | 321.5448
|  | KRBLT | Integrated wireless control unit and driver for lighting control via mobile device (KR system app), on/off | [11 empty] | 126.248
|  | KRBLT DALI | Integrated wireless control unit and driver for lighting control via mobile device (KR system app), DALI with integrated PS | [11 empty] | 236.07
|  | L30 | Optics with 30 beam angle, narrow
|  | L40x75 | Optics with 40x75 beam angle, high rack
|  | L75W | Optics with 75 beam angle, wide
|  | L75 | Optics with 75 beam angle, standard
|  | L90W | Optics with 90 beam angle, wide
|  | L100 | Optics with 100° beam angle, diffused
|  | L2A25 | Optics with double asymmetric beam, retail
|  | L1A18 | Optics with asymmetric beam
|  | RAL7035 (MOQ: 10pcs) | Light grey colour body and adaptor | [11 empty] | 77.443
|  | RAL9005 (MOQ: 10pcs) | Black colour body and adaptor | [11 empty] | 26.144
|  | T830 | Colour temperature 3000K, CRI 80+
|  | T840 | Colour temperature 4000K, CRI 80+
| DM1121688 | Villy I LED1x2300 J562 T830 R45 | non-dimmable, I, IP20, IK02, 45°, faceted reflector, white aluminium body | 77 | 77 | 245 |  | 60000/L80B10 | 3 | 2153 | 15.5 | 139 | 80+ | 3000 | 188.211
| DM1121689 | Villy I LED1x2750 J563 T830 R45 | non-dimmable, I, IP20, IK02, 45°, faceted reflector, white aluminium body | 77 | 77 | 245 |  | 60000/L80B10 | 3 | 2586 | 19.3 | 134 | 80+ | 3000 | 188.211
| DM1121690 | Villy I LED1x3250 J564 T830 R45 | non-dimmable, I, IP20, IK02, 45°, faceted reflector, white aluminium body | 77 | 77 | 245 |  | 60000/L80B10 | 3 | 3042 | 22.9 | 133 | 80+ | 3000 | 188.211
| DM1121691 | Villy I LED1x2300 J562 T840 R45 | non-dimmable, I, IP20, IK02, 45°, faceted reflector, white aluminium body | 77 | 77 | 245 |  | 60000/L80B10 | 3 | 2276 | 15.4 | 148 | 80+ | 4000 | 188.211
| DM1121692 | Villy I LED1x2750 J563 T840 R45 | non-dimmable, I, IP20, IK02, 45°, faceted reflector, white aluminium body | 77 | 77 | 245 |  | 60000/L80B10 | 3 | 2734 | 19.3 | 142 | 80+ | 4000 | 188.211
| DM1121693 | Villy I LED1x3250 J564 T840 R45 | non-dimmable, I, IP20, IK02, 45°, faceted reflector, white aluminium body | 77 | 77 | 245 |  | 60000/L80B10 | 3 | 3217 | 22.9 | 140 | 80+ | 4000 | 188.211
Available options:
|  | T830 | Colour temperature 3000K, CRI 80+
|  | T840 | Colour temperature 4000K, CRI 80+
|  | T930 | Colour temperature 3000K, CRI 90+ | [11 empty] | 7.267
|  | T940 | Colour temperature 4000K, CRI 90+ | [11 empty] | 7.267
|  | T825 BREAD | Special spectrum for bread 2500K, CRI 80+ | [11 empty] | 10.922
|  | T820 MEAT | Special spectrum for meat 2000K "pink", CRI 80+ | [11 empty] | 10.922
|  | T831 MEAT&WHITE | Special spectrum for meat products with increased white colour contrast 3100K "pink", CRI 80+ | [11 empty] | 10.922
|  | T930 VEGETABLES | Special spectrum for colourful products. Fruits, fashion 3000K, CRI 90+ | [11 empty] | 7.267
|  | T932 FASHION | Special spectrum for fashion 3200K, CRI 90+ | [11 empty] | 7.267
|  | T931 FASHION&WHITE | Special spectrum for fashion with dominant white colour 3100K, CRI 90+ | [11 empty] | 7.267
|  | T927 NATURAL | Colour temperature 2700K, CRI 95+ NATURAL | [11 empty] | 22.532
|  | T930 NATURAL | Colour temperature 3000K, CRI 95+ NATURAL | [11 empty] | 22.532
|  | T940 NATURAL | Colour temperature 4000K, CRI 95+ NATURAL | [11 empty] | 22.532
|  | R24 | Reflector with 24° light beam angle | [11 empty] | 9.116
|  | R32 | Reflector with 32° light beam angle | [11 empty] | 9.116
|  | R45 | Reflector with 45° light beam angle (standard)
|  | R55 | Reflector with 55° light beam angle | [11 empty] | 9.116
|  | DALI | Driver with DALI interface and switch-control dimming | [11 empty] | 55
*note - Stucchi tracks is not compatible with switch-control dimming
|  | Track | Luminaire version with track adaptor designed to be fixed into 4/6-conductors surface/recessed tracks. Track adaptor (3-phase + N) with phase selector, cable length 0,20m | [11 empty] | 31.82
|  | TRACK N m | Luminaire version with track adaptor. Track adaptor (3-phase + N) with phase selector, custom cable length, m | [11 empty] | 38.442
*note - please specify cable length before placing an order
|  | SR | Luminaire for surface mounting | [11 empty] | 8.213
|  | RAL9017 | Black, RAL9017
|  | RAL (MOQ: 1-9pcs) | RAL colour | [11 empty] | 99.889
|  | RAL (MOQ: 10pcs) | RAL colour | [11 empty] | 33.411
| DM1115571 | Chara LEDx1500 J216 T830 R60 RAL9005 | non-dimmable, I, IP20, IK02, 60°, faceted reflector, black aluminium body | 315 | 315 | 300 |  | 60000/L80B10 | 3 | 1381 | 13.4 | 103 | 80+ | 3000 | 223.643
| DM1115572 | Chara LEDx2000 J217 T830 R60 RAL9005 | non-dimmable, I, IP20, IK02, 60°, faceted reflector, black aluminium body | 315 | 315 | 300 |  | 60000/L80B10 | 3 | 1876 | 19.5 | 96 | 80+ | 3000 | 223.643
| DM1115573 | Chara LEDx2700 J218 T830 R60 RAL9005 | non-dimmable, I, IP20, IK02, 60°, faceted reflector, black aluminium body | 315 | 315 | 300 |  | 60000/L80B10 | 3 | 2525 | 27.1 | 93 | 80+ | 3000 | 223.643
| DM1115574 | Chara LEDx3350 J219 T830 R60 RAL9005 | non-dimmable, I, IP20, IK02, 60°, faceted reflector, black aluminium body | 315 | 315 | 300 |  | 60000/L80B10 | 3 | 3167 | 35.1 | 90 | 80+ | 3000 | 229.104
| DM1115575 | Chara LEDx3850 J220 T830 R60 RAL9005 | non-dimmable, I, IP20, IK02, 60°, faceted reflector, black aluminium body | 315 | 315 | 300 |  | 60000/L80B10 | 3 | 3617 | 42.1 | 86 | 80+ | 3000 | 238.177
| DM1115576 | Chara LEDx1500 J216 T840 R60 RAL9005 | non-dimmable, I, IP20, IK02, 60°, faceted reflector, black aluminium body | 315 | 315 | 300 |  | 60000/L80B10 | 3 | 1459 | 13.4 | 109 | 80+ | 4000 | 223.643
| DM1115577 | Chara LEDx2000 J217 T840 R60 RAL9005 | non-dimmable, I, IP20, IK02, 60°, faceted reflector, black aluminium body | 315 | 315 | 300 |  | 60000/L80B10 | 3 | 1983 | 19.5 | 102 | 80+ | 4000 | 223.643
| DM1115578 | Chara LEDx2700 J218 T840 R60 RAL9005 | non-dimmable, I, IP20, IK02, 60°, faceted reflector, black aluminium body | 315 | 315 | 300 |  | 60000/L80B10 | 3 | 2669 | 27.1 | 98 | 80+ | 4000 | 223.643
| DM1115579 | Chara LEDx3350 J219 T840 R60 RAL9005 | non-dimmable, I, IP20, IK02, 60°, faceted reflector, black aluminium body | 315 | 315 | 300 |  | 60000/L80B10 | 3 | 3348 | 35.1 | 95 | 80+ | 4000 | 229.104
| DM1115596 | Chara LEDx3850 J220 T840 R60 RAL9005 | non-dimmable, I, IP20, IK02, 60°, faceted reflector, black aluminium body | 315 | 315 | 300 |  | 60000/L80B10 | 3 | 3824 | 42.1 | 91 | 80+ | 4000 | 238.177
| DM1115597 | Chara LEDx1500 J216 T930 R60 RAL9005 | non-dimmable, I, IP20, IK02, 60°, faceted reflector, black aluminium body | 315 | 315 | 300 |  | 50000/L80B10 | 3 | 1170 | 13.1 | 89 | 90+ | 3000 | 230.91
| DM1115598 | Chara LEDx2000 J217 T930 R60 RAL9005 | non-dimmable, I, IP20, IK02, 60°, faceted reflector, black aluminium body | 315 | 315 | 300 |  | 50000/L80B10 | 3 | 1604 | 19.1 | 84 | 90+ | 3000 | 230.91
| DM1115599 | Chara LEDx2700 J218 T930 R60 RAL9005 | non-dimmable, I, IP20, IK02, 60°, faceted reflector, black aluminium body | 315 | 315 | 300 |  | 50000/L80B10 | 3 | 2179 | 26.4 | 83 | 90+ | 3000 | 230.91
| DM1115600 | Chara LEDx3350 J219 T930 R60 RAL9005 | non-dimmable, I, IP20, IK02, 60°, faceted reflector, black aluminium body | 315 | 315 | 300 |  | 50000/L80B10 | 3 | 2703 | 35.1 | 77 | 90+ | 3000 | 236.371
| DM1115601 | Chara LEDx3850 J220 T930 R60 RAL9005 | non-dimmable, I, IP20, IK02, 60°, faceted reflector, black aluminium body | 315 | 315 | 300 |  | 50000/L80B10 | 3 | 3087 | 42.1 | 73 | 90+ | 3000 | 245.186
| DM1115602 | Chara LEDx1500 J216 T940 R60 RAL9005 | non-dimmable, I, IP20, IK02, 60°, faceted reflector, black aluminium body | 315 | 315 | 300 |  | 50000/L80B10 | 3 | 1233 | 13.1 | 94 | 90+ | 4000 | 230.91
| DM1115603 | Chara LEDx2000 J217 T940 R60 RAL9005 | non-dimmable, I, IP20, IK02, 60°, faceted reflector, black aluminium body | 315 | 315 | 300 |  | 50000/L80B10 | 3 | 1690 | 19.1 | 88 | 90+ | 4000 | 230.91
| DM1115604 | Chara LEDx2700 J218 T940 R60 RAL9005 | non-dimmable, I, IP20, IK02, 60°, faceted reflector, black aluminium body | 315 | 315 | 300 |  | 50000/L80B10 | 3 | 2297 | 26.4 | 87 | 90+ | 4000 | 230.91
| DM1115605 | Chara LEDx3350 J219 T940 R60 RAL9005 | non-dimmable, I, IP20, IK02, 60°, faceted reflector, black aluminium body | 315 | 315 | 300 |  | 50000/L80B10 | 3 | 2849 | 35.1 | 81 | 90+ | 4000 | 236.371
| DM1115606 | Chara LEDx3850 J220 T940 R60 RAL9005 | non-dimmable, I, IP20, IK02, 60°, faceted reflector, black aluminium body | 315 | 315 | 300 |  | 50000/L80B10 | 3 | 3254 | 42.1 | 77 | 90+ | 4000 | 245.186
Available options:
|  | T830 | Colour temperature 3000K, CRI 80+
|  | T840 | Colour temperature 4000K, CRI 80+
|  | T820 MEAT | Special spectrum for meat 2000K "pink", CRI 80+ | [11 empty] | 10.922
|  | T831 MEAT&WHITE | Special spectrum for meat products with increased white colour contrast 3100K, CRI 80+ | [11 empty] | 10.922
|  | T825 BREAD | Special spectrum for bread 2500K, CRI 80+ | [11 empty] | 10.922
|  | T930 VEGETABLES | Special spectrum for colourful products. Fruits, fashion 3000K, CRI 90+ | [11 empty] | 7.267
|  | T932 FASHION | Special spectrum for fashion 3200K, CRI 90+ | [11 empty] | 7.267
|  | T931 FASHION&WHITE | Special spectrum for fashion with dominant white colour 3100K, CRI 90+ | [11 empty] | 7.267
|  | T927 NATURAL | Colour temperature 2700K, CRI 95+ NATURAL | [11 empty] | 22.532
|  | T930 NATURAL | Colour temperature 3000K, CRI 95+ NATURAL | [11 empty] | 22.532
|  | T940 NATURAL | Colour temperature 4000K, CRI 95+ NATURAL | [11 empty] | 22.532
|  | R15 | Reflector with 15º light beam angle | [11 empty] | 9.116
|  | R24 | Reflector with 24° light beam angle | [11 empty] | 9.116
|  | R32 | Reflector with 32° light beam angle | [11 empty] | 9.116
|  | R60 | Reflector with 60° light beam angle | [11 empty] | 9.116
|  | DALI | Driver with DALI interface and switch-control dimming | [11 empty] | 107.887
*note - Stucchi tracks is not compatible with switch-control dimming
|  | Track | Luminaire version with track adaptor designed to be fixed into 4/6-conductors surface/recessed tracks. Track adaptor (3-phase + N) with phase selector, cable length 0,20m | [11 empty] | 31.82
|  | TRACK N m | Luminaire version with track adaptor. Track adaptor (3-phase + N) with phase selector, custom cable length, m | [11 empty] | 38.442
*note - please specify cable length before placing an order
*note - with Track option, IEC protection class is II
|  | RAL (OPTIONAL QNT. ≤10) | RAL colour from OPTIONAL RAL colours list. Order quantity ≤10 pcs. | [11 empty] | 27.09
|  | RAL (OPTIONAL QNT. >10) | RAL colour from OPTIONAL RAL colours list. Order quantity >10 pcs. | [11 empty] | 9.116
Downlighters
| DM1025074 | Ain LED1x550 D944 T830 TDIM | TDIM, II, IP44, IK05, 40° optic, tilting ±30°, white polycarbonate body | 85 | 85 | 44 | d68 | 30000/L70B50 | 3 | 550 | 6.5 | 85 | 80+ | 3000 | 34.099
| DM1113332 | Ain A LED1x450 G679 T830 TDIM | Fire rated 30, 60 and 90 mins, TDIM, I, IP65, IK04, UGR≤19, 60° optic, white stamped steel body | 80 | 80 | 50 | d60 | 40000/L70B50 | 6 | 470 | 5 | 94 | 80+ | 3000 | 35.69
| DM1113333 | Ain A LED1x450 G679 T840 TDIM | Fire rated 30, 60 and 90 mins, TDIM, I, IP65, IK04, UGR≤19, 60° optic, white stamped steel body | 80 | 80 | 50 | d60 | 40000/L70B50 | 6 | 500 | 5 | 100 | 80+ | 4000 | 35.69
| DM1109571 | Ain A LED1x450 G679 T830 TDIM RAL9005 | Fire rated 30, 60 and 90 mins, TDIM, I, IP65, IK04, UGR≤19, 60° optic, black stamped steel body | 80 | 80 | 50 | d60 | 40000/L70B50 | 6 | 470 | 5 | 94 | 80+ | 3000 | 35.69
| DM1113334 | Ain B LED1x450 G680 T830 TDIM | Fire rated 30, 60 and 90 mins, TDIM, I, IP44, IK04, UGR≤19, 60° optic, white stamped steel body | 82 | 82 | 63 | d65 | 40000/L70B50 | 6 | 470 | 5 | 94 | 80+ | 3000 | 36.593
| DM1113335 | Ain B LED1x450 G680 T840 TDIM | Fire rated 30, 60 and 90 mins, TDIM, I, IP44, IK04, UGR≤19, 60° optic, white stamped steel body | 82 | 82 | 63 | d65 | 40000/L70B50 | 6 | 500 | 5 | 100 | 80+ | 4000 | 36.593
| DM1109572 | Ain B LED1x450 G680 T830 TDIM RAL9005 | Fire rated 30, 60 and 90 mins, TDIM, I, IP44, IK04, UGR≤19, 60° optic, black stamped steel body | 82 | 82 | 63 | d65 | 40000/L70B50 | 6 | 470 | 5 | 94 | 80+ | 3000 | 36.593
Available options:
|  | T830 | Colour temperature 3000K, CRI 80+
|  | T840 | Colour temperature 4000K, CRI 80+
TDIM
| DM1113336 | Ain C LED1x700 G681 T830 | Fire rated 30, 60 and 90 mins, non-dimmable, II, IP65, IK04, UGR≤16, 40° optic, die cast aluminum | 84 | 84 | 53 | d69 | 40000/L70B50 | 6 | 800 | 8.5 | 94 | 80+ | 3000 | 59.039
| DM1113337 | Ain C LED1x700 G681 T840 | Fire rated 30, 60 and 90 mins, non-dimmable, II, IP65, IK04, UGR≤16, 40° optic, die cast aluminum | 84 | 84 | 53 | d69 | 40000/L70B50 | 6 | 850 | 8.5 | 100 | 80+ | 4000 | 59.039
Available options:
|  | RAL (MOQ 1-9 pcs.) | RAL colour | [11 empty] | 45.236
|  | RAL (MOQ 10 pcs.) | RAL colour | [11 empty] | 16.168
*note - price for uncommon RAL colour could be different from indicated. Ask before placing an order.
| DM1113338 | Ain D LED1x700 G682 T830 | Fire rated 30, 60 and 90 mins, non-dimmable, II, IP44, IK04, UGR≤16, 40° optic, die cast aluminum | 96 | 96 | 56 | d80 | 40000/L70B50 | 6 | 800 | 8.5 | 94 | 80+ | 3000 | 59.77
| DM1113339 | Ain D LED1x700 G682 T840 | Fire rated 30, 60 and 90 mins, non-dimmable, II, IP44, IK04, UGR≤16, 40° optic, die cast aluminum | 96 | 96 | 56 | d80 | 40000/L70B50 | 6 | 850 | 8.5 | 100 | 80+ | 4000 | 59.77
Available options:
|  | RAL (MOQ 1-9 pcs.) | RAL colour | [11 empty] | 45.236
|  | RAL (MOQ 10 pcs.) | RAL colour | [11 empty] | 16.168
*note - price for uncommon RAL colour could be different from indicated. Ask before placing an order.
| DM1113340 | Alva LED1x700 G683 T830 | non-dimmable, II, IP44, IK04, UGR≤16, 40° optic, die cast aluminum | 96 | 96 | 56 | d80 | 40000/L70B50 | 6 | 800 | 8.5 | 94 | 80+ | 3000 | 63.382
| DM1113341 | Alva LED1x700 G683 T840 | non-dimmable, II, IP44, IK04, UGR≤16, 40° optic, die cast aluminum | 96 | 96 | 56 | d80 | 40000/L70B50 | 6 | 850 | 8.5 | 100 | 80+ | 4000 | 63.382
Available options:
|  | DALI | Driver with DALI interface and switch-control dimming | [11 empty] | 105.35
|  | TDIM | Driver with trailing-edge and leading-edge dimming | [11 empty] | 36.335
|  | RAL (MOQ 1-9 pcs.) | RAL colour | [11 empty] | 45.236
|  | RAL (MOQ 10 pcs.) | RAL colour | [11 empty] | 16.168
*note - price for uncommon RAL colour could be different from indicated. Ask before placing an order.
|  | T830 | Colour temperature 3000K, CRI 80+
| DM1121967 | Coxa Q LED1x1200 J834 T830 L55 MGC | non-dimmable, II, IP20, IK02, gloss metalic reflector, 55°, white aluminium body | 85 | 85 | 64 | d75 | 50000/L80B10 | 3 | 1177 | 9.7 | 121 | 80+ | 3000 | 55.212
| DM1121968 | Coxa Q LED1x1200 J834 T840 L55 MGC | non-dimmable, II, IP20, IK02, gloss metalic reflector, 55°, white aluminium body | 85 | 85 | 64 | d75 | 50000/L80B10 | 3 | 1187 | 9.7 | 122 | 80+ | 4000 | 55.212
| DM1121969 | Coxa Q LED1x1200 J834 T830 L36 MGC | non-dimmable, II, IP20, IK02, gloss metalic reflector, 55°, white aluminium body | 85 | 85 | 64 | d75 | 50000/L80B10 | 3 | 1176 | 9.7 | 121 | 80+ | 3000 | 59.039
| DM1121970 | Coxa Q LED1x1200 J834 T840 L36 MGC | non-dimmable, II, IP20, IK02, gloss metalic reflector, 55°, white aluminium body | 85 | 85 | 64 | d75 | 50000/L80B10 | 3 | 1186 | 9.7 | 122 | 80+ | 4000 | 59.039
Available options:
|  | T830 | Colour temperature 3000K, CRI 80+
|  | T840 | Colour temperature 4000K, CRI 80+
|  | L36 | Optics with 36° beam angle
|  | L55 (standard) | Optics with 55° beam angle
|  | MGC | Metallic mirror finish reflector with clear lens
|  | MMC | Metallic matt reflector with clear lens
|  | WMC | White matt reflector with clear lens
|  | BMC | Black matt reflector with clear lens
|  | DALI | Driver with DALI interface and switch-control dimming
| DM1019618 | Auriga LED1x1900 D329 T830 CLR | non-dimmable, II, IP44, IK04, UGR≤19, 60°, faceted reflector, tempered glass, white aluminium body | 195 | 195 | 100 | d165 | 60000/L80B10 | 3 | 1778 | 13.5 | 132 | 80+ | 3000 | 134.203
| DM1019619 | Auriga LED1x2500 D330 T830 CLR | non-dimmable, II, IP44, IK04, UGR≤19, 60°, faceted reflector, tempered glass, white aluminium body | 195 | 195 | 100 | d165 | 60000/L80B10 | 3 | 2416 | 18.7 | 129 | 80+ | 3000 | 134.203
| DM1019620 | Auriga LED1x3300 D331 T830 CLR | non-dimmable, II, IP44, IK04, low glare, 60°, faceted reflector, tempered glass, white aluminium body | 195 | 195 | 100 | d165 | 60000/L80B10 | 3 | 3252 | 26.5 | 123 | 80+ | 3000 | 134.203
| DM1019621 | Auriga LED1x1900 D329 T840 CLR | non-dimmable, II, IP44, IK04, UGR≤19, 60°, faceted reflector, tempered glass, white aluminium body | 195 | 195 | 100 | d165 | 60000/L80B10 | 3 | 1879 | 13.5 | 139 | 80+ | 4000 | 134.203
| DM1019622 | Auriga LED1x2500 D330 T840 CLR | non-dimmable, II, IP44, IK04, UGR≤19, 60°, faceted reflector, tempered glass, white aluminium body | 195 | 195 | 100 | d165 | 60000/L80B10 | 3 | 2553 | 18.7 | 137 | 80+ | 4000 | 134.203
| DM1019623 | Auriga LED1x3300 D331 T840 CLR | non-dimmable, II, IP44, IK04, low glare, 60°, faceted reflector, tempered glass, white aluminium body | 195 | 195 | 100 | d165 | 60000/L80B10 | 3 | 3437 | 26.5 | 130 | 80+ | 4000 | 134.203
| DM1019624 | Auriga LED1x1900 D329 T830 OP LT80 | non-dimmable, II, IP44, IK04, opal diffuser, white aluminium body | 195 | 195 | 100 | d165 | 60000/L80B10 | 3 | 1611 | 13.5 | 119 | 80+ | 3000 | 143.018
| DM1019625 | Auriga LED1x2500 D330 T830 OP LT80 | non-dimmable, II, IP44, IK04, opal diffuser, white aluminium body | 195 | 195 | 100 | d165 | 60000/L80B10 | 3 | 2188 | 18.7 | 117 | 80+ | 3000 | 143.018
| DM1019626 | Auriga LED1x3300 D331 T830 OP LT80 | non-dimmable, II, IP44, IK04, opal diffuser, white aluminium body | 195 | 195 | 100 | d165 | 60000/L80B10 | 3 | 2946 | 26.5 | 111 | 80+ | 3000 | 143.018
| DM1019627 | Auriga LED1x1900 D329 T840 OP LT80 | non-dimmable, II, IP44, IK04, opal diffuser, white aluminium body | 195 | 195 | 100 | d165 | 60000/L80B10 | 3 | 1702 | 13.5 | 126 | 80+ | 4000 | 143.018
| DM1019628 | Auriga LED1x2500 D330 T840 OP LT80 | non-dimmable, II, IP44, IK04, opal diffuser, white aluminium body | 195 | 195 | 100 | d165 | 60000/L80B10 | 3 | 2313 | 18.7 | 124 | 80+ | 4000 | 143.018
| DM1019629 | Auriga LED1x3300 D331 T840 OP LT80 | non-dimmable, II, IP44, IK04, opal diffuser, white aluminium body | 195 | 195 | 100 | d165 | 60000/L80B10 | 3 | 3114 | 26.5 | 118 | 80+ | 4000 | 143.018
| DM1101364 | Auriga LED1x1900 D329 T830 MPRZ LT92 | non-dimmable, II, IP44, IK04, translucent micro-prismatic diffuser, white aluminium body | 195 | 195 | 100 | d165 | 60000/L80B10 | 3 | 1653 | 13.5 | 122 | 80+ | 3000 | 143.018
| DM1101365 | Auriga LED1x2500 D330 T830 MPRZ LT92 | non-dimmable, II, IP44, IK04, translucent micro-prismatic diffuser, white aluminium body | 195 | 195 | 100 | d165 | 60000/L80B10 | 3 | 2245 | 18.7 | 120 | 80+ | 3000 | 143.018
| DM1101366 | Auriga LED1x3300 D331 T830 MPRZ LT92 | non-dimmable, II, IP44, IK04, translucent micro-prismatic diffuser, white aluminium body | 195 | 195 | 100 | d165 | 60000/L80B10 | 3 | 3023 | 26.5 | 114 | 80+ | 3000 | 143.018
| DM1101367 | Auriga LED1x1900 D329 T840 MPRZ LT92 | non-dimmable, II, IP44, IK04, translucent micro-prismatic diffuser, white aluminium body | 195 | 195 | 100 | d165 | 60000/L80B10 | 3 | 1747 | 13.5 | 129 | 80+ | 4000 | 143.018
| DM1101368 | Auriga LED1x2500 D330 T840 MPRZ LT92 | non-dimmable, II, IP44, IK04, translucent micro-prismatic diffuser, white aluminium body | 195 | 195 | 100 | d165 | 60000/L80B10 | 3 | 2373 | 18.7 | 127 | 80+ | 4000 | 143.018
| DM1101369 | Auriga LED1x3300 D331 T840 MPRZ LT92 | non-dimmable, II, IP44, IK04, translucent micro-prismatic diffuser, white aluminium body | 195 | 195 | 100 | d165 | 60000/L80B10 | 3 | 3195 | 26.5 | 121 | 80+ | 4000 | 143.018
Available options:
|  | DALI | Driver with DALI interface and switch-control dimming | [11 empty] | 55
|  | EM3 | Emergency version 3 hours | [11 empty] | 90
|  | EM3A | Emergency version equipped with an autonomous testing system, 3 hours | [11 empty] | 162.798
|  | EM3D | Emergency version 3 hours with DALI interface | [11 empty] | 268.578
|  | WIE3-0.5m | 3-pole "Wieland - gesis classic" type or compatible connector with 0.5m cable | [11 empty] | 9.374
|  | WIE5D-0.5m | 5-pole DALI "Wieland - gesis classic" type or compatible connector with 0.5m cable | [11 empty] | 22.962
|  | QBX3-0.1m | 3-pole quick connection box on 0.1m cable, Push-in terminal, 3x2x2.5mm2 | [11 empty] | 4.816
|  | Europlug-1.5m | 2-pole "Europlug" type plug with 2x1.0mm² 1.5m cable | [11 empty] | 14.104
|  | Europlug-3.0m | 2-pole "Europlug" type plug with 2x1.0mm² 3.0m cable | [11 empty] | 23.177
|  | OP LT80 | Opal diffuser with high light transmittance | [11 empty] | 8.643
|  | MPRZ LT92 | translucent micro-prismatic diffuser with high light transmittance | [11 empty] | 8.643
|  | OP TP(a) | TP(a) rated thermoplastic opal diffuser
|  | RAL (MOQ: 1-9pcs) | RAL colour | [11 empty] | 37.066
|  | RAL (MOQ: 10pcs) | RAL colour | [11 empty] | 14.104
*note - price for uncommon RAL colour could be different from indicated. Ask before placing an order
|  | T830 | Colour temperature 3000K, CRI 80+
|  | T840 | Colour temperature 4000K, CRI 80+
|  | T930 | Colour temperature 3000K, CRI 90+
|  | T940 | Colour temperature 4000K, CRI 90+
|  | T927 NATURAL | Colour temperature 2700K, CRI 95+ NATURAL | [11 empty] | 22.532
|  | T930 NATURAL | Colour temperature 3000K, CRI 95+ NATURAL | [11 empty] | 22.532
|  | T940 NATURAL | Colour temperature 4000K, CRI 95+ NATURAL | [11 empty] | 22.532
Available accessories:
| DM9007843 | Auriga LED diffuser 145mm OP LT80 | Opal diffuser with high light transmittance | [11 empty] | 8.944
| DM9008453 | Auriga LED diffuser 145mm MPRZ LT92 | translucent micro-prismatic diffuser with high light transmittance | [11 empty] | 8.944
| DM1019637 | Auriga C LED1x1800 D336 T830 CLR | non-dimmable, II, IP44, IK04, URG<16, 40°, deepened faceted reflector, tempered glass, white aluminium body | 195 | 195 | 140 | d176 | 60000/L80B10 | 3 | 1715 | 13.5 | 127 | 80+ | 3000 | 142.803
| DM1019638 | Auriga C LED1x2400 D337 T830 CLR | non-dimmable, II, IP44, IK04, URG<16, 40°, deepened faceted reflector, tempered glass, white aluminium body | 195 | 195 | 140 | d176 | 60000/L80B10 | 3 | 2330 | 18.7 | 125 | 80+ | 3000 | 142.803
| DM1019639 | Auriga C LED1x3200 D338 T830 CLR | non-dimmable, II, IP44, IK04, URG<19, 40°, deepened faceted reflector, tempered glass, white aluminium body | 195 | 195 | 140 | d176 | 60000/L80B10 | 3 | 3137 | 26.5 | 118 | 80+ | 3000 | 142.803
| DM1019640 | Auriga C LED1x1800 D336 T840 CLR | non-dimmable, II, IP44, IK04, URG<16, 40°, deepened faceted reflector, tempered glass, white aluminium body | 195 | 195 | 140 | d176 | 60000/L80B10 | 3 | 1813 | 13.5 | 134 | 80+ | 4000 | 142.803
| DM1019641 | Auriga C LED1x2400 D337 T840 CLR | non-dimmable, II, IP44, IK04, URG<16, 40°, deepened faceted reflector, tempered glass, white aluminium body | 195 | 195 | 140 | d176 | 60000/L80B10 | 3 | 2463 | 18.7 | 132 | 80+ | 4000 | 142.803
| DM1019642 | Auriga C LED1x3200 D338 T840 CLR | non-dimmable, II, IP44, IK04, URG<19, 40°, deepened faceted reflector, tempered glass, white aluminium body | 195 | 195 | 140 | d176 | 60000/L80B10 | 3 | 3316 | 26.5 | 125 | 80+ | 4000 | 142.803
| DM1019643 | Auriga C LED1x1800 D336 T830 OP LT80 | non-dimmable, II, IP44, IK04, deepened opal diffuser, white aluminium body | 195 | 195 | 140 | d176 | 60000/L80B10 | 3 | 1569 | 13.5 | 116 | 80+ | 3000 | 151.661
| DM1019644 | Auriga C LED1x2400 D337 T830 OP LT80 | non-dimmable, II, IP44, IK04, deepened opal diffuser, white aluminium body | 195 | 195 | 140 | d176 | 60000/L80B10 | 3 | 2132 | 18.7 | 114 | 80+ | 3000 | 151.661
| DM1019645 | Auriga C LED1x3200 D338 T830 OP LT80 | non-dimmable, II, IP44, IK04, deepened opal diffuser, white aluminium body | 195 | 195 | 140 | d176 | 60000/L80B10 | 3 | 2870 | 26.5 | 108 | 80+ | 3000 | 151.661
| DM1019646 | Auriga C LED1x1800 D336 T840 OP LT80 | non-dimmable, II, IP44, IK04, deepened opal diffuser, white aluminium body | 195 | 195 | 140 | d176 | 60000/L80B10 | 3 | 1658 | 13.5 | 123 | 80+ | 4000 | 151.661
| DM1019647 | Auriga C LED1x2400 D337 T840 OP LT80 | non-dimmable, II, IP44, IK04, deepened opal diffuser, white aluminium body | 195 | 195 | 140 | d176 | 60000/L80B10 | 3 | 2253 | 18.7 | 120 | 80+ | 4000 | 151.661
| DM1019648 | Auriga C LED1x3200 D338 T840 OP LT80 | non-dimmable, II, IP44, IK04, deepened opal diffuser, white aluminium body | 195 | 195 | 140 | d176 | 60000/L80B10 | 3 | 3033 | 26.5 | 114 | 80+ | 4000 | 151.661
| DM1101370 | Auriga C LED1x1800 D336 T830 MPRZ LT92 | non-dimmable, II, IP44, IK04, deepened translucent micro-prismatic diffuser, white aluminium body | 195 | 195 | 140 | d176 | 60000/L80B10 | 3 | 1548 | 13.5 | 115 | 80+ | 3000 | 151.661
| DM1101371 | Auriga C LED1x2400 D337 T830 MPRZ LT92 | non-dimmable, II, IP44, IK04, deepened translucent micro-prismatic diffuser, white aluminium body | 195 | 195 | 140 | d176 | 60000/L80B10 | 3 | 2103 | 18.7 | 112 | 80+ | 3000 | 151.661
| DM1101372 | Auriga C LED1x3200 D338 T830 MPRZ LT92 | non-dimmable, II, IP44, IK04, deepened translucent micro-prismatic diffuser, white aluminium body | 195 | 195 | 140 | d176 | 60000/L80B10 | 3 | 2831 | 26.5 | 107 | 80+ | 3000 | 151.661
| DM1101373 | Auriga C LED1x1800 D336 T840 MPRZ LT92 | non-dimmable, II, IP44, IK04, deepened translucent micro-prismatic diffuser, white aluminium body | 195 | 195 | 140 | d176 | 60000/L80B10 | 3 | 1636 | 13.5 | 121 | 80+ | 4000 | 151.661
| DM1101374 | Auriga C LED1x2400 D337 T840 MPRZ LT92 | non-dimmable, II, IP44, IK04, deepened translucent micro-prismatic diffuser, white aluminium body | 195 | 195 | 140 | d176 | 60000/L80B10 | 3 | 2223 | 18.7 | 119 | 80+ | 4000 | 151.661
| DM1101375 | Auriga C LED1x3200 D338 T840 MPRZ LT92 | non-dimmable, II, IP44, IK04, deepened translucent micro-prismatic diffuser, white aluminium body | 195 | 195 | 140 | d176 | 60000/L80B10 | 3 | 2993 | 26.5 | 113 | 80+ | 4000 | 151.661
Available options:
|  | DALI | Driver with DALI interface and switch-control dimming | [11 empty] | 55
|  | EM3 | Emergency version 3 hours | [11 empty] | 90
|  | EM3A | Emergency version equipped with an autonomous testing system, 3 hours | [11 empty] | 162.798
|  | EM3D | Emergency version 3 hours with DALI interface | [11 empty] | 268.578
|  | WIE3-0.5m | 3-pole "Wieland - gesis classic" type or compatible connector with 0.5m cable | [11 empty] | 9.374
|  | WIE5D-0.5m | 5-pole DALI "Wieland - gesis classic" type or compatible connector with 0.5m cable | [11 empty] | 22.962
|  | QBX3-0.1m | 3-pole quick connection box on 0.1m cable, Push-in terminal, 3x2x2.5mm2 | [11 empty] | 4.816
|  | Europlug-1.5m | 2-pole "Europlug" type plug with 2x1.0mm² 1.5m cable | [11 empty] | 14.104
|  | Europlug-3.0m | 2-pole "Europlug" type plug with 2x1.0mm² 3.0m cable | [11 empty] | 23.177
|  | OP LT80 | Opal diffuser with high light transmittance | [11 empty] | 8.643
|  | MPRZ LT92 | translucent micro-prismatic diffuser with high light transmittance | [11 empty] | 8.643
|  | OP TP(a) | TP(a) rated thermoplastic opal diffuser | [11 empty] | 8.643
|  | RAL (MOQ: 1-9pcs) | RAL colour | [11 empty] | 37.066
|  | RAL (MOQ: 10pcs) | RAL colour | [11 empty] | 14.104
*note - price for uncommon RAL colour could be different from indicated. Ask before placing an order
|  | T830 | Colour temperature 3000K, CRI 80+
|  | T840 | Colour temperature 4000K, CRI 80+
|  | T930 | Colour temperature 3000K, CRI 90+
|  | T940 | Colour temperature 4000K, CRI 90+
|  | T927 NATURAL | Colour temperature 2700K, CRI 95+ NATURAL | [11 empty] | 22.532
|  | T930 NATURAL | Colour temperature 3000K, CRI 95+ NATURAL | [11 empty] | 22.532
|  | T940 NATURAL | Colour temperature 4000K, CRI 95+ NATURAL | [11 empty] | 22.532
Available accessories:
| DM9009068 | Auriga C LED diffuser 135mm OP LT80 | Opal diffuser with high light transmittance | [11 empty] | 8.944
| DM9009069 | Auriga C LED diffuser 135mm MPRZ LT92 | translucent micro-prismatic diffuser with high light transmittance | [11 empty] | 8.944
| DM1120289 | Auriga P LED1x950 J721 T830/40/57 R60 | non-dimmable, II, IP44, IK04, aluminum reflector, 3CCT, white aluminium body | 114 | 114 | 66 | d95 | 74000/L80B50 | 5 | 850/950/900 | 10 | 85/95/90 | 80+ | 4000 | 49.45
| DM1109756 | Auriga P LED1x1900 G986 T830/40/57 R60 | non-dimmable, II, IP44, IK04, aluminum reflector, 3CCT, white aluminium body | 174 | 174 | 87 | d147 | 74000/L80B50 | 5 | 1700/1900/1800 | 20 | 85/95/90 | 80+ | 4000 | 64.285
| DM1109757 | Auriga P LED1x2550 G987 T830/40/57 R60 | non-dimmable, II, IP44, IK04, aluminum reflector, 3CCT, white aluminium body | 232 | 232 | 110 | d200 | 74000/L80B50 | 5 | 2380/2660/2520 | 28 | 85/95/90 | 80+ | 4000 | 87.505
| DM1120290 | Auriga P LED1x3350 J722 T830/40/57 R60 | non-dimmable, II, IP44, IK04, aluminum reflector, 3CCT, white aluminium body | 232 | 232 | 110 | d200 | 74000/L80B50 | 5 | 2975/3325/3150 | 35 | 85/95/90 | 80+ | 4000 | 88.365
| DM1120291 | Auriga P LED1x1100 J723 T830/40/57 R80 | non-dimmable, II, IP44, IK04, PC opal diffuser, 3CCT, white aluminium body | 114 | 114 | 66 | d95 | 74000/L80B50 | 5 | 1000/1100/1050 | 10 | 100/110/105 |  |  | 49.45
| DM1109755 | Auriga P LED1x2400 G986 T830/40/57 R80 | non-dimmable, II, IP44, IK04, PC opal diffuser, 3CCT, white aluminium body | 174 | 174 | 87 | d147 | 74000/L80B50 | 5 | 2100/2400/2300 | 20 | 105/120/115 | 80+ | 4000 | 64.285
| DM1109758 | Auriga P LED1x3350 G987 T830/40/57 R80 | non-dimmable, II, IP44, IK04, PC opal diffuser, 3CCT, white aluminium body | 232 | 232 | 110 | d200 | 74000/L80B50 | 5 | 2800/3320/3080 | 27.9 | 100/119/110 | 80+ | 4000 | 87.505
| DM1120292 | Auriga P LED1x4050 J724 T830/40/57 R80 | non-dimmable, II, IP44, IK04, PC opal diffuser, 3CCT, white aluminium body | 232 | 232 | 110 | d200 | 74000/L80B50 | 5 | 3500/4025/3850 | 35 | 100/115/110 | 80+ | 4000 | 91.805
Available options:
|  | T830 | Colour temperature 3000K, CRI 80+
|  | T840 | Colour temperature 4000K, CRI 80+
|  | T857 | Colour temperature 5700K, CRI 80+
|  | DALI | Driver with DALI interface and switch-control dimming | [11 empty] | 119.712
|  | EM3 | Emergency version 3 hours | [11 empty] | 90
|  | EM3A | Emergency version equipped with an autonomous testing system, 3 hours | [11 empty] | 162.798
|  | EM3D | Emergency version 3 hours with DALI interface | [11 empty] | 268.578
|  | WIE3-0.5m | 3-pole "Wieland - gesis classic" type or compatible connector with 0.5m cable | [11 empty] | 32.551
|  | WIE5D-0.5m | 5-pole DALI "Wieland - gesis classic" type or compatible connector with 0.5m cable | [11 empty] | 39.775
|  | QBX2-0.1m | 2-pole quick connection box on 0.1m cable, Push-in terminal, 2x2x2.5mm2 | [11 empty] | 11.395
|  | Europlug-1.5m | 2-pole "Europlug" type plug with 2x1.0mm² 1.5m cable | [11 empty] | 38.141
|  | Europlug-3.0m | 2-pole "Europlug" type plug with 2x1.0mm² 3.0m cable | [11 empty] | 47.945
|  | RND BLACK | Round luminaire frame in black | [11 empty] | 49.536
|  | SQ WHITE | Square luminaire frame in white | [11 empty] | 49.536
|  | SQ BLACK | Square luminaire frame in black | [11 empty] | 49.536
|  | GLASS WHITE | Round luminaire frame in white, with dropped down glass cover | [11 empty] | 49.536
|  | GLASS BLACK | Round luminaire frame in black, with dropped down glass cover | [11 empty] | 49.536
Available accessories:
| DM9038491 | Surface mounting box for Auriga P LED, white steel, 182x182x155mm | Surface mounting cover for Auriga P LED, white steel, 182x182x155mm | 182 | 182 | 155 | [8 empty] | 35.217
| DM9038492 | Surface mounting box for Auriga P LED, white steel, 240x240x180mm | Surface mounting cover for Auriga P LED, white steel, 240x240x180mm | 240 | 240 | 180 | [8 empty] | 43.602
| DM9038493 | Surface mounting box for Auriga P LED, black steel, 182x182x155mm | Surface mounting cover for Auriga P LED, black steel, 182x182x155mm | 182 | 182 | 155 | [8 empty] | 36.335
| DM9038494 | Surface mounting box for Auriga P LED, black steel, 240x240x180mm | Surface mounting cover for Auriga P LED, black steel, 240x240x180mm | 240 | 240 | 180 | [8 empty] | 43.602
*note - Luminaire with surface mounting cover, protection degree is IP20
| DM9033371 | Auriga P LED 20W C frame black | Round luminaire frame in black | [11 empty] | 6.235
| DM9033372 | Auriga P LED 28W C frame black | Round luminaire frame in black | [11 empty] | 10.105
| DM9033366 | Auriga P LED 20W SQ frame white | Square luminaire frame in white | [11 empty] | 6.235
| DM9033367 | Auriga P LED 28W SQ frame white | Square luminaire frame in white | [11 empty] | 10.105
| DM9033368 | Auriga P LED 20W SQ frame black | Square luminaire frame in black | [11 empty] | 6.235
| DM9033369 | Auriga P LED 28W SQ frame black | Square luminaire frame in black | [11 empty] | 10.105
| DM9033382 | Auriga P LED 20W C-G ring white | Round luminaire frame in white, with dropped down glass cover | [11 empty] | 14.62
| DM9033384 | Auriga P LED 28W C-G ring white | Round luminaire frame in white, with dropped down glass cover | [11 empty] | 20.21
| DM9033386 | Auriga P LED 20W C-G ring black | Round luminaire frame in black, with dropped down glass cover | [11 empty] | 14.62
| DM9033388 | Auriga P LED 28W C-G ring black | Round luminaire frame in black, with dropped down glass cover | [11 empty] | 20.21
| DM1019655 | Crux LED1x1100 E307 T830 OP | non-dimmable, II, IP44, IK04, deepened opal diffuser, white aluminium body | 200 | 200 | 90 | d185 | 50000/L80B10 | 3 | 1006 | 9.3 | 108 | 80+ | 3000 | 84.925
| DM1019656 | Crux LED1x1500 E308 T830 OP | non-dimmable, II, IP44, IK04, deepened opal diffuser, white aluminium body | 200 | 200 | 90 | d185 | 50000/L80B10 | 3 | 1412 | 13.1 | 108 | 80+ | 3000 | 84.925
| DM1019657 | Crux LED1x2100 E309 T830 OP | non-dimmable, II, IP44, IK04, deepened opal diffuser, white aluminium body | 200 | 200 | 90 | d185 | 50000/L80B10 | 3 | 1942 | 18.7 | 104 | 80+ | 3000 | 84.925
| DM1019658 | Crux LED1x1400 E310 T830 OP | non-dimmable, II, IP44, IK04, deepened opal diffuser, white aluminium body | 235 | 235 | 90 | d220 | 50000/L80B10 | 3 | 1261 | 11.2 | 113 | 80+ | 3000 | 94.944
| DM1019659 | Crux LED1x1900 E311 T830 OP | non-dimmable, II, IP44, IK04, deepened opal diffuser, white aluminium body | 235 | 235 | 90 | d220 | 50000/L80B10 | 3 | 1774 | 16 | 111 | 80+ | 3000 | 94.944
| DM1019660 | Crux LED1x2600 E312 T830 OP | non-dimmable, II, IP44, IK04, deepened opal diffuser, white aluminium body | 235 | 235 | 90 | d220 | 50000/L80B10 | 3 | 2458 | 23.1 | 106 | 80+ | 3000 | 94.944
| DM1019661 | Crux LED1x1100 E307 T840 OP | non-dimmable, II, IP44, IK04, deepened opal diffuser, white aluminium body | 200 | 200 | 90 | d185 | 50000/L80B10 | 3 | 1053 | 9.3 | 113 | 80+ | 4000 | 84.925
| DM1019662 | Crux LED1x1500 E308 T840 OP | non-dimmable, II, IP44, IK04, deepened opal diffuser, white aluminium body | 200 | 200 | 90 | d185 | 50000/L80B10 | 3 | 1479 | 13.1 | 113 | 80+ | 4000 | 84.925
| DM1019663 | Crux LED1x2100 E309 T840 OP | non-dimmable, II, IP44, IK04, deepened opal diffuser, white aluminium body | 200 | 200 | 90 | d185 | 50000/L80B10 | 3 | 2035 | 18.7 | 109 | 80+ | 4000 | 84.925
| DM1019664 | Crux LED1x1400 E310 T840 OP | non-dimmable, II, IP44, IK04, deepened opal diffuser, white aluminium body | 235 | 235 | 90 | d220 | 50000/L80B10 | 3 | 1321 | 11.2 | 118 | 80+ | 4000 | 94.944
| DM1019665 | Crux LED1x1900 E311 T840 OP | non-dimmable, II, IP44, IK04, deepened opal diffuser, white aluminium body | 235 | 235 | 90 | d220 | 50000/L80B10 | 3 | 1858 | 16 | 116 | 80+ | 4000 | 94.944
| DM1019666 | Crux LED1x2600 E312 T840 OP | non-dimmable, II, IP44, IK04, deepened opal diffuser, white aluminium body | 235 | 235 | 90 | d220 | 50000/L80B10 | 3 | 2575 | 23.1 | 111 | 80+ | 4000 | 94.944
Available options:
|  | DALI | Driver with DALI interface and switch-control dimming | [11 empty] | 55
|  | EM3 | Emergency version 3 hours | [11 empty] | 90
|  | EM3A | Emergency version equipped with an autonomous testing system, 3 hours | [11 empty] | 162.798
|  | EM3D | Emergency version 3 hours with DALI interface | [11 empty] | 268.578
|  | WIE3-0.5m | 3-pole "Wieland - gesis classic" type or compatible connector with 0.5m cable | [11 empty] | 9.374
|  | WIE5D-0.5m | 5-pole DALI "Wieland - gesis classic" type or compatible connector with 0.5m cable | [11 empty] | 22.962
|  | QBX2-0.1m | 2-pole quick connection box on 0.1m cable, Push-in terminal, 2x2x2.5mm2 | [11 empty] | 8.643
|  | Europlug-1.5m | 2-pole "Europlug" type plug with 2x1.0mm² 1.5m cable | [11 empty] | 14.104
|  | Europlug-3.0m | 2-pole "Europlug" type plug with 2x1.0mm² 3.0m cable | [11 empty] | 23.177
RAL9005
|  | RAL (MOQ: 1-9pcs) | RAL colour | [11 empty] | 55.642
|  | RAL (MOQ: 10pcs) | RAL colour | [11 empty] | 21.371
*note - price for uncommon RAL colour could be different from indicated. Ask before placing an order
|  | T830 | Colour temperature 3000K, CRI 80+
|  | T840 | Colour temperature 4000K, CRI 80+
| DM1101890 | Crux P LED1x1000 E899 T830 OP | non-dimmable, II, IP44, IK04, opal diffuser, white thermoplastic body | 113 | 113 | 55 | d90 | 50000/L70B50 | 5 | 1000 | 10 | 100 | 80+ | 3000 | 47.214
| DM1101891 | Crux P LED1x1400 E900 T830 OP | non-dimmable, II, IP44, IK04, opal diffuser, white thermoplastic body | 143 | 143 | 59 | d117 | 50000/L70B50 | 5 | 1400 | 14 | 100 | 80+ | 3000 | 52.503
| DM1101893 | Crux P LED1x2000 E902 T830 OP | non-dimmable, II, IP44, IK04, opal diffuser, white thermoplastic body | 200 | 200 | 68 | d168 | 50000/L70B50 | 5 | 2000 | 20 | 100 | 80+ | 3000 | 68.843
| DM1101896 | Crux P LED1x1000 E899 T840 OP | non-dimmable, II, IP44, IK04, opal diffuser, white thermoplastic body | 113 | 113 | 55 | d90 | 50000/L70B50 | 5 | 1025 | 10 | 103 | 80+ | 4000 | 47.214
| DM1101897 | Crux P LED1x1400 E900 T840 OP | non-dimmable, II, IP44, IK04, opal diffuser, white thermoplastic body | 143 | 143 | 59 | d117 | 50000/L70B50 | 5 | 1435 | 14 | 103 | 80+ | 4000 | 52.503
| DM1101899 | Crux P LED1x2000 E902 T840 OP | non-dimmable, II, IP44, IK04, opal diffuser, white thermoplastic body | 200 | 200 | 68 | d168 | 50000/L70B50 | 5 | 2050 | 20 | 103 | 80+ | 4000 | 68.843
Available options:
|  | DALI | Driver with DALI interface and switch-control dimming | [11 empty] | 55
|  | EM3 | Emergency version 3 hours | [11 empty] | 90
|  | EM3A | Emergency version equipped with an autonomous testing system, 3 hours | [11 empty] | 162.798
|  | EM3D | Emergency version 3 hours with DALI interface | [11 empty] | 268.578
|  | WIE3-0.5m | 3-pole "Wieland - gesis classic" type or compatible connector with 0.5m cable | [11 empty] | 15.695
|  | WIE5D-0.5m | 5-pole DALI "Wieland - gesis classic" type or compatible connector with 0.5m cable | [11 empty] | 22.962
|  | Europlug-1.5m | 3-pole "Schuko" type plug with 3x1.0mm² 1.5m cable | [11 empty] | 21.629
|  | Europlug-3.0m | 3-pole "Schuko" type plug with 3x1.0mm² 3.0m cable | [11 empty] | 30.229
|  | QBX2-0.1m | 2-pole quick connection box on 0.1m cable, Push-in terminal, 2x2x2.5mm2 | [11 empty] | 11.395
|  | T830 | Colour temperature 3000K, CRI 80+
|  | T840 | Colour temperature 4000K, CRI 80+
| DM1101715 | Tetra A LED1x1200 D984 T830 MPRZ LT92 | non-dimmable, II, IP44, IK05, translucent micro-prismatic diffuser, white steel body | 260 | 260 | 65 | 245x240 | 50000/L80B10 | 3 | 1107 | 10.2 | 109 | 80+ | 3000 | 143.491
| DM1101716 | Tetra A LED1x1650 D985 T830 MPRZ LT92 | non-dimmable, II, IP44, IK05, translucent micro-prismatic diffuser, white steel body | 260 | 260 | 65 | 245x240 | 50000/L80B10 | 3 | 1547 | 14.7 | 105 | 80+ | 3000 | 143.491
| DM1101717 | Tetra A LED1x2200 D986 T830 MPRZ LT92 | non-dimmable, II, IP44, IK05, translucent micro-prismatic diffuser, white steel body | 260 | 260 | 65 | 245x240 | 50000/L80B10 | 3 | 2084 | 20.1 | 104 | 80+ | 3000 | 143.491
| DM1101718 | Tetra A LED1x2700 D987 T830 MPRZ LT92 | non-dimmable, II, IP44, IK05, translucent micro-prismatic diffuser, white steel body | 260 | 260 | 65 | 245x240 | 50000/L80B10 | 3 | 2550 | 27.6 | 92 | 80+ | 3000 | 143.491
| DM1101719 | Tetra A LED1x1200 D984 T840 MPRZ LT92 | non-dimmable, II, IP44, IK05, translucent micro-prismatic diffuser, white steel body | 260 | 260 | 65 | 245x240 | 50000/L80B10 | 3 | 1167 | 10.2 | 114 | 80+ | 4000 | 143.491
| DM1101720 | Tetra A LED1x1650 D985 T840 MPRZ LT92 | non-dimmable, II, IP44, IK05, translucent micro-prismatic diffuser, white steel body | 260 | 260 | 65 | 245x240 | 50000/L80B10 | 3 | 1631 | 14.7 | 111 | 80+ | 4000 | 143.491
| DM1101721 | Tetra A LED1x2200 D986 T840 MPRZ LT92 | non-dimmable, II, IP44, IK05, translucent micro-prismatic diffuser, white steel body | 260 | 260 | 65 | 245x240 | 50000/L80B10 | 3 | 2197 | 20.1 | 109 | 80+ | 4000 | 143.491
| DM1101722 | Tetra A LED1x2700 D987 T840 MPRZ LT92 | non-dimmable, II, IP44, IK05, translucent micro-prismatic diffuser, white steel body | 260 | 260 | 65 | 245x240 | 50000/L80B10 | 3 | 2688 | 27.6 | 97 | 80+ | 4000 | 143.491
Available options:
|  | DALI | Driver with DALI interface and switch-control dimming | [11 empty] | 55
|  | EM3 | Emergency version 3 hours | [11 empty] | 90
|  | EM3A | Emergency version equipped with an autonomous testing system, 3 hours | [11 empty] | 162.798
|  | EM3D | Emergency version 3 hours with DALI interface | [11 empty] | 268.578
|  | WIE3-0.5m | 3-pole "Wieland - gesis classic" type or compatible connector with 0.5m cable | [11 empty] | 9.374
|  | WIE5D-0.5m | 5-pole DALI "Wieland - gesis classic" type or compatible connector with 0.5m cable | [11 empty] | 22.962
|  | QBX2-0.1m | 2-pole quick connection box on 0.1m cable, Push-in terminal, 2x2x2.5mm2 | [11 empty] | 8.643
|  | Europlug-1.5m | 2-pole "Europlug" type plug with 2x1.0mm² 1.5m cable | [11 empty] | 14.104
|  | Europlug-3.0m | 2-pole "Europlug" type plug with 2x1.0mm² 3.0m cable | [11 empty] | 23.177
|  | RAL (MOQ: 1-9pcs) | RAL colour | [11 empty] | 27.95
|  | RAL (MOQ: 10pcs) | RAL colour | [11 empty] | 9.589
*note - price for uncommon RAL colour could be different from indicated. Ask before placing an order
|  | T830 | Colour temperature 3000K, CRI 80+
|  | T840 | Colour temperature 4000K, CRI 80+
| DM1134331 | Tetra R LED 1x850 J690 T830 WMC | non-dimmable, II, IP40, IK04, UGR≤19, double parabolic reflector, white steel body | 130 | 130 | 37 | 110x90 | 60000/L80B10 | 3 | 817 | 6.1 | 134 | 80+ | 3000 | 85.183
| DM1134332 | Tetra R LED 1x1150 J691 T830 WMC | non-dimmable, II, IP40, IK04, UGR≤19, double parabolic reflector, white steel body | 130 | 130 | 37 | 110x90 | 60000/L80B10 | 3 | 1063 | 8.1 | 131 | 80+ | 3000 | 82.646
| DM1134333 | Tetra R LED 1x2300 J575 T830 WMC | non-dimmable, II, IP40, IK04, UGR≤19, double parabolic reflector, white steel body | 230 | 230 | 37 | 210x180 | 60000/L80B10 | 3 | 2237 | 14.6 | 153 | 80+ | 3000 | 151.661
| DM1134334 | Tetra R LED 1x2900 J576 T830 WMC | non-dimmable, II, IP40, IK04, UGR≤19, double parabolic reflector, white steel body | 230 | 230 | 37 | 210x180 | 60000/L80B10 | 3 | 2772 | 18.3 | 151 | 80+ | 3000 | 151.661
| DM1134335 | Tetra R LED 1x3800 J577 T830 WMC | non-dimmable, II, IP40, IK04, UGR≤19, double parabolic reflector, white steel body | 230 | 230 | 37 | 210x180 | 60000/L80B10 | 3 | 3714 | 26.6 | 140 | 80+ | 3000 | 151.661
| DM1130865 | Tetra R LED 1x850 J690 T840 WMC | non-dimmable, II, IP40, IK04, UGR≤19, double parabolic reflector, white steel body | 130 | 130 | 37 | 110x90 | 60000/L80B10 | 3 | 847 | 6.1 | 139 | 80+ | 4000 | 85.183
| DM1134336 | Tetra R LED 1x1150 J691 T840 WMC | non-dimmable, II, IP40, IK04, UGR≤19, double parabolic reflector, white steel body | 130 | 130 | 37 | 110x90 | 60000/L80B10 | 3 | 1102 | 8.1 | 136 | 80+ | 4000 | 82.646
| DM1134337 | Tetra R LED 1x2300 J575 T840 WMC | non-dimmable, II, IP40, IK04, UGR≤19, double parabolic reflector, white steel body | 230 | 230 | 37 | 210x180 | 60000/L80B10 | 3 | 2275 | 14.6 | 156 | 80+ | 4000 | 151.661
| DM1130741 | Tetra R LED 1x2900 J576 T840 WMC | non-dimmable, II, IP40, IK04, UGR≤19, double parabolic reflector, white steel body | 230 | 230 | 37 | 210x180 | 60000/L80B10 | 3 | 2873 | 18.3 | 157 | 80+ | 4000 | 151.661
| DM1134338 | Tetra R LED 1x3800 J577 T840 WMC | non-dimmable, II, IP40, IK04, UGR≤19, double parabolic reflector, white steel body | 230 | 230 | 37 | 210x180 | 60000/L80B10 | 3 | 3777 | 26.6 | 142 | 80+ | 4000 | 151.661
Available options:
|  | T830 | Colour temperature 3000K, CRI 80+
|  | T840 | Colour temperature 4000K, CRI 80+
|  | WMC | White matt reflector with clear lens
|  | BMC | Black matt reflector with clear lens
|  | DALI | Driver with DALI interface and switch-control dimming | [11 empty] | 55
|  | EM3 | Emergency version 3 hours | [11 empty] | 90
|  | EM3A | Emergency version equipped with an autonomous testing system, 3 hours | [11 empty] | 162.798
|  | EM3D | Emergency version 3 hours with DALI interface | [11 empty] | 268.578
*note - Operating temperature range for Luminaires with EM option, C: ta 0... +35
*note - EM3/A/D options not available for models: J690, J691
|  | WIE3-0.5m | 3-pole "Wieland - gesis classic" type or compatible connector with 0.5m cable | [11 empty] | 9.374
|  | WIE5D-0.5m | 5-pole DALI "Wieland - gesis classic" type or compatible connector with 0.5m cable | [11 empty] | 22.962
|  | Europlug-1.5m | 2-pole "Europlug" type plug with 2x1.0mm² 1.5m cable | [11 empty] | 14.835
|  | Europlug-3.0m | 2-pole "Europlug" type plug with 2x1.0mm² 3.0m cable | [11 empty] | 24.553
|  | RAL (QNT. >10) | RAL colour from OPTIONAL RAL colours list. Order quantity ≤10 pcs. | [11 empty] | 8.213
|  | RAL (QNT. <10) | RAL colour from OPTIONAL RAL colours list. Order quantity ≤10 pcs. | [11 empty] | 8.213
| DM1134339 | Tetra S LED 1x2300 J578 T830 WMC | non-dimmable, I, IP40, IK04, UGR≤19, double parabolic reflector, white steel body | 255 | 255 | 37 |  | 60000/L80B10 | 3 | 2237 | 14.8 | 151 | 80+ | 3000 | 156.176
| DM1134340 | Tetra S LED 1x2900 J579 T830 WMC | non-dimmable, I, IP40, IK04, UGR≤19, double parabolic reflector, white steel body | 255 | 255 | 37 |  | 60000/L80B10 | 3 | 2772 | 18.3 | 151 | 80+ | 3000 | 158.025
| DM1134341 | Tetra S LED 1x3800 J580 T830 WMC | non-dimmable, I, IP40, IK04, UGR≤19, double parabolic reflector, white steel body | 255 | 255 | 37 |  | 60000/L80B10 | 3 | 3714 | 26.3 | 141 | 80+ | 3000 | 166.625
| DM1134342 | Tetra S LED 1x2300 J578 T840 WMC | non-dimmable, I, IP40, IK04, UGR≤19, double parabolic reflector, white steel body | 255 | 255 | 37 |  | 60000/L80B10 | 3 | 2050 | 14.8 | 139 | 80+ | 4000 | 156.176
| DM1134343 | Tetra S LED 1x2900 J579 T840 WMC | non-dimmable, I, IP40, IK04, UGR≤19, double parabolic reflector, white steel body | 255 | 255 | 37 |  | 60000/L80B10 | 3 | 2873 | 18.3 | 157 | 80+ | 4000 | 158.025
| DM1134074 | Tetra S LED 1x3800 J580 T840 WMC | non-dimmable, I, IP40, IK04, UGR≤19, double parabolic reflector, white steel body | 255 | 255 | 37 |  | 60000/L80B10 | 3 | 3777 | 26.3 | 144 | 80+ | 4000 | 166.625
Available options:
|  | T830 | Colour temperature 3000K, CRI 80+
|  | T840 | Colour temperature 4000K, CRI 80+
|  | WMC | White matt reflector with clear lens
|  | BMC | Black matt reflector with clear lens
|  | DALI | Driver with DALI interface and switch-control dimming | [11 empty] | 55
|  | RAL (QNT. >10) | RAL colour from OPTIONAL RAL colours list. Order quantity ≤10 pcs. | [11 empty] | 8.213
|  | RAL (QNT. <10) | RAL colour from OPTIONAL RAL colours list. Order quantity ≤10 pcs. | [11 empty] | 8.213
|  | Tetra G LED1x850 J881 T840 WMC | non-dimmable, II, IP40, IK04, UGR≤19, double parabolic reflector, white steel body, for metal grid ceiling | 92 | 92 | ~50 |  | 60000/L80B10 |  | 847 | 6.1 | 139 | 80+ | 4000 | 79.249
|  | Tetra G LED1x1150 J882 T840 WMC | non-dimmable, II, IP40, IK04, UGR≤19, double parabolic reflector, white steel body, for metal grid ceiling | 92 | 92 | ~50 |  | 60000/L80B10 |  | 1102 | 8.1 | 136 | 80+ | 4000 | 79.249
| DM1022746 | Andromeda P LED1x700 D522 T830 OP | non-dimmable, II, IP44, IK04, deepened opal diffuser, white termoplastic body | 92 | 92 | 64 | d75 | 40000/L70B50 | 5 | 660 | 7 | 94 | 80+ | 3000 | 19.565
| DM1022748 | Andromeda P LED1x1000 D523 T830 OP | non-dimmable, II, IP44, IK04, deepened opal diffuser, white termoplastic body | 113 | 113 | 73 | d95 | 40000/L70B50 | 5 | 930 | 10 | 93 | 80+ | 3000 | 25.714
| DM1022750 | Andromeda P LED1x1400 D524 T830 OP | non-dimmable, II, IP44, IK04, deepened opal diffuser, white termoplastic body | 174 | 174 | 79 | d150 | 40000/L70B50 | 5 | 1330 | 14 | 95 | 80+ | 3000 | 38.141
| DM1022752 | Andromeda P LED1x2100 D525 T830 OP | non-dimmable, II, IP44, IK04, deepened opal diffuser, white termoplastic body | 244 | 244 | 95 | d200 | 40000/L70B50 | 5 | 1960 | 20 | 98 | 80+ | 3000 | 52.503
| DM1022745 | Andromeda P LED1x700 D522 T840 OP | non-dimmable, II, IP44, IK04, deepened opal diffuser, white termoplastic body | 92 | 92 | 64 | d75 | 40000/L70B50 | 5 | 700 | 7 | 100 | 80+ | 4000 | 19.565
| DM1022747 | Andromeda P LED1x1000 D523 T840 OP | non-dimmable, II, IP44, IK04, deepened opal diffuser, white termoplastic body | 113 | 113 | 73 | d95 | 40000/L70B50 | 5 | 980 | 10 | 98 | 80+ | 4000 | 25.714
| DM1022749 | Andromeda P LED1x1400 D524 T840 OP | non-dimmable, II, IP44, IK04, deepened opal diffuser, white termoplastic body | 174 | 174 | 79 | d150 | 40000/L70B50 | 5 | 1400 | 14 | 100 | 80+ | 4000 | 38.141
| DM1022751 | Andromeda P LED1x2100 D525 T840 OP | non-dimmable, II, IP44, IK04, deepened opal diffuser, white termoplastic body | 244 | 244 | 95 | d200 | 40000/L70B50 | 5 | 2060 | 20 | 103 | 80+ | 4000 | 52.503
| DM1105201 | Round P LED1x400 G286 T830 OP IP44 | non-dimmable, II, IP44, IK04, opal diffuser, white aluminium body | 120 | 120 | 10.5 | 105 | 50000/L80B50 | 5 | 412 | 6 | 69 | 80+ | 3000 | 30.315
| DM1105202 | Round P LED1x750 G287 T830 OP IP44 | non-dimmable, II, IP44, IK04, opal diffuser, white aluminium body | 145 | 145 | 10.5 | 130 | 50000/L80B50 | 5 | 778 | 9 | 86 | 80+ | 3000 | 37.84
| DM1105203 | Round P LED1x950 G288 T830 OP IP44 | non-dimmable, II, IP44, IK04, opal diffuser, white aluminium body | 170 | 170 | 10.5 | 155 | 50000/L80B50 | 5 | 992 | 12 | 83 | 80+ | 3000 | 40.205
| DM1107512 | Round P LED1x1200 G599 T830 OP IP44 | non-dimmable, II, IP44, IK04, opal diffuser, white aluminium body | 190 | 190 | 10.5 | 175 | 50000/L80B50 | 5 | 1314 | 15 | 88 | 80+ | 3000 | 44.505
| DM1105204 | Round P LED1x1450 G289 T830 OP IP44 | non-dimmable, II, IP44, IK04, opal diffuser, white aluminium body | 220 | 220 | 10.5 | 205 | 50000/L80B50 | 5 | 1537 | 18 | 85 | 80+ | 3000 | 47.73
| DM1107124 | Round P LED1x2250 G580 T830 OP IP44 | non-dimmable, II, IP44, IK04, opal diffuser, white aluminium body | 295 | 295 | 10.5 | 280 | 50000/L80B50 | 5 | 2097 | 24 | 87 | 80+ | 3000 | 66.65
| DM1105205 | Round P LED1x400 G286 T840 OP IP44 | non-dimmable, II, IP44, IK04, opal diffuser, white aluminium body | 120 | 120 | 10.5 | 105 | 50000/L80B50 | 5 | 465 | 6 | 78 | 80+ | 4000 | 30.315
| DM1105206 | Round P LED1x750 G287 T840 OP IP44 | non-dimmable, II, IP44, IK04, opal diffuser, white aluminium body | 145 | 145 | 10.5 | 130 | 50000/L80B50 | 5 | 812 | 9 | 90 | 80+ | 4000 | 37.84
| DM1105207 | Round P LED1x950 G288 T840 OP IP44 | non-dimmable, II, IP44, IK04, opal diffuser, white aluminium body | 170 | 170 | 10.5 | 155 | 50000/L80B50 | 5 | 1036 | 12 | 86 | 80+ | 4000 | 40.205
| DM1107513 | Round P LED1x1200 G599 T840 OP IP44 | non-dimmable, II, IP44, IK04, opal diffuser, white aluminium body | 190 | 190 | 10.5 | 175 | 50000/L80B50 | 5 | 1420 | 15 | 95 | 80+ | 4000 | 44.505
| DM1105208 | Round P LED1x1450 G289 T840 OP IP44 | non-dimmable, II, IP44, IK04, opal diffuser, white aluminium body | 220 | 220 | 10.5 | 205 | 50000/L80B50 | 5 | 1685 | 18 | 94 | 80+ | 4000 | 47.73
| DM1107123 | Round P LED1x2250 G580 T840 OP IP44 | non-dimmable, II, IP44, IK04, opal diffuser, white aluminium body | 295 | 295 | 10.5 | 280 | 50000/L80B50 | 5 | 2236 | 24 | 93 | 80+ | 4000 | 64.5
Available options:
|  | DALI(G289, G580, G599) | Driver with DALI interface and switch-control dimming | [11 empty] | 124.657
|  | DALI(G286...G288) | Driver with DALI interface and switch-control dimming | [11 empty] | 105.178
|  | EM3 | Emergency version 3 hours | [11 empty] | 90
|  | EM3A | Emergency version equipped with an autonomous testing system, 3 hours | [11 empty] | 162.798
|  | EM3D | Emergency version 3 hours with DALI interface | [11 empty] | 268.578
|  | WIE3-0.5m | 3-pole "Wieland - gesis classic" type or compatible connector with 0.5m cable | [11 empty] | 9.374
|  | WIE5D-0.5m | 5-pole DALI "Wieland - gesis classic" type or compatible connector with 0.5m cable | [11 empty] | 22.962
|  | QBX2-0.1m | 2-pole quick connection box on 0.1m cable, Push-in terminal, 2x2x2.5mm2 | [11 empty] | 11.395
|  | Europlug-1.5m | 2-pole "Europlug" type plug with 2x1.0mm² 1.5m cable | [11 empty] | 14.835
|  | Europlug-3.0m | 2-pole "Europlug" type plug with 2x1.0mm² 3.0m cable | [11 empty] | 24.553
|  | T830 | Colour temperature 3000K, CRI 80+
|  | T840 | Colour temperature 4000K, CRI 80+
| DM1019673 | Antlia LED1x1800 D342 T830 | non-dimmable, I, IP20, IK02, URG<16, 40°, deepened faceted reflector, white aluminium body | 168 | 168 | 172 |  | 60000/L80B10 | 3 | 1715 | 13.5 | 127 | 80+ | 3000 | 130.333
| DM1019674 | Antlia LED1x2400 D343 T830 | non-dimmable, I, IP20, IK02, URG<16, 40°, deepened faceted reflector, white aluminium body | 168 | 168 | 172 |  | 60000/L80B10 | 3 | 2330 | 19.8 | 118 | 80+ | 3000 | 130.333
| DM1019675 | Antlia LED1x3200 D344 T830 | non-dimmable, I, IP20, IK02, URG<16, 40°, deepened faceted reflector, white aluminium body | 168 | 168 | 172 |  | 60000/L80B10 | 3 | 3137 | 26.8 | 117 | 80+ | 3000 | 130.333
| DM1019676 | Antlia LED1x1800 D342 T840 | non-dimmable, I, IP20, IK02, URG<16, 40°, deepened faceted reflector, white aluminium body | 168 | 168 | 172 |  | 60000/L80B10 | 3 | 1813 | 13.5 | 134 | 80+ | 4000 | 130.333
| DM1019677 | Antlia LED1x2400 D343 T840 | non-dimmable, I, IP20, IK02, URG<16, 40°, deepened faceted reflector, white aluminium body | 168 | 168 | 172 |  | 60000/L80B10 | 3 | 2463 | 19.8 | 124 | 80+ | 4000 | 130.333
| DM1019678 | Antlia LED1x3200 D344 T840 | non-dimmable, I, IP20, IK02, URG<16, 40°, deepened faceted reflector, white aluminium body | 168 | 168 | 172 |  | 60000/L80B10 | 3 | 3316 | 26.8 | 124 | 80+ | 4000 | 130.333
Available options:
|  | DALI | Driver with DALI interface and switch-control dimming | [11 empty] | 55
|  | 1G | Strain relief for power supply cable | [11 empty] | 1.849
|  | SUS | Suspended version | [11 empty] | 18.877
|  | RAL (MOQ: 1-9pcs) | RAL colour | [11 empty] | 61.318
|  | RAL (MOQ: 10pcs) | RAL colour | [11 empty] | 23.607
*note - price for uncommon RAL colour could be different from indicated. Ask before placing an order
|  | T830 | Colour temperature 3000K, CRI 80+
|  | T840 | Colour temperature 4000K, CRI 80+
|  | T927 NATURAL | Colour temperature 2700K, CRI 95+ NATURAL | [11 empty] | 22.532
|  | T930 NATURAL | Colour temperature 3000K, CRI 95+ NATURAL | [11 empty] | 22.532
|  | T940 NATURAL | Colour temperature 4000K, CRI 95+ NATURAL | [11 empty] | 22.532
Available accessories:
| DM9002149 | Suspension MTG KIT SUSI | Suspension wire set "I" type, 1.5m adjustable, 1pcs | [11 empty] | 12.728
*note - 1pcs MTG KIT SUSI for one fitting required
*note - SUS option is required
| DM1019683 | Antlia C LED1x1400 D345 T830 OP | non-dimmable, I, IP44, IK04, with deepened opal diffuser, white aluminium body | 200 | 200 | 130 |  | 60000/L80B10 | 3 | 1261 | 11.8 | 107 | 80+ | 3000 | 151.876
| DM1019684 | Antlia C LED1x1900 D346 T830 OP | non-dimmable, I, IP44, IK04, with deepened opal diffuser, white aluminium body | 200 | 200 | 130 |  | 60000/L80B10 | 3 | 1774 | 16 | 111 | 80+ | 3000 | 151.876
| DM1019685 | Antlia C LED1x2600 D347 T830 OP | non-dimmable, I, IP44, IK04, with deepened opal diffuser, white aluminium body | 200 | 200 | 130 |  | 60000/L80B10 | 3 | 2458 | 23.1 | 106 | 80+ | 3000 | 151.876
| DM1019686 | Antlia C LED1x1400 D345 T840 OP | non-dimmable, I, IP44, IK04, with deepened opal diffuser, white aluminium body | 200 | 200 | 130 |  | 60000/L80B10 | 3 | 1321 | 11.8 | 112 | 80+ | 4000 | 151.876
| DM1019687 | Antlia C LED1x1900 D346 T840 OP | non-dimmable, I, IP44, IK04, with deepened opal diffuser, white aluminium body | 200 | 200 | 130 |  | 60000/L80B10 | 3 | 1858 | 16 | 116 | 80+ | 4000 | 151.876
| DM1025743 | Antlia C LED1x2600 D347 T840 OP 1G | non-dimmable, I, IP44, IK04, with deepened opal diffuser, white aluminium body | 200 | 200 | 130 |  | 60000/L80B10 | 3 | 2575 | 23.1 | 111 | 80+ | 4000 | 151.876
Available options:
|  | DALI | Driver with DALI interface and switch-control dimming | [11 empty] | 55
|  | EM3 | Emergency version 3 hours | [11 empty] | 90
|  | EM3A | Emergency version equipped with an autonomous testing system, 3 hours | [11 empty] | 162.798
|  | EM3D | Emergency version 3 hours with DALI interface | [11 empty] | 268.578
*note - EM3, EM3A, EM3D options not applicable for model: D347
|  | 1G | Strain relief for power supply cable | [11 empty] | 1.849
|  | SUS | Suspended version
|  | RAL (MOQ: 1-9pcs) | RAL colour | [11 empty] | 64.5
|  | RAL (MOQ: 10pcs) | RAL colour | [11 empty] | 22.059
*note - price for uncommon RAL colour could be different from indicated. Ask before placing an order
|  | T830 | Colour temperature 3000K, CRI 80+
|  | T840 | Colour temperature 4000K, CRI 80+
Available accessories:
| DM9002149 | Suspension MTG KIT SUSI | Suspension wire set "I" type, 1.5m adjustable, 1pcs | [11 empty] | 12.728
*note - 1pcs MTG KIT SUSI for one fitting required
*note - SUS option is required
| DM1101958 | Perseus C LED1x2450 E956 T830 CLR | non-dimmable, II, IP65, IK05, UGR≤19, 50°, aluminium reflector, clear glass, white aluminium body | 225 | 225 | 90 | d205 | 60000/L80B10 | 3 | 2359 | 19.8 | 119 | 80+ | 3000 | 211.818
| DM1101959 | Perseus C LED1x3200 E957 T830 CLR | non-dimmable, II, IP65, IK05, UGR≤19, 50°, aluminium reflector, clear glass, white aluminium body | 225 | 225 | 90 | d205 | 60000/L80B10 | 3 | 3176 | 27.1 | 117 | 80+ | 3000 | 211.818
| DM1115567 | Perseus C LED1x4100 J214 T830 CLR | non-dimmable, II, IP65, IK05, UGR≤19, 50°, aluminium reflector, clear glass, white aluminium body | 225 | 225 | 90 | d205 | 60000/L80B10 | 3 | 3983 | 35.1 | 113 | 80+ | 3000 | 211.818
| DM1101960 | Perseus C LED1x4600 E958 T830 CLR | non-dimmable, II, IP65, IK05, UGR≤19, 50°, aluminium reflector, clear glass, white aluminium body | 225 | 225 | 90 | d205 | 60000/L80B10 | 3 | 4549 | 42.1 | 108 | 80+ | 3000 | 242.004
| DM1101961 | Perseus C LED1x2450 E956 T840 CLR | non-dimmable, II, IP65, IK05, UGR≤19, 50°, aluminium reflector, clear glass, white aluminium body | 225 | 225 | 90 | d205 | 60000/L80B10 | 3 | 2493 | 19.8 | 126 | 80+ | 4000 | 211.818
| DM1101962 | Perseus C LED1x3200 E957 T840 CLR | non-dimmable, II, IP65, IK05, UGR≤19, 50°, aluminium reflector, clear glass, white aluminium body | 225 | 225 | 90 | d205 | 60000/L80B10 | 3 | 3357 | 27.1 | 124 | 80+ | 4000 | 211.818
| DM1115568 | Perseus C LED1x4100 J214 T840 CLR | non-dimmable, II, IP65, IK05, UGR≤19, 50°, aluminium reflector, clear glass, white aluminium body | 225 | 225 | 90 | d205 | 60000/L80B10 | 3 | 4211 | 35.1 | 120 | 80+ | 4000 | 211.818
| DM1101963 | Perseus C LED1x4600 E958 T840 CLR | non-dimmable, II, IP65, IK05, UGR≤19, 50°, aluminium reflector, clear glass, white aluminium body | 225 | 225 | 90 | d205 | 60000/L80B10 | 3 | 4809 | 42.1 | 114 | 80+ | 4000 | 242.004
Available options:
|  | DALI | Driver with DALI interface and switch-control dimming | [11 empty] | 55
|  | EM3 | Emergency version 3 hours | [11 empty] | 90
|  | EM3A | Emergency version equipped with an autonomous testing system, 3 hours | [11 empty] | 162.798
|  | EM3D | Emergency version 3 hours with DALI interface | [11 empty] | 268.578
|  | RAL (MOQ: 1-9pcs) | RAL colour | [11 empty] | 64.5
|  | RAL (MOQ: 10pcs) | RAL colour | [11 empty] | 22.059
*note - price for uncommon RAL colour could be different from indicated. Ask before placing an order
|  | T830 | Colour temperature 3000K, CRI 80+
|  | T840 | Colour temperature 4000K, CRI 80+
|  | T927 NATURAL | Colour temperature 2700K, CRI 95+ NATURAL | [11 empty] | 22.532
|  | T930 NATURAL | Colour temperature 3000K, CRI 95+ NATURAL | [11 empty] | 22.532
|  | T940 NATURAL | Colour temperature 4000K, CRI 95+ NATURAL | [11 empty] | 22.532
Highbays
| DM1121856 | Prizma A LED1x4200 J608 T830 | non-dimmable, I, IP20, IK08, dark grey body, prismatic reflector | 410 | 410 | 289 |  | 100000/L80B50 | 3 | 3860 | 27 | 143 | 80+ | 3000 | 393.192
| DM1121857 | Prizma A LED1x6000 J609 T830 | non-dimmable, I, IP20, IK08, dark grey body, prismatic reflector | 410 | 410 | 289 |  | 100000/L80B50 | 3 | 5515 | 39 | 141 | 80+ | 3000 | 393.192
| DM1121858 | Prizma A LED1x8400 J610 T830 | non-dimmable, I, IP20, IK08, dark grey body, prismatic reflector | 410 | 410 | 289 |  | 100000/L80B50 | 3 | 7721 | 55 | 140 | 80+ | 3000 | 412.499
| DM1121859 | Prizma A LED1x10800 J611 T830 | non-dimmable, I, IP20, IK08, dark grey body, prismatic reflector | 410 | 410 | 289 |  | 100000/L80B50 | 3 | 9926 | 71 | 140 | 80+ | 3000 | 490.114
| DM1121860 | Prizma A LED1x12600 J612 T830 | non-dimmable, I, IP20, IK08, dark grey body, prismatic reflector | 410 | 410 | 289 |  | 100000/L80B50 | 3 | 11581 | 82 | 141 | 80+ | 3000 | 490.114
| DM1121861 | Prizma A LED1x4200 J608 T840 | non-dimmable, I, IP20, IK08, dark grey body, prismatic reflector | 410 | 410 | 289 |  | 100000/L80B50 | 3 | 4200 | 27 | 156 | 80+ | 4000 | 393.192
| DM1121862 | Prizma A LED1x6000 J609 T840 | non-dimmable, I, IP20, IK08, dark grey body, prismatic reflector | 410 | 410 | 289 |  | 100000/L80B50 | 3 | 6000 | 39 | 154 | 80+ | 4000 | 393.192
| DM1121863 | Prizma A LED1x8400 J610 T840 | non-dimmable, I, IP20, IK08, dark grey body, prismatic reflector | 410 | 410 | 289 |  | 100000/L80B50 | 3 | 8400 | 55 | 153 | 80+ | 4000 | 412.499
| DM1121864 | Prizma A LED1x10800 J611 T840 | non-dimmable, I, IP20, IK08, dark grey body, prismatic reflector | 410 | 410 | 289 |  | 100000/L80B50 | 3 | 10800 | 71 | 152 | 80+ | 4000 | 490.114
| DM1121865 | Prizma A LED1x12600 J612 T840 | non-dimmable, I, IP20, IK08, dark grey body, prismatic reflector | 410 | 410 | 289 |  | 100000/L80B50 | 3 | 12600 | 82 | 154 | 80+ | 4000 | 490.114
Available options:
|  | T830 | Colour temperature 3000K, CRI 80+
|  | T840 | Colour temperature 4000K, CRI 80+
|  | DALI | Driver with DALI interface and switch-control dimming | [11 empty] | 55
|  | CBF3-2.0m clear | Cable 3x0.75mm² for suspended luminaire up to 2.0 meters, transparent | [11 empty] | 17.286
|  | CBF3-3.0m clear | Cable 3x0.75mm² for suspended luminaire up to 3.0 meters, transparent | [11 empty] | 18.662
|  | CBF5-2.0m clear | Cable 5x0.75mm² for suspended luminaire up to 2.0 meters, transparent | [11 empty] | 21.629
|  | CBF5-3.0m clear | Cable 5x0.75mm² for suspended luminaire up to 3.0 meters, transparent | [11 empty] | 29.799
|  | RAL (MOQ: 1-9pcs) | RAL colour | [11 empty] | 16.383
|  | RAL (MOQ: 10pcs) | RAL colour | [11 empty] | 19.092
| DM1101464 | Norte L LED1x7500 D574 T830 ALU L40 | non-dimmable, I, IP65, IK08, UGR≤22, 40° optic, white aluminium body | 435 | 343 | 78 |  | 100000/L80B10 | 3 | 6785 | 40.5 | 168 | 80+ | 3000 | 380.464
| DM1101465 | Norte L LED1x8500 D575 T830 ALU L40 | non-dimmable, I, IP65, IK08, UGR≤22, 40° optic, white aluminium body | 435 | 343 | 78 |  | 100000/L80B10 | 3 | 7702 | 46.5 | 166 | 80+ | 3000 | 385.925
| DM1101466 | Norte L LED1x10500 D576 T830 ALU L40 | non-dimmable, I, IP65, IK08, UGR≤22, 40° optic, white aluminium body | 435 | 343 | 78 |  | 100000/L80B10 | 3 | 9503 | 58.7 | 162 | 80+ | 3000 | 392.977
| DM1101467 | Norte L LED1x12350 D577 T830 ALU L40 | non-dimmable, I, IP65, IK08, UGR≤22, 40° optic, white aluminium body | 435 | 343 | 78 |  | 100000/L80B10 | 3 | 11206 | 70.1 | 160 | 80+ | 3000 | 392.977
| DM1101468 | Norte L LED1x14250 D578 T830 ALU L40 | non-dimmable, I, IP65, IK08, UGR≤22, 40° optic, white aluminium body | 435 | 343 | 78 |  | 100000/L80B10 | 3 | 12922 | 82.5 | 157 | 80+ | 3000 | 400.889
| DM1101469 | Norte L LED1x17000 D579 T830 ALU L40 | non-dimmable, I, IP65, IK08, UGR≤22, 40° optic, white aluminium body | 645 | 343 | 78 |  | 100000/L80B10 | 3 | 15405 | 91.1 | 169 | 80+ | 3000 | 592.712
| DM1101470 | Norte L LED1x20850 D580 T830 ALU L40 | non-dimmable, I, IP65, IK08, UGR≤22, 40° optic, white aluminium body | 645 | 343 | 78 |  | 100000/L80B10 | 3 | 18909 | 114.6 | 165 | 80+ | 3000 | 608.149
| DM1101471 | Norte L LED1x24700 D581 T830 ALU L40 | non-dimmable, I, IP65, IK08, UGR≤22, 40° optic, white aluminium body | 645 | 343 | 78 |  | 100000/L80B10 | 3 | 22412 | 138.7 | 162 | 80+ | 3000 | 608.149
| DM1101472 | Norte L LED1x28350 D582 T830 ALU L40 | non-dimmable, I, IP65, IK08, UGR≤22, 40° optic, white aluminium body | 645 | 343 | 78 |  | 100000/L80B10 | 3 | 25711 | 162.8 | 158 | 80+ | 3000 | 608.149
| DM1101473 | Norte L LED1x31100 D583 T830 ALU L40 | non-dimmable, I, IP65, IK08, UGR≤22, 40° optic, white aluminium body | 945 | 343 | 78 |  | 100000/L80B10 | 3 | 28217 | 171.4 | 165 | 80+ | 3000 | 889.799
| DM1101474 | Norte L LED1x36900 D584 T830 ALU L40 | non-dimmable, I, IP65, IK08, UGR≤22, 40° optic, white aluminium body | 945 | 343 | 78 |  | 100000/L80B10 | 3 | 33444 | 207.4 | 161 | 80+ | 3000 | 889.799
| DM1101475 | Norte L LED1x42300 D585 T830 ALU L40 | non-dimmable, I, IP65, IK08, UGR≤22, 40° optic, white aluminium body | 945 | 343 | 78 |  | 100000/L80B10 | 3 | 38367 | 243.5 | 158 | 80+ | 3000 | 921.146
| DM1101476 | Norte L LED1x7500 D574 T840 ALU L40 | non-dimmable, I, IP65, IK08, UGR≤22, 40° optic, white aluminium body | 435 | 343 | 78 |  | 100000/L80B10 | 3 | 7162 | 40.5 | 177 | 80+ | 4000 | 380.464
| DM1101477 | Norte L LED1x8500 D575 T840 ALU L40 | non-dimmable, I, IP65, IK08, UGR≤22, 40° optic, white aluminium body | 435 | 343 | 78 |  | 100000/L80B10 | 3 | 8130 | 46.5 | 175 | 80+ | 4000 | 385.925
| DM1101478 | Norte L LED1x10500 D576 T840 ALU L40 | non-dimmable, I, IP65, IK08, UGR≤22, 40° optic, white aluminium body | 435 | 343 | 78 |  | 100000/L80B10 | 3 | 10031 | 58.7 | 171 | 80+ | 4000 | 392.977
| DM1101479 | Norte L LED1x12350 D577 T840 ALU L40 | non-dimmable, I, IP65, IK08, UGR≤22, 40° optic, white aluminium body | 435 | 343 | 78 |  | 100000/L80B10 | 3 | 11829 | 70.1 | 169 | 80+ | 4000 | 392.977
| DM1101480 | Norte L LED1x14250 D578 T840 ALU L40 | non-dimmable, I, IP65, IK08, UGR≤22, 40° optic, white aluminium body | 435 | 343 | 78 |  | 100000/L80B10 | 3 | 13640 | 82.5 | 165 | 80+ | 4000 | 400.889
| DM1101481 | Norte L LED1x17000 D579 T840 ALU L40 | non-dimmable, I, IP65, IK08, UGR≤22, 40° optic, white aluminium body | 645 | 343 | 78 |  | 100000/L80B10 | 3 | 16260 | 91.1 | 178 | 80+ | 4000 | 592.712
| DM1101482 | Norte L LED1x20850 D580 T840 ALU L40 | non-dimmable, I, IP65, IK08, UGR≤22, 40° optic, white aluminium body | 645 | 343 | 78 |  | 100000/L80B10 | 3 | 19959 | 114.6 | 174 | 80+ | 4000 | 608.149
| DM1101483 | Norte L LED1x24700 D581 T840 ALU L40 | non-dimmable, I, IP65, IK08, UGR≤22, 40° optic, white aluminium body | 645 | 343 | 78 |  | 100000/L80B10 | 3 | 23657 | 138.7 | 171 | 80+ | 4000 | 608.149
| DM1101484 | Norte L LED1x28350 D582 T840 ALU L40 | non-dimmable, I, IP65, IK08, UGR≤22, 40° optic, white aluminium body | 645 | 343 | 78 |  | 100000/L80B10 | 3 | 27140 | 162.8 | 167 | 80+ | 4000 | 608.149
| DM1101485 | Norte L LED1x31100 D583 T840 ALU L40 | non-dimmable, I, IP65, IK08, UGR≤22, 40° optic, white aluminium body | 945 | 343 | 78 |  | 100000/L80B10 | 3 | 29784 | 171.4 | 174 | 80+ | 4000 | 889.799
| DM1101486 | Norte L LED1x36900 D584 T840 ALU L40 | non-dimmable, I, IP65, IK08, UGR≤22, 40° optic, white aluminium body | 945 | 343 | 78 |  | 100000/L80B10 | 3 | 35302 | 207.4 | 170 | 80+ | 4000 | 889.799
| DM1101487 | Norte L LED1x42300 D585 T840 ALU L40 | non-dimmable, I, IP65, IK08, UGR≤22, 40° optic, white aluminium body | 945 | 343 | 78 |  | 100000/L80B10 | 3 | 40499 | 243.5 | 166 | 80+ | 4000 | 921.146
| DM1101418 | Norte L LED1x7500 D574 T830 ALU L30x65 | non-dimmable, I, IP65, IK08, UGR≤19, 30x65° optic, white aluminium body | 435 | 343 | 78 |  | 100000/L80B10 | 3 | 6636 | 40.5 | 164 | 80+ | 3000 | 380.464
| DM1101419 | Norte L LED1x8500 D575 T830 ALU L30x65 | non-dimmable, I, IP65, IK08, UGR≤19, 30x65° optic, white aluminium body | 435 | 343 | 78 |  | 100000/L80B10 | 3 | 7533 | 46.5 | 162 | 80+ | 3000 | 385.925
| DM1101420 | Norte L LED1x10500 D576 T830 ALU L30x65 | non-dimmable, I, IP65, IK08, UGR≤22, 30x65° optic, white aluminium body | 435 | 343 | 78 |  | 100000/L80B10 | 3 | 9294 | 58.7 | 158 | 80+ | 3000 | 392.977
| DM1101421 | Norte L LED1x12350 D577 T830 ALU L30x65 | non-dimmable, I, IP65, IK08, UGR≤22, 30x65° optic, white aluminium body | 435 | 343 | 78 |  | 100000/L80B10 | 3 | 10960 | 70.1 | 156 | 80+ | 3000 | 392.977
| DM1101422 | Norte L LED1x14250 D578 T830 ALU L30x65 | non-dimmable, I, IP65, IK08, UGR≤22, 30x65° optic, white aluminium body | 435 | 343 | 78 |  | 100000/L80B10 | 3 | 12638 | 82.5 | 153 | 80+ | 3000 | 400.889
| DM1101423 | Norte L LED1x17000 D579 T830 ALU L30x65 | non-dimmable, I, IP65, IK08, UGR≤22, 30x65° optic, white aluminium body | 645 | 343 | 78 |  | 100000/L80B10 | 3 | 15066 | 91.1 | 165 | 80+ | 3000 | 592.712
| DM1101424 | Norte L LED1x20850 D580 T830 ALU L30x65 | non-dimmable, I, IP65, IK08, UGR≤22, 30x65° optic, white aluminium body | 645 | 343 | 78 |  | 100000/L80B10 | 3 | 18493 | 114.6 | 161 | 80+ | 3000 | 608.149
| DM1101425 | Norte L LED1x24700 D581 T830 ALU L30x65 | non-dimmable, I, IP65, IK08, UGR≤22, 30x65° optic, white aluminium body | 645 | 343 | 78 |  | 100000/L80B10 | 3 | 21919 | 138.7 | 158 | 80+ | 3000 | 608.149
| DM1101426 | Norte L LED1x28350 D582 T830 ALU L30x65 | non-dimmable, I, IP65, IK08, UGR≤22, 30x65° optic, white aluminium body | 645 | 343 | 78 |  | 100000/L80B10 | 3 | 25146 | 162.8 | 154 | 80+ | 3000 | 608.149
| DM1101427 | Norte L LED1x31100 D583 T830 ALU L30x65 | non-dimmable, I, IP65, IK08, UGR≤22, 30x65° optic, white aluminium body | 945 | 343 | 78 |  | 100000/L80B10 | 3 | 27597 | 171.4 | 161 | 80+ | 3000 | 889.799
| DM1101428 | Norte L LED1x36900 D584 T830 ALU L30x65 | non-dimmable, I, IP65, IK08, UGR≤22, 30x65° optic, white aluminium body | 945 | 343 | 78 |  | 100000/L80B10 | 3 | 32709 | 207.4 | 158 | 80+ | 3000 | 889.799
| DM1101429 | Norte L LED1x42300 D585 T830 ALU L30x65 | non-dimmable, I, IP65, IK08, UGR≤22, 30x65° optic, white aluminium body | 945 | 343 | 78 |  | 100000/L80B10 | 3 | 37524 | 243.5 | 154 | 80+ | 3000 | 921.146
| DM1101430 | Norte L LED1x7500 D574 T840 ALU L30x65 | non-dimmable, I, IP65, IK08, UGR≤19, 30x65° optic, white aluminium body | 435 | 343 | 78 |  | 100000/L80B10 | 3 | 7005 | 40.5 | 173 | 80+ | 4000 | 380.464
| DM1101431 | Norte L LED1x8500 D575 T840 ALU L30x65 | non-dimmable, I, IP65, IK08, UGR≤19, 30x65° optic, white aluminium body | 435 | 343 | 78 |  | 100000/L80B10 | 3 | 7952 | 46.5 | 171 | 80+ | 4000 | 385.925
| DM1101432 | Norte L LED1x10500 D576 T840 ALU L30x65 | non-dimmable, I, IP65, IK08, UGR≤22, 30x65° optic, white aluminium body | 435 | 343 | 78 |  | 100000/L80B10 | 3 | 9811 | 58.7 | 167 | 80+ | 4000 | 392.977
| DM1101433 | Norte L LED1x12350 D577 T840 ALU L30x65 | non-dimmable, I, IP65, IK08, UGR≤22, 30x65° optic, white aluminium body | 435 | 343 | 78 |  | 100000/L80B10 | 3 | 11569 | 70.1 | 165 | 80+ | 4000 | 392.977
| DM1025865 | Norte L LED1x14250 D578 T840 ALU L30x65 1G | non-dimmable, I, IP65, IK08, UGR≤22, 30x65° optic, white aluminium body | 435 | 343 | 78 |  | 100000/L80B10 | 3 | 13341 | 82.5 | 162 | 80+ | 4000 | 400.889
| DM1101434 | Norte L LED1x17000 D579 T840 ALU L30x65 | non-dimmable, I, IP65, IK08, UGR≤22, 30x65° optic, white aluminium body | 645 | 343 | 78 |  | 100000/L80B10 | 3 | 15903 | 91.1 | 175 | 80+ | 4000 | 592.712
| DM1101435 | Norte L LED1x20850 D580 T840 ALU L30x65 | non-dimmable, I, IP65, IK08, UGR≤22, 30x65° optic, white aluminium body | 645 | 343 | 78 |  | 100000/L80B10 | 3 | 19521 | 114.6 | 170 | 80+ | 4000 | 608.149
| DM1101436 | Norte L LED1x24700 D581 T840 ALU L30x65 | non-dimmable, I, IP65, IK08, UGR≤22, 30x65° optic, white aluminium body | 645 | 343 | 78 |  | 100000/L80B10 | 3 | 23137 | 138.7 | 167 | 80+ | 4000 | 608.149
| DM1025866 | Norte L LED1x28350 D582 T840 ALU L30x65 1G | non-dimmable, I, IP65, IK08, UGR≤22, 30x65° optic, white aluminium body | 645 | 343 | 78 |  | 100000/L80B10 | 3 | 26543 | 162.8 | 163 | 80+ | 4000 | 608.149
| DM1101437 | Norte L LED1x31100 D583 T840 ALU L30x65 | non-dimmable, I, IP65, IK08, UGR≤22, 30x65° optic, white aluminium body | 945 | 343 | 78 |  | 100000/L80B10 | 3 | 29130 | 171.4 | 170 | 80+ | 4000 | 889.799
| DM1101438 | Norte L LED1x36900 D584 T840 ALU L30x65 | non-dimmable, I, IP65, IK08, UGR≤22, 30x65° optic, white aluminium body | 945 | 343 | 78 |  | 100000/L80B10 | 3 | 34526 | 207.4 | 166 | 80+ | 4000 | 889.799
| DM1101439 | Norte L LED1x42300 D585 T840 ALU L30x65 | non-dimmable, I, IP65, IK08, UGR≤22, 30x65° optic, white aluminium body | 945 | 343 | 78 |  | 100000/L80B10 | 3 | 39608 | 243.5 | 163 | 80+ | 4000 | 921.146
| DM1101440 | Norte L LED1x7500 D574 T830 ALU L60 | non-dimmable, I, IP65, IK08, UGR≤22, 60° optic, white aluminium body | 435 | 343 | 78 |  | 100000/L80B10 | 3 | 7083 | 40.5 | 175 | 80+ | 3000 | 380.464
| DM1101441 | Norte L LED1x8500 D575 T830 ALU L60 | non-dimmable, I, IP65, IK08, UGR≤22, 60° optic, white aluminium body | 435 | 343 | 78 |  | 100000/L80B10 | 3 | 8041 | 46.5 | 173 | 80+ | 3000 | 385.925
| DM1101442 | Norte L LED1x10500 D576 T830 ALU L60 | non-dimmable, I, IP65, IK08, UGR≤22, 60° optic, white aluminium body | 435 | 343 | 78 |  | 100000/L80B10 | 3 | 9921 | 58.7 | 169 | 80+ | 3000 | 392.977
| DM1101443 | Norte L LED1x12350 D577 T830 ALU L60 | non-dimmable, I, IP65, IK08, UGR≤22, 60° optic, white aluminium body | 435 | 343 | 78 |  | 100000/L80B10 | 3 | 11699 | 70.1 | 167 | 80+ | 3000 | 392.977
| DM1101444 | Norte L LED1x14250 D578 T830 ALU L60 | non-dimmable, I, IP65, IK08, UGR≤22, 60° optic, white aluminium body | 435 | 343 | 78 |  | 100000/L80B10 | 3 | 13490 | 82.5 | 164 | 80+ | 3000 | 400.889
| DM1101445 | Norte L LED1x17000 D579 T830 ALU L60 | non-dimmable, I, IP65, IK08, UGR≤22, 60° optic, white aluminium body | 645 | 343 | 78 |  | 100000/L80B10 | 3 | 16082 | 91.1 | 177 | 80+ | 3000 | 592.712
| DM1101446 | Norte L LED1x20850 D580 T830 ALU L60 | non-dimmable, I, IP65, IK08, UGR≤22, 60° optic, white aluminium body | 645 | 343 | 78 |  | 100000/L80B10 | 3 | 19740 | 114.6 | 172 | 80+ | 3000 | 608.149
| DM1101447 | Norte L LED1x24700 D581 T830 ALU L60 | non-dimmable, I, IP65, IK08, UGR≤22, 60° optic, white aluminium body | 645 | 343 | 78 |  | 100000/L80B10 | 3 | 23397 | 138.7 | 169 | 80+ | 3000 | 608.149
| DM1101448 | Norte L LED1x28350 D582 T830 ALU L60 | non-dimmable, I, IP65, IK08, UGR≤22, 60° optic, white aluminium body | 645 | 343 | 78 |  | 100000/L80B10 | 3 | 26842 | 162.8 | 165 | 80+ | 3000 | 608.149
| DM1101449 | Norte L LED1x31100 D583 T830 ALU L60 | non-dimmable, I, IP65, IK08, UGR≤22, 60° optic, white aluminium body | 945 | 343 | 78 |  | 100000/L80B10 | 3 | 29457 | 171.4 | 172 | 80+ | 3000 | 889.799
| DM1101450 | Norte L LED1x36900 D584 T830 ALU L60 | non-dimmable, I, IP65, IK08, UGR≤22, 60° optic, white aluminium body | 945 | 343 | 78 |  | 100000/L80B10 | 3 | 34914 | 207.4 | 168 | 80+ | 3000 | 889.799
| DM1101451 | Norte L LED1x42300 D585 T830 ALU L60 | non-dimmable, I, IP65, IK08, UGR≤22, 60° optic, white aluminium body | 945 | 343 | 78 |  | 100000/L80B10 | 3 | 40054 | 243.5 | 164 | 80+ | 3000 | 921.146
| DM1101452 | Norte L LED1x7500 D574 T840 ALU L60 | non-dimmable, I, IP65, IK08, UGR≤22, 60° optic, white aluminium body | 435 | 343 | 78 |  | 100000/L80B10 | 3 | 7477 | 40.5 | 185 | 80+ | 4000 | 380.464
| DM1101453 | Norte L LED1x8500 D575 T840 ALU L60 | non-dimmable, I, IP65, IK08, UGR≤22, 60° optic, white aluminium body | 435 | 343 | 78 |  | 100000/L80B10 | 3 | 8488 | 46.5 | 183 | 80+ | 4000 | 385.925
| DM1101454 | Norte L LED1x10500 D576 T840 ALU L60 | non-dimmable, I, IP65, IK08, UGR≤22, 60° optic, white aluminium body | 435 | 343 | 78 |  | 100000/L80B10 | 3 | 10472 | 58.7 | 178 | 80+ | 4000 | 392.977
| DM1101455 | Norte L LED1x12350 D577 T840 ALU L60 | non-dimmable, I, IP65, IK08, UGR≤22, 60° optic, white aluminium body | 435 | 343 | 78 |  | 100000/L80B10 | 3 | 12348 | 70.1 | 176 | 80+ | 4000 | 392.977
| DM1101456 | Norte L LED1x14250 D578 T840 ALU L60 | non-dimmable, I, IP65, IK08, UGR≤22, 60° optic, white aluminium body | 435 | 343 | 78 |  | 100000/L80B10 | 3 | 14240 | 82.5 | 173 | 80+ | 4000 | 400.889
| DM1101457 | Norte L LED1x17000 D579 T840 ALU L60 | non-dimmable, I, IP65, IK08, UGR≤22, 60° optic, white aluminium body | 645 | 343 | 78 |  | 100000/L80B10 | 3 | 16975 | 91.1 | 186 | 80+ | 4000 | 592.712
| DM1101458 | Norte L LED1x20850 D580 T840 ALU L60 | non-dimmable, I, IP65, IK08, UGR≤22, 60° optic, white aluminium body | 645 | 343 | 78 |  | 100000/L80B10 | 3 | 20837 | 114.6 | 182 | 80+ | 4000 | 608.149
| DM1101459 | Norte L LED1x24700 D581 T840 ALU L60 | non-dimmable, I, IP65, IK08, UGR≤22, 60° optic, white aluminium body | 645 | 343 | 78 |  | 100000/L80B10 | 3 | 24697 | 138.7 | 178 | 80+ | 4000 | 608.149
| DM1101460 | Norte L LED1x28350 D582 T840 ALU L60 | non-dimmable, I, IP65, IK08, UGR≤22, 60° optic, white aluminium body | 645 | 343 | 78 |  | 100000/L80B10 | 3 | 28333 | 162.8 | 174 | 80+ | 4000 | 608.149
| DM1101461 | Norte L LED1x31100 D583 T840 ALU L60 | non-dimmable, I, IP65, IK08, UGR≤22, 60° optic, white aluminium body | 945 | 343 | 78 |  | 100000/L80B10 | 3 | 31094 | 171.4 | 181 | 80+ | 4000 | 889.799
| DM1101462 | Norte L LED1x36900 D584 T840 ALU L60 | non-dimmable, I, IP65, IK08, UGR≤22, 60° optic, white aluminium body | 945 | 343 | 78 |  | 100000/L80B10 | 3 | 36854 | 207.4 | 178 | 80+ | 4000 | 889.799
| DM1101463 | Norte L LED1x42300 D585 T840 ALU L60 | non-dimmable, I, IP65, IK08, UGR≤22, 60° optic, white aluminium body | 945 | 343 | 78 |  | 100000/L80B10 | 3 | 42279 | 243.5 | 174 | 80+ | 4000 | 921.146
| DM1108671 | Norte L LED1x7500 D574 T830 ALU L75 | non-dimmable, I, IP65, IK08, UGR≤22, 75° optic, white aluminium body | 435 | 343 | 78 |  | 100000/L80B10 | 3 | 6785 | 40.5 | 168 | 80+ | 3000 | 380.464
| DM1108672 | Norte L LED1x8500 D575 T830 ALU L75 | non-dimmable, I, IP65, IK08, UGR≤22, 75° optic, white aluminium body | 435 | 343 | 78 |  | 100000/L80B10 | 3 | 7702 | 46.5 | 166 | 80+ | 3000 | 385.925
| DM1108673 | Norte L LED1x10500 D576 T830 ALU L75 | non-dimmable, I, IP65, IK08, UGR≤22, 75° optic, white aluminium body | 435 | 343 | 78 |  | 100000/L80B10 | 3 | 9503 | 58.7 | 162 | 80+ | 3000 | 392.977
| DM1108674 | Norte L LED1x12350 D577 T830 ALU L75 | non-dimmable, I, IP65, IK08, UGR≤22, 75° optic, white aluminium body | 435 | 343 | 78 |  | 100000/L80B10 | 3 | 11206 | 70.1 | 160 | 80+ | 3000 | 392.977
| DM1108675 | Norte L LED1x14250 D578 T830 ALU L75 | non-dimmable, I, IP65, IK08, UGR≤22, 75° optic, white aluminium body | 435 | 343 | 78 |  | 100000/L80B10 | 3 | 12922 | 82.5 | 157 | 80+ | 3000 | 400.889
| DM1108676 | Norte L LED1x17000 D579 T830 ALU L75 | non-dimmable, I, IP65, IK08, UGR≤22, 75° optic, white aluminium body | 645 | 343 | 78 |  | 100000/L80B10 | 3 | 15405 | 91.1 | 169 | 80+ | 3000 | 592.712
| DM1108677 | Norte L LED1x20850 D580 T830 ALU L75 | non-dimmable, I, IP65, IK08, UGR≤22, 75° optic, white aluminium body | 645 | 343 | 78 |  | 100000/L80B10 | 3 | 18909 | 114.6 | 165 | 80+ | 3000 | 608.149
| DM1108678 | Norte L LED1x24700 D581 T830 ALU L75 | non-dimmable, I, IP65, IK08, UGR≤22, 75° optic, white aluminium body | 645 | 343 | 78 |  | 100000/L80B10 | 3 | 22412 | 138.7 | 162 | 80+ | 3000 | 608.149
| DM1108679 | Norte L LED1x28350 D582 T830 ALU L75 | non-dimmable, I, IP65, IK08, UGR≤22, 75° optic, white aluminium body | 645 | 343 | 78 |  | 100000/L80B10 | 3 | 25711 | 162.8 | 158 | 80+ | 3000 | 608.149
| DM1108680 | Norte L LED1x31100 D583 T830 ALU L75 | non-dimmable, I, IP65, IK08, UGR≤22, 75° optic, white aluminium body | 945 | 343 | 78 |  | 100000/L80B10 | 3 | 28217 | 171.4 | 165 | 80+ | 3000 | 889.799
| DM1108681 | Norte L LED1x36900 D584 T830 ALU L75 | non-dimmable, I, IP65, IK08, UGR≤22, 75° optic, white aluminium body | 945 | 343 | 78 |  | 100000/L80B10 | 3 | 33444 | 207.4 | 161 | 80+ | 3000 | 889.799
| DM1108682 | Norte L LED1x42300 D585 T830 ALU L75 | non-dimmable, I, IP65, IK08, UGR≤22, 75° optic, white aluminium body | 945 | 343 | 78 |  | 100000/L80B10 | 3 | 38367 | 243.5 | 158 | 80+ | 3000 | 921.146
| DM1109580 | Norte L LED1x7500 D574 T840 ALU L75 | non-dimmable, I, IP65, IK08, UGR≤22, 75° optic, white aluminium body | 435 | 343 | 78 |  | 100000/L80B10 | 3 | 7162 | 40.5 | 177 | 80+ | 4000 | 380.464
| DM1108683 | Norte L LED1x8500 D575 T840 ALU L75 | non-dimmable, I, IP65, IK08, UGR≤22, 75° optic, white aluminium body | 435 | 343 | 78 |  | 100000/L80B10 | 3 | 8130 | 46.5 | 175 | 80+ | 4000 | 385.925
| DM1108684 | Norte L LED1x10500 D576 T840 ALU L75 | non-dimmable, I, IP65, IK08, UGR≤22, 75° optic, white aluminium body | 435 | 343 | 78 |  | 100000/L80B10 | 3 | 10031 | 58.7 | 171 | 80+ | 4000 | 392.977
| DM1108685 | Norte L LED1x12350 D577 T840 ALU L75 | non-dimmable, I, IP65, IK08, UGR≤22, 75° optic, white aluminium body | 435 | 343 | 78 |  | 100000/L80B10 | 3 | 11829 | 70.1 | 169 | 80+ | 4000 | 392.977
| DM1108686 | Norte L LED1x14250 D578 T840 ALU L75 | non-dimmable, I, IP65, IK08, UGR≤22, 75° optic, white aluminium body | 435 | 343 | 78 |  | 100000/L80B10 | 3 | 13640 | 82.5 | 165 | 80+ | 4000 | 400.889
| DM1108687 | Norte L LED1x17000 D579 T840 ALU L75 | non-dimmable, I, IP65, IK08, UGR≤22, 75° optic, white aluminium body | 645 | 343 | 78 |  | 100000/L80B10 | 3 | 16260 | 91.1 | 178 | 80+ | 4000 | 592.712
| DM1108688 | Norte L LED1x20850 D580 T840 ALU L75 | non-dimmable, I, IP65, IK08, UGR≤22, 75° optic, white aluminium body | 645 | 343 | 78 |  | 100000/L80B10 | 3 | 19959 | 114.6 | 174 | 80+ | 4000 | 608.149
| DM1108689 | Norte L LED1x24700 D581 T840 ALU L75 | non-dimmable, I, IP65, IK08, UGR≤22, 75° optic, white aluminium body | 645 | 343 | 78 |  | 100000/L80B10 | 3 | 23657 | 138.7 | 171 | 80+ | 4000 | 608.149
| DM1108690 | Norte L LED1x28350 D582 T840 ALU L75 | non-dimmable, I, IP65, IK08, UGR≤22, 75° optic, white aluminium body | 645 | 343 | 78 |  | 100000/L80B10 | 3 | 27140 | 162.8 | 167 | 80+ | 4000 | 608.149
| DM1108691 | Norte L LED1x31100 D583 T840 ALU L75 | non-dimmable, I, IP65, IK08, UGR≤22, 75° optic, white aluminium body | 945 | 343 | 78 |  | 100000/L80B10 | 3 | 29784 | 171.4 | 174 | 80+ | 4000 | 889.799
| DM1108692 | Norte L LED1x36900 D584 T840 ALU L75 | non-dimmable, I, IP65, IK08, UGR≤22, 75° optic, white aluminium body | 945 | 343 | 78 |  | 100000/L80B10 | 3 | 35302 | 207.4 | 170 | 80+ | 4000 | 889.799
| DM1108693 | Norte L LED1x42300 D585 T840 ALU L75 | non-dimmable, I, IP65, IK08, UGR≤22, 75° optic, white aluminium body | 945 | 343 | 78 |  | 100000/L80B10 | 3 | 40499 | 243.5 | 166 | 80+ | 4000 | 921.146
| DM1101396 | Norte L LED1x7500 D574 T830 ALU L90x90 | non-dimmable, I, IP65, IK08, 90x90° optic, white aluminium body | 435 | 343 | 78 |  | 100000/L80B10 | 3 | 7083 | 40.5 | 175 | 80+ | 3000 | 380.464
| DM1101397 | Norte L LED1x8500 D575 T830 ALU L90x90 | non-dimmable, I, IP65, IK08, 90x90° optic, white aluminium body | 435 | 343 | 78 |  | 100000/L80B10 | 3 | 8041 | 46.5 | 173 | 80+ | 3000 | 385.925
| DM1101398 | Norte L LED1x10500 D576 T830 ALU L90x90 | non-dimmable, I, IP65, IK08, 90x90° optic, white aluminium body | 435 | 343 | 78 |  | 100000/L80B10 | 3 | 9921 | 58.7 | 169 | 80+ | 3000 | 392.977
| DM1101399 | Norte L LED1x12350 D577 T830 ALU L90x90 | non-dimmable, I, IP65, IK08, 90x90° optic, white aluminium body | 435 | 343 | 78 |  | 100000/L80B10 | 3 | 11699 | 70.1 | 167 | 80+ | 3000 | 392.977
| DM1101400 | Norte L LED1x14250 D578 T830 ALU L90x90 | non-dimmable, I, IP65, IK08, 90x90° optic, white aluminium body | 435 | 343 | 78 |  | 100000/L80B10 | 3 | 13490 | 82.5 | 164 | 80+ | 3000 | 400.889
| DM1101401 | Norte L LED1x17000 D579 T830 ALU L90x90 | non-dimmable, I, IP65, IK08, 90x90° optic, white aluminium body | 645 | 343 | 78 |  | 100000/L80B10 | 3 | 16082 | 91.1 | 177 | 80+ | 3000 | 592.712
| DM1101402 | Norte L LED1x20850 D580 T830 ALU L90x90 | non-dimmable, I, IP65, IK08, 90x90° optic, white aluminium body | 645 | 343 | 78 |  | 100000/L80B10 | 3 | 19740 | 114.6 | 172 | 80+ | 3000 | 608.149
| DM1101403 | Norte L LED1x24700 D581 T830 ALU L90x90 | non-dimmable, I, IP65, IK08, 90x90° optic, white aluminium body | 645 | 343 | 78 |  | 100000/L80B10 | 3 | 23397 | 138.7 | 169 | 80+ | 3000 | 608.149
| DM1101404 | Norte L LED1x28350 D582 T830 ALU L90x90 | non-dimmable, I, IP65, IK08, 90x90° optic, white aluminium body | 645 | 343 | 78 |  | 100000/L80B10 | 3 | 26842 | 162.8 | 165 | 80+ | 3000 | 608.149
| DM1101405 | Norte L LED1x31100 D583 T830 ALU L90x90 | non-dimmable, I, IP65, IK08, 90x90° optic, white aluminium body | 945 | 343 | 78 |  | 100000/L80B10 | 3 | 29457 | 171.4 | 172 | 80+ | 3000 | 889.799
| DM1101406 | Norte L LED1x36900 D584 T830 ALU L90x90 | non-dimmable, I, IP65, IK08, 90x90° optic, white aluminium body | 945 | 343 | 78 |  | 100000/L80B10 | 3 | 34914 | 207.4 | 168 | 80+ | 3000 | 889.799
| DM1101407 | Norte L LED1x42300 D585 T830 ALU L90x90 | non-dimmable, I, IP65, IK08, 90x90° optic, white aluminium body | 945 | 343 | 78 |  | 100000/L80B10 | 3 | 40054 | 243.5 | 164 | 80+ | 3000 | 921.146
| DM1101408 | Norte L LED1x7500 D574 T840 ALU L90x90 | non-dimmable, I, IP65, IK08, 90x90° optic, white aluminium body | 435 | 343 | 78 |  | 100000/L80B10 | 3 | 7477 | 40.5 | 185 | 80+ | 4000 | 380.464
| DM1101409 | Norte L LED1x8500 D575 T840 ALU L90x90 | non-dimmable, I, IP65, IK08, 90x90° optic, white aluminium body | 435 | 343 | 78 |  | 100000/L80B10 | 3 | 8488 | 46.5 | 183 | 80+ | 4000 | 385.925
| DM1101410 | Norte L LED1x10500 D576 T840 ALU L90x90 | non-dimmable, I, IP65, IK08, 90x90° optic, white aluminium body | 435 | 343 | 78 |  | 100000/L80B10 | 3 | 10472 | 58.7 | 178 | 80+ | 4000 | 392.977
| DM1101411 | Norte L LED1x12350 D577 T840 ALU L90x90 | non-dimmable, I, IP65, IK08, 90x90° optic, white aluminium body | 435 | 343 | 78 |  | 100000/L80B10 | 3 | 12348 | 70.1 | 176 | 80+ | 4000 | 392.977
| DM1025862 | Norte L LED1x14250 D578 T840 ALU L90x90 | non-dimmable, I, IP65, IK08, 90x90° optic, white aluminium body | 435 | 343 | 78 |  | 100000/L80B10 | 3 | 14240 | 82.5 | 173 | 80+ | 4000 | 400.889
| DM1101412 | Norte L LED1x17000 D579 T840 ALU L90x90 | non-dimmable, I, IP65, IK08, 90x90° optic, white aluminium body | 645 | 343 | 78 |  | 100000/L80B10 | 3 | 16975 | 91.1 | 186 | 80+ | 4000 | 592.712
| DM1101413 | Norte L LED1x20850 D580 T840 ALU L90x90 | non-dimmable, I, IP65, IK08, 90x90° optic, white aluminium body | 645 | 343 | 78 |  | 100000/L80B10 | 3 | 20837 | 114.6 | 182 | 80+ | 4000 | 608.149
| DM1101414 | Norte L LED1x24700 D581 T840 ALU L90x90 | non-dimmable, I, IP65, IK08, 90x90° optic, white aluminium body | 645 | 343 | 78 |  | 100000/L80B10 | 3 | 24697 | 138.7 | 178 | 80+ | 4000 | 608.149
| DM1025864 | Norte L LED1x28350 D582 T840 ALU L90x90 | non-dimmable, I, IP65, IK08, 90x90° optic, white aluminium body | 645 | 343 | 78 |  | 100000/L80B10 | 3 | 28333 | 162.8 | 174 | 80+ | 4000 | 608.149
| DM1101415 | Norte L LED1x31100 D583 T840 ALU L90x90 | non-dimmable, I, IP65, IK08, 90x90° optic, white aluminium body | 945 | 343 | 78 |  | 100000/L80B10 | 3 | 31094 | 171.4 | 181 | 80+ | 4000 | 889.799
| DM1101416 | Norte L LED1x36900 D584 T840 ALU L90x90 | non-dimmable, I, IP65, IK08, 90x90° optic, white aluminium body | 945 | 343 | 78 |  | 100000/L80B10 | 3 | 36854 | 207.4 | 178 | 80+ | 4000 | 889.799
| DM1101417 | Norte L LED1x42300 D585 T840 ALU L90x90 | non-dimmable, I, IP65, IK08, 90x90° optic, white aluminium body | 945 | 343 | 78 |  | 100000/L80B10 | 3 | 42279 | 243.5 | 174 | 80+ | 4000 | 921.146
| DM1101806 | Norte L LED1x7500 D574 T830 ALU L120 | non-dimmable, I, IP65, IK08, 120° optic, white aluminium body | 435 | 343 | 78 |  | 100000/L80B10 | 3 | 7083 | 40.5 | 175 | 80+ | 3000 | 380.464
| DM1101807 | Norte L LED1x8500 D575 T830 ALU L120 | non-dimmable, I, IP65, IK08, 120° optic, white aluminium body | 435 | 343 | 78 |  | 100000/L80B10 | 3 | 8041 | 46.5 | 173 | 80+ | 3000 | 385.925
| DM1101808 | Norte L LED1x10500 D576 T830 ALU L120 | non-dimmable, I, IP65, IK08, 120° optic, white aluminium body | 435 | 343 | 78 |  | 100000/L80B10 | 3 | 9921 | 58.7 | 169 | 80+ | 3000 | 392.977
| DM1101809 | Norte L LED1x12350 D577 T830 ALU L120 | non-dimmable, I, IP65, IK08, 120° optic, white aluminium body | 435 | 343 | 78 |  | 100000/L80B10 | 3 | 11699 | 70.1 | 167 | 80+ | 3000 | 392.977
| DM1101810 | Norte L LED1x14250 D578 T830 ALU L120 | non-dimmable, I, IP65, IK08, 120° optic, white aluminium body | 435 | 343 | 78 |  | 100000/L80B10 | 3 | 13490 | 82.5 | 164 | 80+ | 3000 | 400.889
| DM1101811 | Norte L LED1x17000 D579 T830 ALU L120 | non-dimmable, I, IP65, IK08, 120° optic, white aluminium body | 645 | 343 | 78 |  | 100000/L80B10 | 3 | 16082 | 91.1 | 177 | 80+ | 3000 | 592.712
| DM1101812 | Norte L LED1x20850 D580 T830 ALU L120 | non-dimmable, I, IP65, IK08, 120° optic, white aluminium body | 645 | 343 | 78 |  | 100000/L80B10 | 3 | 19740 | 114.6 | 172 | 80+ | 3000 | 608.149
| DM1101813 | Norte L LED1x24700 D581 T830 ALU L120 | non-dimmable, I, IP65, IK08, 120° optic, white aluminium body | 645 | 343 | 78 |  | 100000/L80B10 | 3 | 23397 | 138.7 | 169 | 80+ | 3000 | 608.149
| DM1101814 | Norte L LED1x28350 D582 T830 ALU L120 | non-dimmable, I, IP65, IK08, 120° optic, white aluminium body | 645 | 343 | 78 |  | 100000/L80B10 | 3 | 26842 | 162.8 | 165 | 80+ | 3000 | 608.149
| DM1101815 | Norte L LED1x31100 D583 T830 ALU L120 | non-dimmable, I, IP65, IK08, 120° optic, white aluminium body | 945 | 343 | 78 |  | 100000/L80B10 | 3 | 29457 | 171.4 | 172 | 80+ | 3000 | 889.799
| DM1101816 | Norte L LED1x36900 D584 T830 ALU L120 | non-dimmable, I, IP65, IK08, 120° optic, white aluminium body | 945 | 343 | 78 |  | 100000/L80B10 | 3 | 34914 | 207.4 | 168 | 80+ | 3000 | 889.799
| DM1101817 | Norte L LED1x42300 D585 T830 ALU L120 | non-dimmable, I, IP65, IK08, 120° optic, white aluminium body | 945 | 343 | 78 |  | 100000/L80B10 | 3 | 40054 | 243.5 | 164 | 80+ | 3000 | 921.146
| DM1101818 | Norte L LED1x7500 D574 T840 ALU L120 | non-dimmable, I, IP65, IK08, 120° optic, white aluminium body | 435 | 343 | 78 |  | 100000/L80B10 | 3 | 7477 | 40.5 | 185 | 80+ | 4000 | 380.464
| DM1101819 | Norte L LED1x8500 D575 T840 ALU L120 | non-dimmable, I, IP65, IK08, 120° optic, white aluminium body | 435 | 343 | 78 |  | 100000/L80B10 | 3 | 8488 | 46.5 | 183 | 80+ | 4000 | 385.925
| DM1101820 | Norte L LED1x10500 D576 T840 ALU L120 | non-dimmable, I, IP65, IK08, 120° optic, white aluminium body | 435 | 343 | 78 |  | 100000/L80B10 | 3 | 10472 | 58.7 | 178 | 80+ | 4000 | 392.977
| DM1101821 | Norte L LED1x12350 D577 T840 ALU L120 | non-dimmable, I, IP65, IK08, 120° optic, white aluminium body | 435 | 343 | 78 |  | 100000/L80B10 | 3 | 12348 | 70.1 | 176 | 80+ | 4000 | 392.977
| DM1101822 | Norte L LED1x14250 D578 T840 ALU L120 | non-dimmable, I, IP65, IK08, 120° optic, white aluminium body | 435 | 343 | 78 |  | 100000/L80B10 | 3 | 14240 | 82.5 | 173 | 80+ | 4000 | 400.889
| DM1101823 | Norte L LED1x17000 D579 T840 ALU L120 | non-dimmable, I, IP65, IK08, 120° optic, white aluminium body | 645 | 343 | 78 |  | 100000/L80B10 | 3 | 16975 | 91.1 | 186 | 80+ | 4000 | 592.712
| DM1101824 | Norte L LED1x20850 D580 T840 ALU L120 | non-dimmable, I, IP65, IK08, 120° optic, white aluminium body | 645 | 343 | 78 |  | 100000/L80B10 | 3 | 20837 | 114.6 | 182 | 80+ | 4000 | 608.149
| DM1101825 | Norte L LED1x24700 D581 T840 ALU L120 | non-dimmable, I, IP65, IK08, 120° optic, white aluminium body | 645 | 343 | 78 |  | 100000/L80B10 | 3 | 24697 | 138.7 | 178 | 80+ | 4000 | 608.149
| DM1101826 | Norte L LED1x28350 D582 T840 ALU L120 | non-dimmable, I, IP65, IK08, 120° optic, white aluminium body | 645 | 343 | 78 |  | 100000/L80B10 | 3 | 28333 | 162.8 | 174 | 80+ | 4000 | 608.149
| DM1101827 | Norte L LED1x31100 D583 T840 ALU L120 | non-dimmable, I, IP65, IK08, 120° optic, white aluminium body | 945 | 343 | 78 |  | 100000/L80B10 | 3 | 31094 | 171.4 | 181 | 80+ | 4000 | 889.799
| DM1101828 | Norte L LED1x36900 D584 T840 ALU L120 | non-dimmable, I, IP65, IK08, 120° optic, white aluminium body | 945 | 343 | 78 |  | 100000/L80B10 | 3 | 36854 | 207.4 | 178 | 80+ | 4000 | 889.799
| DM1101829 | Norte L LED1x42300 D585 T840 ALU L120 | non-dimmable, I, IP65, IK08, 120° optic, white aluminium body | 945 | 343 | 78 |  | 100000/L80B10 | 3 | 42279 | 243.5 | 174 | 80+ | 4000 | 921.146
| DM1112096 | Norte L LED1x7500 D574 T840 ALU L60 SPORT | non-dimmable, I, IP65, IK10, UGR≤22, 60° optic, white aluminium body with protection grid | 435 | 343 | 93 |  | 100000/L80B10 | 3 | 6769 | 40.5 | 167 | 80+ | 4000 | 412.241
| DM1112097 | Norte L LED1x8500 D575 T840 ALU L60 SPORT | non-dimmable, I, IP65, IK10, UGR≤22, 60° optic, white aluminium body with protection grid | 435 | 343 | 93 |  | 100000/L80B10 | 3 | 7684 | 46.5 | 165 | 80+ | 4000 | 417.659
| DM1112098 | Norte L LED1x10500 D576 T840 ALU L60 SPORT | non-dimmable, I, IP65, IK10, UGR≤22, 60° optic, white aluminium body with protection grid | 435 | 343 | 93 |  | 100000/L80B10 | 3 | 9480 | 58.7 | 161 | 80+ | 4000 | 424.754
| DM1112099 | Norte L LED1x12350 D577 T840 ALU L60 SPORT | non-dimmable, I, IP65, IK10, UGR≤22, 60° optic, white aluminium body with protection grid | 435 | 343 | 93 |  | 100000/L80B10 | 3 | 11179 | 70.1 | 159 | 80+ | 4000 | 424.754
| DM1112100 | Norte L LED1x14250 D578 T840 ALU L60 SPORT | non-dimmable, I, IP65, IK10, UGR≤22, 60° optic, white aluminium body with protection grid | 435 | 343 | 93 |  | 100000/L80B10 | 3 | 12891 | 82.5 | 156 | 80+ | 4000 | 432.021
| DM1112101 | Norte L LED1x17000 D579 T840 ALU L60 SPORT | non-dimmable, I, IP65, IK10, UGR≤22, 60° optic, white aluminium body with protection grid | 645 | 343 | 93 |  | 100000/L80B10 | 3 | 15367 | 91.1 | 169 | 80+ | 4000 | 631.498
| DM1112102 | Norte L LED1x20850 D580 T840 ALU L60 SPORT | non-dimmable, I, IP65, IK10, UGR≤22, 60° optic, white aluminium body with protection grid | 645 | 343 | 93 |  | 100000/L80B10 | 3 | 18863 | 114.6 | 165 | 80+ | 4000 | 647.623
| DM1112103 | Norte L LED1x24700 D581 T840 ALU L60 SPORT | non-dimmable, I, IP65, IK10, UGR≤22, 60° optic, white aluminium body with protection grid | 645 | 343 | 93 |  | 100000/L80B10 | 3 | 22357 | 138.7 | 161 | 80+ | 4000 | 647.623
| DM1112104 | Norte L LED1x28350 D582 T840 ALU L60 SPORT | non-dimmable, I, IP65, IK10, UGR≤22, 60° optic, white aluminium body with protection grid | 645 | 343 | 93 |  | 100000/L80B10 | 3 | 25649 | 162.8 | 158 | 80+ | 4000 | 647.623
| DM1112105 | Norte L LED1x31100 D583 T840 ALU L60 SPORT | non-dimmable, I, IP65, IK10, UGR≤22, 60° optic, white aluminium body with protection grid | 945 | 343 | 93 |  | 100000/L80B10 | 3 | 28148 | 171.4 | 164 | 80+ | 4000 | 951.547
| DM1112106 | Norte L LED1x36900 D584 T840 ALU L60 SPORT | non-dimmable, I, IP65, IK10, UGR≤22, 60° optic, white aluminium body with protection grid | 945 | 343 | 93 |  | 100000/L80B10 | 3 | 33363 | 207.4 | 161 | 80+ | 4000 | 951.547
| DM1112107 | Norte L LED1x42300 D585 T840 ALU L60 SPORT | non-dimmable, I, IP65, IK10, UGR≤22, 60° optic, white aluminium body with protection grid | 945 | 343 | 93 |  | 100000/L80B10 | 3 | 38273 | 243.5 | 157 | 80+ | 4000 | 983.367
| DM1112108 | Norte L LED1x7500 D574 T830 ALU L75 SPORT | non-dimmable, I, IP65, IK10, UGR≤22, 75° optic, white aluminium body with protection grid | 435 | 343 | 93 |  | 100000/L80B10 | 3 | 6114 | 40.5 | 151 | 80+ | 3000 | 412.241
| DM1112109 | Norte L LED1x8500 D575 T830 ALU L75 SPORT | non-dimmable, I, IP65, IK10, UGR≤22, 75° optic, white aluminium body with protection grid | 435 | 343 | 93 |  | 100000/L80B10 | 3 | 6941 | 46.5 | 149 | 80+ | 3000 | 417.659
| DM1112110 | Norte L LED1x10500 D576 T830 ALU L75 SPORT | non-dimmable, I, IP65, IK10, UGR≤22, 75° optic, white aluminium body with protection grid | 435 | 343 | 93 |  | 100000/L80B10 | 3 | 8563 | 58.7 | 146 | 80+ | 3000 | 424.754
| DM1112111 | Norte L LED1x12350 D577 T830 ALU L75 SPORT | non-dimmable, I, IP65, IK10, UGR≤22, 75° optic, white aluminium body with protection grid | 435 | 343 | 93 |  | 100000/L80B10 | 3 | 10098 | 70.1 | 144 | 80+ | 3000 | 424.754
| DM1112112 | Norte L LED1x14250 D578 T830 ALU L75 SPORT | non-dimmable, I, IP65, IK10, UGR≤22, 75° optic, white aluminium body with protection grid | 435 | 343 | 93 |  | 100000/L80B10 | 3 | 11644 | 82.5 | 141 | 80+ | 3000 | 432.021
| DM1112113 | Norte L LED1x17000 D579 T830 ALU L75 SPORT | non-dimmable, I, IP65, IK10, UGR≤22, 75° optic, white aluminium body with protection grid | 645 | 343 | 93 |  | 100000/L80B10 | 3 | 13881 | 91.1 | 152 | 80+ | 3000 | 631.498
| DM1112114 | Norte L LED1x20850 D580 T830 ALU L75 SPORT | non-dimmable, I, IP65, IK10, UGR≤22, 75° optic, white aluminium body with protection grid | 645 | 343 | 93 |  | 100000/L80B10 | 3 | 17039 | 114.6 | 149 | 80+ | 3000 | 647.623
| DM1112115 | Norte L LED1x24700 D581 T830 ALU L75 SPORT | non-dimmable, I, IP65, IK10, UGR≤22, 75° optic, white aluminium body with protection grid | 645 | 343 | 93 |  | 100000/L80B10 | 3 | 20195 | 138.7 | 146 | 80+ | 3000 | 647.623
| DM1112116 | Norte L LED1x28350 D582 T830 ALU L75 SPORT | non-dimmable, I, IP65, IK10, UGR≤22, 75° optic, white aluminium body with protection grid | 645 | 343 | 93 |  | 100000/L80B10 | 3 | 23169 | 162.8 | 142 | 80+ | 3000 | 647.623
| DM1112117 | Norte L LED1x31100 D583 T830 ALU L75 SPORT | non-dimmable, I, IP65, IK10, UGR≤22, 75° optic, white aluminium body with protection grid | 945 | 343 | 93 |  | 100000/L80B10 | 3 | 25426 | 171.4 | 148 | 80+ | 3000 | 951.547
| DM1112118 | Norte L LED1x36900 D584 T830 ALU L75 SPORT | non-dimmable, I, IP65, IK10, UGR≤22, 75° optic, white aluminium body with protection grid | 945 | 343 | 93 |  | 100000/L80B10 | 3 | 30137 | 207.4 | 145 | 80+ | 3000 | 951.547
| DM1112119 | Norte L LED1x42300 D585 T830 ALU L75 SPORT | non-dimmable, I, IP65, IK10, UGR≤22, 75° optic, white aluminium body with protection grid | 945 | 343 | 93 |  | 100000/L80B10 | 3 | 34573 | 243.5 | 142 | 80+ | 3000 | 983.367
| DM1112120 | Norte L LED1x7500 D574 T840 ALU L75 SPORT | non-dimmable, I, IP65, IK10, UGR≤22, 75° optic, white aluminium body with protection grid | 435 | 343 | 93 |  | 100000/L80B10 | 3 | 6454 | 40.5 | 159 | 80+ | 4000 | 412.241
| DM1112121 | Norte L LED1x8500 D575 T840 ALU L75 SPORT | non-dimmable, I, IP65, IK10, UGR≤22, 75° optic, white aluminium body with protection grid | 435 | 343 | 93 |  | 100000/L80B10 | 3 | 7326 | 46.5 | 158 | 80+ | 4000 | 417.659
| DM1112122 | Norte L LED1x10500 D576 T840 ALU L75 SPORT | non-dimmable, I, IP65, IK10, UGR≤22, 75° optic, white aluminium body with protection grid | 435 | 343 | 93 |  | 100000/L80B10 | 3 | 9039 | 58.7 | 154 | 80+ | 4000 | 424.754
| DM1112123 | Norte L LED1x12350 D577 T840 ALU L75 SPORT | non-dimmable, I, IP65, IK10, UGR≤22, 75° optic, white aluminium body with protection grid | 435 | 343 | 93 |  | 100000/L80B10 | 3 | 10659 | 70.1 | 152 | 80+ | 4000 | 424.754
| DM1112124 | Norte L LED1x14250 D578 T840 ALU L75 SPORT | non-dimmable, I, IP65, IK10, UGR≤22, 75° optic, white aluminium body with protection grid | 435 | 343 | 93 |  | 100000/L80B10 | 3 | 12291 | 82.5 | 149 | 80+ | 4000 | 432.021
| DM1112125 | Norte L LED1x17000 D579 T840 ALU L75 SPORT | non-dimmable, I, IP65, IK10, UGR≤22, 75° optic, white aluminium body with protection grid | 645 | 343 | 93 |  | 100000/L80B10 | 3 | 14652 | 91.1 | 161 | 80+ | 4000 | 631.498
| DM1112126 | Norte L LED1x20850 D580 T840 ALU L75 SPORT | non-dimmable, I, IP65, IK10, UGR≤22, 75° optic, white aluminium body with protection grid | 645 | 343 | 93 |  | 100000/L80B10 | 3 | 17985 | 114.6 | 157 | 80+ | 4000 | 647.623
| DM1112127 | Norte L LED1x24700 D581 T840 ALU L75 SPORT | non-dimmable, I, IP65, IK10, UGR≤22, 75° optic, white aluminium body with protection grid | 645 | 343 | 93 |  | 100000/L80B10 | 3 | 21317 | 138.7 | 154 | 80+ | 4000 | 647.623
| DM1112128 | Norte L LED1x28350 D582 T840 ALU L75 SPORT | non-dimmable, I, IP65, IK10, UGR≤22, 75° optic, white aluminium body with protection grid | 645 | 343 | 93 |  | 100000/L80B10 | 3 | 24456 | 162.8 | 150 | 80+ | 4000 | 647.623
| DM1112129 | Norte L LED1x31100 D583 T840 ALU L75 SPORT | non-dimmable, I, IP65, IK10, UGR≤22, 75° optic, white aluminium body with protection grid | 945 | 343 | 93 |  | 100000/L80B10 | 3 | 26839 | 171.4 | 157 | 80+ | 4000 | 951.547
| DM1112130 | Norte L LED1x36900 D584 T840 ALU L75 SPORT | non-dimmable, I, IP65, IK10, UGR≤22, 75° optic, white aluminium body with protection grid | 945 | 343 | 93 |  | 100000/L80B10 | 3 | 31811 | 207.4 | 153 | 80+ | 4000 | 951.547
| DM1112131 | Norte L LED1x42300 D585 T840 ALU L75 SPORT | non-dimmable, I, IP65, IK10, UGR≤22, 75° optic, white aluminium body with protection grid | 945 | 343 | 93 |  | 100000/L80B10 | 3 | 36493 | 243.5 | 150 | 80+ | 4000 | 983.367
| DM1101488 | Norte L LED1x7500 D574 T830 ALU L90x90 SPORT | non-dimmable, I, IP65, IK10, 90x90° optic, white aluminium body with protection grid | 435 | 343 | 93 |  | 100000/L80B10 | 3 | 6412 | 40.5 | 158 | 80+ | 3000 | 412.241
| DM1101489 | Norte L LED1x8500 D575 T830 ALU L90x90 SPORT | non-dimmable, I, IP65, IK10, 90x90° optic, white aluminium body with protection grid | 435 | 343 | 93 |  | 100000/L80B10 | 3 | 7279 | 46.5 | 157 | 80+ | 3000 | 417.659
| DM1101490 | Norte L LED1x10500 D576 T830 ALU L90x90 SPORT | non-dimmable, I, IP65, IK10, 90x90° optic, white aluminium body with protection grid | 435 | 343 | 93 |  | 100000/L80B10 | 3 | 8981 | 58.7 | 153 | 80+ | 3000 | 424.754
| DM1101491 | Norte L LED1x12350 D577 T830 ALU L90x90 SPORT | non-dimmable, I, IP65, IK10, 90x90° optic, white aluminium body with protection grid | 435 | 343 | 93 |  | 100000/L80B10 | 3 | 10590 | 70.1 | 151 | 80+ | 3000 | 424.754
| DM1101492 | Norte L LED1x14250 D578 T830 ALU L90x90 SPORT | non-dimmable, I, IP65, IK10, 90x90° optic, white aluminium body with protection grid | 435 | 343 | 93 |  | 100000/L80B10 | 3 | 12212 | 82.5 | 148 | 80+ | 3000 | 432.021
| DM1101493 | Norte L LED1x17000 D579 T830 ALU L90x90 SPORT | non-dimmable, I, IP65, IK10, 90x90° optic, white aluminium body with protection grid | 645 | 343 | 93 |  | 100000/L80B10 | 3 | 14558 | 91.1 | 160 | 80+ | 3000 | 631.498
| DM1101494 | Norte L LED1x20850 D580 T830 ALU L90x90 SPORT | non-dimmable, I, IP65, IK10, 90x90° optic, white aluminium body with protection grid | 645 | 343 | 93 |  | 100000/L80B10 | 3 | 17870 | 114.6 | 156 | 80+ | 3000 | 647.623
| DM1101495 | Norte L LED1x24700 D581 T830 ALU L90x90 SPORT | non-dimmable, I, IP65, IK10, 90x90° optic, white aluminium body with protection grid | 645 | 343 | 93 |  | 100000/L80B10 | 3 | 21180 | 138.7 | 153 | 80+ | 3000 | 647.623
| DM1101496 | Norte L LED1x28350 D582 T830 ALU L90x90 SPORT | non-dimmable, I, IP65, IK10, 90x90° optic, white aluminium body with protection grid | 645 | 343 | 93 |  | 100000/L80B10 | 3 | 24299 | 162.8 | 149 | 80+ | 3000 | 647.623
| DM1101497 | Norte L LED1x31100 D583 T830 ALU L90x90 SPORT | non-dimmable, I, IP65, IK10, 90x90° optic, white aluminium body with protection grid | 945 | 343 | 93 |  | 100000/L80B10 | 3 | 26666 | 171.4 | 156 | 80+ | 3000 | 951.547
| DM1101498 | Norte L LED1x36900 D584 T830 ALU L90x90 SPORT | non-dimmable, I, IP65, IK10, 90x90° optic, white aluminium body with protection grid | 945 | 343 | 93 |  | 100000/L80B10 | 3 | 31607 | 207.4 | 152 | 80+ | 3000 | 951.547
| DM1101499 | Norte L LED1x42300 D585 T830 ALU L90x90 SPORT | non-dimmable, I, IP65, IK10, 90x90° optic, white aluminium body with protection grid | 945 | 343 | 93 |  | 100000/L80B10 | 3 | 36259 | 243.5 | 149 | 80+ | 3000 | 983.367
| DM1101500 | Norte L LED1x7500 D574 T840 ALU L90x90 SPORT | non-dimmable, I, IP65, IK10, 90x90° optic, white aluminium body with protection grid | 435 | 343 | 93 |  | 100000/L80B10 | 3 | 6769 | 40.5 | 167 | 80+ | 4000 | 412.241
| DM1101501 | Norte L LED1x8500 D575 T840 ALU L90x90 SPORT | non-dimmable, I, IP65, IK10, 90x90° optic, white aluminium body with protection grid | 435 | 343 | 93 |  | 100000/L80B10 | 3 | 7684 | 46.5 | 165 | 80+ | 4000 | 417.659
| DM1101502 | Norte L LED1x10500 D576 T840 ALU L90x90 SPORT | non-dimmable, I, IP65, IK10, 90x90° optic, white aluminium body with protection grid | 435 | 343 | 93 |  | 100000/L80B10 | 3 | 9480 | 58.7 | 161 | 80+ | 4000 | 424.754
| DM1101503 | Norte L LED1x12350 D577 T840 ALU L90x90 SPORT | non-dimmable, I, IP65, IK10, 90x90° optic, white aluminium body with protection grid | 435 | 343 | 93 |  | 100000/L80B10 | 3 | 11179 | 70.1 | 159 | 80+ | 4000 | 424.754
| DM1101504 | Norte L LED1x14250 D578 T840 ALU L90x90 SPORT | non-dimmable, I, IP65, IK10, 90x90° optic, white aluminium body with protection grid | 435 | 343 | 93 |  | 100000/L80B10 | 3 | 12891 | 82.5 | 156 | 80+ | 4000 | 432.021
| DM1101505 | Norte L LED1x17000 D579 T840 ALU L90x90 SPORT | non-dimmable, I, IP65, IK10, 90x90° optic, white aluminium body with protection grid | 645 | 343 | 93 |  | 100000/L80B10 | 3 | 15367 | 91.1 | 169 | 80+ | 4000 | 631.498
| DM1101506 | Norte L LED1x20850 D580 T840 ALU L90x90 SPORT | non-dimmable, I, IP65, IK10, 90x90° optic, white aluminium body with protection grid | 645 | 343 | 93 |  | 100000/L80B10 | 3 | 18863 | 114.6 | 165 | 80+ | 4000 | 647.623
| DM1101507 | Norte L LED1x24700 D581 T840 ALU L90x90 SPORT | non-dimmable, I, IP65, IK10, 90x90° optic, white aluminium body with protection grid | 645 | 343 | 93 |  | 100000/L80B10 | 3 | 22357 | 138.7 | 161 | 80+ | 4000 | 647.623
| DM1101508 | Norte L LED1x28350 D582 T840 ALU L90x90 SPORT | non-dimmable, I, IP65, IK10, 90x90° optic, white aluminium body with protection grid | 645 | 343 | 93 |  | 100000/L80B10 | 3 | 25649 | 162.8 | 158 | 80+ | 4000 | 647.623
| DM1101509 | Norte L LED1x31100 D583 T840 ALU L90x90 SPORT | non-dimmable, I, IP65, IK10, 90x90° optic, white aluminium body with protection grid | 945 | 343 | 93 |  | 100000/L80B10 | 3 | 28148 | 171.4 | 164 | 80+ | 4000 | 951.547
| DM1101510 | Norte L LED1x36900 D584 T840 ALU L90x90 SPORT | non-dimmable, I, IP65, IK10, 90x90° optic, white aluminium body with protection grid | 945 | 343 | 93 |  | 100000/L80B10 | 3 | 33363 | 207.4 | 161 | 80+ | 4000 | 951.547
| DM1101511 | Norte L LED1x42300 D585 T840 ALU L90x90 SPORT | non-dimmable, I, IP65, IK10, 90x90° optic, white aluminium body with protection grid | 945 | 343 | 93 |  | 100000/L80B10 | 3 | 38273 | 243.5 | 157 | 80+ | 4000 | 983.367
| DM1112132 | Norte L LED1x7500 D574 T840 ALU L120 SPORT | non-dimmable, I, IP65, IK10, 120° optic, white aluminium body with protection grid | 435 | 343 | 93 |  | 100000/L80B10 | 3 | 6769 | 40.5 | 167 | 80+ | 4000 | 412.241
| DM1112133 | Norte L LED1x8500 D575 T840 ALU L120 SPORT | non-dimmable, I, IP65, IK10, 120° optic, white aluminium body with protection grid | 435 | 343 | 93 |  | 100000/L80B10 | 3 | 7684 | 46.5 | 165 | 80+ | 4000 | 417.659
| DM1112134 | Norte L LED1x10500 D576 T840 ALU L120 SPORT | non-dimmable, I, IP65, IK10, 120° optic, white aluminium body with protection grid | 435 | 343 | 93 |  | 100000/L80B10 | 3 | 9480 | 58.7 | 161 | 80+ | 4000 | 424.754
| DM1112135 | Norte L LED1x12350 D577 T840 ALU L120 SPORT | non-dimmable, I, IP65, IK10, 120° optic, white aluminium body with protection grid | 435 | 343 | 93 |  | 100000/L80B10 | 3 | 11179 | 70.1 | 159 | 80+ | 4000 | 424.754
| DM1112136 | Norte L LED1x14250 D578 T840 ALU L120 SPORT | non-dimmable, I, IP65, IK10, 120° optic, white aluminium body with protection grid | 435 | 343 | 93 |  | 100000/L80B10 | 3 | 12891 | 82.5 | 156 | 80+ | 4000 | 432.021
| DM1112137 | Norte L LED1x17000 D579 T840 ALU L120 SPORT | non-dimmable, I, IP65, IK10, 120° optic, white aluminium body with protection grid | 645 | 343 | 93 |  | 100000/L80B10 | 3 | 15367 | 91.1 | 169 | 80+ | 4000 | 631.498
| DM1112138 | Norte L LED1x20850 D580 T840 ALU L120 SPORT | non-dimmable, I, IP65, IK10, 120° optic, white aluminium body with protection grid | 645 | 343 | 93 |  | 100000/L80B10 | 3 | 18863 | 114.6 | 165 | 80+ | 4000 | 647.623
| DM1112139 | Norte L LED1x24700 D581 T840 ALU L120 SPORT | non-dimmable, I, IP65, IK10, 120° optic, white aluminium body with protection grid | 645 | 343 | 93 |  | 100000/L80B10 | 3 | 22357 | 138.7 | 161 | 80+ | 4000 | 647.623
| DM1112140 | Norte L LED1x28350 D582 T840 ALU L120 SPORT | non-dimmable, I, IP65, IK10, 120° optic, white aluminium body with protection grid | 645 | 343 | 93 |  | 100000/L80B10 | 3 | 25649 | 162.8 | 158 | 80+ | 4000 | 647.623
| DM1112141 | Norte L LED1x31100 D583 T840 ALU L120 SPORT | non-dimmable, I, IP65, IK10, 120° optic, white aluminium body with protection grid | 945 | 343 | 93 |  | 100000/L80B10 | 3 | 28148 | 171.4 | 164 | 80+ | 4000 | 951.547
| DM1112142 | Norte L LED1x36900 D584 T840 ALU L120 SPORT | non-dimmable, I, IP65, IK10, 120° optic, white aluminium body with protection grid | 945 | 343 | 93 |  | 100000/L80B10 | 3 | 33363 | 207.4 | 161 | 80+ | 4000 | 951.547
| DM1112143 | Norte L LED1x42300 D585 T840 ALU L120 SPORT | non-dimmable, I, IP65, IK10, 120° optic, white aluminium body with protection grid | 945 | 343 | 93 |  | 100000/L80B10 | 3 | 38273 | 243.5 | 157 | 80+ | 4000 | 983.367
Available options:
|  | DALI (D574) | Driver with DALI interface and switch-control dimming | [11 empty] | 55
|  | DALI (D575...D581) | Driver with DALI interface and switch-control dimming | [11 empty] | 55
|  | DALI (D582) | Driver with DALI interface and switch-control dimming | [11 empty] | 139.191
|  | DALI (D583...D585) | Driver with DALI interface and switch-control dimming | [11 empty] | 55
*note - for models with power above 155W two DALI addresses are used
|  | HBEAIRB-M (power up to 100W) | Master luminaire with integrated smart sensor for high ceiling (up to 16m) and driver with wireless communication and grouping possibilities for lighting control | [11 empty] | 285.8805
|  | HBEAIRB-S (power up to 100W) | Slave luminaire with integrated EAIR type driver for lighting control | [11 empty] | 91.0755
|  | HBEAIRB-M (power 100W - 170W) | Master luminaire with integrated smart sensor for high ceiling (up to 16m) and driver with wireless communication and grouping possibilities for lighting control | [11 empty] | 307.4589
|  | HBEAIRB-S (power 100W - 170W) | Slave luminaire with integrated EAIR type driver for lighting control | [11 empty] | 112.7205
|  | HBEAIRB-M (power 170W - 210W) | Master luminaire with integrated smart sensor for high ceiling (up to 16m) and driver with wireless communication and grouping possibilities for lighting control | [11 empty] | 376.7562
|  | HBEAIRB-S (power 170W - 210W) | Slave luminaire with integrated EAIR type driver for lighting control | [11 empty] | 181.9845
|  | HBEAIRB-M (power > 210W) | Master luminaire with integrated smart sensor for high ceiling (up to 16m) and driver with wireless communication and grouping possibilities for lighting control | [11 empty] | 420.1461
|  | HBEAIRB-S (power > 210W) | Slave luminaire with integrated EAIR type driver for lighting control | [11 empty] | 225.4077
*note - max system size 1x HBEAIRB-M + 1x HBEAIRB-S.
*note - the impact protection rating of the HBEAIRB-M option is IK05, except when the SPORT option is used.
*note - max wire lenght from HBEAIRB-M to last HBEAIRB-S - 11m.
|  | BLT | Integrated wireless control unit and driver for lighting control via mobile device (via Bluetooth) | [11 empty] | 321.5448
|  | KRBLT | Integrated wireless control unit and driver for lighting control via mobile device (KR system app), on/off | [11 empty] | 126.248
|  | KRBLT DALI | Integrated wireless control unit and driver for lighting control via mobile device (KR system app), DALI with integrated PS | [11 empty] | 236.07
|  | COR (power up to 155W) | Driver with Corridor function (never off) | [11 empty] | 76.6899
|  | COR1min (power up to 155W) | Driver with Corridor function 1min (switch off after 1 min.) | [11 empty] | 76.6899
|  | COR30min (power up to 155W) | Driver with Corridor function 30min (switch off after 30 min.) | [11 empty] | 76.6899
|  | COR (power 156-250W) | Driver with Corridor function (never off) | [11 empty] | 150.3495
|  | COR1min (power 156-250W) | Driver with Corridor function 1min (switch off after 1 min.) | [11 empty] | 150.3495
|  | COR30min (power 156-250W) | Driver with Corridor function 30min (switch off after 30 min.) | [11 empty] | 150.3495
|  | HBPIR-M | Batten-fit PIR sensor for ceiling hights up to 12 meters, on-off, master luminaire | [11 empty] | 92.88
|  | HBPIR DALI-M | Batten-fit PIR sensor for ceiling hights up to 12 meters, DALI with integrated PS, master luminaire | [11 empty] | 262.214
|  | HBPIR KRBLT | Batten-fit PIR sensor for ceiling hights up to 12 meters, KR system app control, on-off | [11 empty] | 232.028
|  | HBPIR KRBLT DALI | Batten-fit PIR sensor for ceiling hights up to 12 meters, KR system app control and DALI with integrated PS | [11 empty] | 338.711
*note - Luminaire with integrated PIR sensor protection degree is IK05
|  | EM3 | Emergency version 3 hours | [11 empty] | 90
|  | EM3A | Emergency version equipped with an autonomous testing system, 3 hours | [11 empty] | 162.798
|  | EM3D | Emergency version 3 hours with DALI interface | [11 empty] | 268.578
*note - Operating temperature range for Luminaires with EM option, C: ta 0... +35
|  | L30x70 | Optics with 30x70° beam angle
|  | L40 | Optics with 40x40° beam angle
|  | L60 | Optics with 60x60° beam angle
|  | L75 | Optics with 75x75° beam angle
|  | L90 | Optics with 90x90° beam angle
|  | L120 | Optics with 120x120° beam angle
|  | T830 | Colour temperature 3000K, CRI 80+
|  | T840 | Colour temperature 4000K, CRI 80+
|  | 1LIN | Through wiring single phase d=1.5 mm² with two push-in terminal blocks | [11 empty] | 18.877
|  | 2LIN | Through wiring two phases d=1.5 mm² with two push-in terminal blocks | [11 empty] | 22.059
|  | 3LIN | Through wiring three phases d=1.5 mm² with two push-in terminal blocks | [11 empty] | 22.059
|  | 1LIN2.5 | Through wiring single phase d=2.5 mm² with two push-in terminal blocks | [11 empty] | 22.059
|  | 2LIN2.5 | Through wiring two phases d=2.5 mm² with two push-in terminal blocks | [11 empty] | 26.144
|  | 3LIN2.5 | Through wiring three phases d=2.5 mm² with two push-in terminal blocks | [11 empty] | 26.144
Available accessories:
| DM9016458 | GRID MTG KIT Norte L LED - 435x340mm RAL9003 | Protective grid for Norte L LED luminaires up to size 435x340, white | [11 empty] | 61.748
| DM9016459 | GRID MTG KIT Norte L LED - 645x340mm RAL9003 | Protective grid for Norte L LED luminaires up to size 645x340, white | [11 empty] | 77.013
| DM9016460 | GRID MTG KIT Norte L LED - 945x340mm RAL9003 | Protective grid for Norte L LED luminaires up to size 945x340, white | [11 empty] | 103.802
| DM9016724 | Suspension MTG KIT - Norte L LED 1.5m | Suspension kit for Norte L LED highbay, 1.5 meter | [11 empty] | 44.978
| DM9016725 | Suspension MTG KIT - Norte L LED 3.0m | Suspension kit for Norte L LED highbay, 3.0 meter | [11 empty] | 52.675
| DM9016726 | Suspension MTG KIT - Norte L LED 5.0m | Suspension kit for Norte L LED highbay, 5.0 meter | [11 empty] | 64.5
| DM9016815 | Wire suspension BRACKETS - Norte L LED | Wire suspension brackets for Norte L LED highbay, 2pcs | [11 empty] | 33.626
| DM9021712 | Adjustable brackets MTG KIT - Norte L LED | Ceiling and wall mounting brackets for Norte L LED with angle adjustment +/-75 degrees (every 15°), galvanized steel, 2pcs | [11 empty] | 33.626
| DM9022195 | Remote Control HRC-11 | [12 empty] | 106.253
*note - remote control for HBPIR-M; HBPIR DALI-M
| DM1106442 | Norte I LED1x10500 G103 T830 ALU L40 | non-dimmable, I, IP65, IK08, UGR≤22, 40° optic, white aluminium body | 935 | 114 | 80 |  | 100000/L80B10 | 3 | 9503 | 58.7 | 162 | 80+ | 3000 | 323.532
| DM1106443 | Norte I LED1x12350 G104 T830 ALU L40 | non-dimmable, I, IP65, IK08, UGR≤22, 40° optic, white aluminium body | 935 | 114 | 80 |  | 100000/L80B10 | 3 | 11206 | 70.1 | 160 | 80+ | 3000 | 323.532
| DM1106444 | Norte I LED1x14250 G105 T830 ALU L40 | non-dimmable, I, IP65, IK08, UGR≤22, 40° optic, white aluminium body | 935 | 114 | 80 |  | 100000/L80B10 | 3 | 12922 | 82.5 | 157 | 80+ | 3000 | 328.692
| DM1106445 | Norte I LED1x15650 G106 T830 ALU L40 | non-dimmable, I, IP65, IK08, UGR≤22, 40° optic, white aluminium body | 1190 | 114 | 80 |  | 100000/L80B10 | 3 | 14255 | 87.1 | 164 | 80+ | 3000 | 415.423
| DM1106446 | Norte I LED1x18550 G107 T830 ALU L40 | non-dimmable, I, IP65, IK08, UGR≤22, 40° optic, white aluminium body | 1190 | 114 | 80 |  | 100000/L80B10 | 3 | 16809 | 104 | 162 | 80+ | 3000 | 415.423
| DM1106447 | Norte I LED1x21250 G108 T830 ALU L40 | non-dimmable, I, IP65, IK08, UGR≤22, 40° optic, white aluminium body | 1190 | 114 | 80 |  | 100000/L80B10 | 3 | 19384 | 122.4 | 158 | 80+ | 3000 | 422.948
| DM1106448 | Norte I LED1x20900 G110 T830 ALU L40 | non-dimmable, I, IP65, IK08, UGR≤22, 40° optic, white aluminium body | 1444 | 114 | 80 |  | 100000/L80B10 | 3 | 18909 | 114.6 | 165 | 80+ | 3000 | 520.085
| DM1106449 | Norte I LED1x24700 G111 T830 ALU L40 | non-dimmable, I, IP65, IK08, UGR≤22, 40° optic, white aluminium body | 1444 | 114 | 80 |  | 100000/L80B10 | 3 | 22412 | 137.2 | 163 | 80+ | 3000 | 520.085
| DM1106450 | Norte I LED1x26450 G116 T830 ALU L40 | non-dimmable, I, IP65, IK08, UGR≤22, 40° optic, white aluminium body | 1444 | 114 | 80 |  | 100000/L80B10 | 3 | 24050 | 149.6 | 161 | 80+ | 3000 | 520.085
| DM1106451 | Norte I LED1x28350 G112 T830 ALU L40 | non-dimmable, I, IP65, IK08, UGR≤22, 40° optic, white aluminium body | 1444 | 114 | 80 |  | 100000/L80B10 | 3 | 25711 | 162.8 | 158 | 80+ | 3000 | 531.179
| DM1106452 | Norte I LED1x31100 G113 T830 ALU L40 | non-dimmable, I, IP65, IK08, UGR≤22, 40° optic, white aluminium body | 1953 | 114 | 80 |  | 100000/L80B10 | 3 | 28217 | 173.2 | 163 | 80+ | 3000 | 748.415
| DM1106453 | Norte I LED1x36900 G114 T830 ALU L40 | non-dimmable, I, IP65, IK08, UGR≤22, 40° optic, white aluminium body | 1953 | 114 | 80 |  | 100000/L80B10 | 3 | 33444 | 207.4 | 161 | 80+ | 3000 | 748.415
| DM1106454 | Norte I LED1x42300 G115 T830 ALU L40 | non-dimmable, I, IP65, IK08, UGR≤22, 40° optic, white aluminium body | 1953 | 114 | 80 |  | 100000/L80B10 | 3 | 38367 | 243.5 | 158 | 80+ | 3000 | 763.164
| DM1105080 | Norte I LED1x10500 G103 T840 ALU L40 | non-dimmable, I, IP65, IK08, UGR≤22, 40° optic, white aluminium body | 935 | 114 | 80 |  | 100000/L80B10 | 3 | 10031 | 58.7 | 171 | 80+ | 4000 | 323.532
| DM1105081 | Norte I LED1x12350 G104 T840 ALU L40 | non-dimmable, I, IP65, IK08, UGR≤22, 40° optic, white aluminium body | 935 | 114 | 80 |  | 100000/L80B10 | 3 | 11829 | 70.1 | 169 | 80+ | 4000 | 323.532
| DM1105082 | Norte I LED1x14250 G105 T840 ALU L40 | non-dimmable, I, IP65, IK08, UGR≤22, 40° optic, white aluminium body | 935 | 114 | 80 |  | 100000/L80B10 | 3 | 13640 | 82.5 | 165 | 80+ | 4000 | 328.692
| DM1105083 | Norte I LED1x15650 G106 T840 ALU L40 | non-dimmable, I, IP65, IK08, UGR≤22, 40° optic, white aluminium body | 1190 | 114 | 80 |  | 100000/L80B10 | 3 | 14969 | 86.9 | 172 | 80+ | 4000 | 415.423
| DM1105084 | Norte I LED1x18550 G107 T840 ALU L40 | non-dimmable, I, IP65, IK08, UGR≤22, 40° optic, white aluminium body | 1190 | 114 | 80 |  | 100000/L80B10 | 3 | 17743 | 104 | 171 | 80+ | 4000 | 415.423
| DM1105085 | Norte I LED1x21250 G108 T840 ALU L40 | non-dimmable, I, IP65, IK08, UGR≤22, 40° optic, white aluminium body | 1190 | 114 | 80 |  | 100000/L80B10 | 3 | 20355 | 122.1 | 167 | 80+ | 4000 | 422.948
| DM1105086 | Norte I LED1x20900 G110 T840 ALU L40 | non-dimmable, I, IP65, IK08, UGR≤22, 40° optic, white aluminium body | 1444 | 114 | 80 |  | 100000/L80B10 | 3 | 19959 | 114.6 | 174 | 80+ | 4000 | 520.085
| DM1105087 | Norte I LED1x24700 G111 T840 ALU L40 | non-dimmable, I, IP65, IK08, UGR≤22, 40° optic, white aluminium body | 1444 | 114 | 80 |  | 100000/L80B10 | 3 | 23657 | 137.2 | 172 | 80+ | 4000 | 520.085
| DM1105088 | Norte I LED1x26450 G116 T840 ALU L40 | non-dimmable, I, IP65, IK08, UGR≤22, 40° optic, white aluminium body | 1444 | 114 | 80 |  | 100000/L80B10 | 3 | 25315 | 149.6 | 169 | 80+ | 4000 | 520.085
| DM1105089 | Norte I LED1x28350 G112 T840 ALU L40 | non-dimmable, I, IP65, IK08, UGR≤22, 40° optic, white aluminium body | 1444 | 114 | 80 |  | 100000/L80B10 | 3 | 27140 | 162.8 | 167 | 80+ | 4000 | 531.179
| DM1105090 | Norte I LED1x31100 G113 T840 ALU L40 | non-dimmable, I, IP65, IK08, UGR≤22, 40° optic, white aluminium body | 1953 | 114 | 80 |  | 100000/L80B10 | 3 | 29784 | 173.2 | 172 | 80+ | 4000 | 748.415
| DM1105091 | Norte I LED1x36900 G114 T840 ALU L40 | non-dimmable, I, IP65, IK08, UGR≤22, 40° optic, white aluminium body | 1953 | 114 | 80 |  | 100000/L80B10 | 3 | 35302 | 207.4 | 170 | 80+ | 4000 | 748.415
| DM1105092 | Norte I LED1x42300 G115 T840 ALU L40 | non-dimmable, I, IP65, IK08, UGR≤22, 40° optic, white aluminium body | 1953 | 114 | 80 |  | 100000/L80B10 | 3 | 40499 | 243.5 | 166 | 80+ | 4000 | 763.164
| DM1106404 | Norte I LED1x10500 G103 T830 ALU L30x65 | non-dimmable, I, IP65, IK08, UGR≤22, 30x65° optic, white aluminium body | 935 | 114 | 80 |  | 100000/L80B10 | 3 | 9399 | 58.7 | 160 | 80+ | 3000 | 323.532
| DM1106405 | Norte I LED1x12350 G104 T830 ALU L30x65 | non-dimmable, I, IP65, IK08, UGR≤22, 30x65° optic, white aluminium body | 935 | 114 | 80 |  | 100000/L80B10 | 3 | 11083 | 70.1 | 158 | 80+ | 3000 | 323.532
| DM1106406 | Norte I LED1x14250 G105 T830 ALU L30x65 | non-dimmable, I, IP65, IK08, UGR≤22, 30x65° optic, white aluminium body | 935 | 114 | 80 |  | 100000/L80B10 | 3 | 12780 | 82.5 | 155 | 80+ | 3000 | 328.692
| DM1106407 | Norte I LED1x15650 G106 T830 ALU L30x65 | non-dimmable, I, IP65, IK08, UGR≤22, 30x65° optic, white aluminium body | 1190 | 114 | 80 |  | 100000/L80B10 | 3 | 14098 | 87.1 | 162 | 80+ | 3000 | 415.423
| DM1106408 | Norte I LED1x18550 G107 T830 ALU L30x65 | non-dimmable, I, IP65, IK08, UGR≤22, 30x65° optic, white aluminium body | 1190 | 114 | 80 |  | 100000/L80B10 | 3 | 16624 | 104 | 160 | 80+ | 3000 | 415.423
| DM1106409 | Norte I LED1x21250 G108 T830 ALU L30x65 | non-dimmable, I, IP65, IK08, UGR≤22, 30x65° optic, white aluminium body | 1190 | 114 | 80 |  | 100000/L80B10 | 3 | 19171 | 122.4 | 157 | 80+ | 3000 | 422.948
| DM1109579 | Norte I LED1x20900 G110 T830 ALU L30x65 | non-dimmable, I, IP65, IK08, UGR≤22, 30x65° optic, white aluminium body | 1444 | 114 | 80 |  | 100000/L80B10 | 3 | 18701 | 114.6 | 163 | 80+ | 3000 | 520.085
| DM1106410 | Norte I LED1x24700 G111 T830 ALU L30x65 | non-dimmable, I, IP65, IK08, UGR≤22, 30x65° optic, white aluminium body | 1444 | 114 | 80 |  | 100000/L80B10 | 3 | 22166 | 137.2 | 162 | 80+ | 3000 | 520.085
| DM1106411 | Norte I LED1x26450 G116 T830 ALU L30x65 | non-dimmable, I, IP65, IK08, UGR≤22, 30x65° optic, white aluminium body | 1444 | 114 | 80 |  | 100000/L80B10 | 3 | 23785 | 149.6 | 159 | 80+ | 3000 | 520.085
| DM1106412 | Norte I LED1x28350 G112 T830 ALU L30x65 | non-dimmable, I, IP65, IK08, UGR≤22, 30x65° optic, white aluminium body | 1444 | 114 | 80 |  | 100000/L80B10 | 3 | 25429 | 162.8 | 156 | 80+ | 3000 | 531.179
| DM1106413 | Norte I LED1x31100 G113 T830 ALU L30x65 | non-dimmable, I, IP65, IK08, UGR≤22, 30x65° optic, white aluminium body | 1953 | 114 | 80 |  | 100000/L80B10 | 3 | 27907 | 173.2 | 161 | 80+ | 3000 | 748.415
| DM1106414 | Norte I LED1x36900 G114 T830 ALU L30x65 | non-dimmable, I, IP65, IK08, UGR≤22, 30x65° optic, white aluminium body | 1953 | 114 | 80 |  | 100000/L80B10 | 3 | 33077 | 207.4 | 159 | 80+ | 3000 | 748.415
| DM1106415 | Norte I LED1x42300 G115 T830 ALU L30x65 | non-dimmable, I, IP65, IK08, UGR≤22, 30x65° optic, white aluminium body | 1953 | 114 | 80 |  | 100000/L80B10 | 3 | 37945 | 243.5 | 156 | 80+ | 3000 | 763.164
| DM1105041 | Norte I LED1x10500 G103 T840 ALU L30x65 | non-dimmable, I, IP65, IK08, UGR≤22, 30x65° optic, white aluminium body | 935 | 114 | 80 |  | 100000/L80B10 | 3 | 9921 | 58.7 | 169 | 80+ | 4000 | 323.532
| DM1105042 | Norte I LED1x12350 G104 T840 ALU L30x65 | non-dimmable, I, IP65, IK08, UGR≤22, 30x65° optic, white aluminium body | 935 | 114 | 80 |  | 100000/L80B10 | 3 | 11699 | 70.1 | 167 | 80+ | 4000 | 323.532
| DM1105043 | Norte I LED1x14250 G105 T840 ALU L30x65 | non-dimmable, I, IP65, IK08, UGR≤22, 30x65° optic, white aluminium body | 935 | 114 | 80 |  | 100000/L80B10 | 3 | 13490 | 82.5 | 164 | 80+ | 4000 | 328.692
| DM1105044 | Norte I LED1x15650 G106 T840 ALU L30x65 | non-dimmable, I, IP65, IK08, UGR≤22, 30x65° optic, white aluminium body | 1190 | 114 | 80 |  | 100000/L80B10 | 3 | 14805 | 86.9 | 170 | 80+ | 4000 | 415.423
| DM1105045 | Norte I LED1x18550 G107 T840 ALU L30x65 | non-dimmable, I, IP65, IK08, UGR≤22, 30x65° optic, white aluminium body | 1190 | 114 | 80 |  | 100000/L80B10 | 3 | 17548 | 104 | 169 | 80+ | 4000 | 415.423
| DM1105046 | Norte I LED1x21250 G108 T840 ALU L30x65 | non-dimmable, I, IP65, IK08, UGR≤22, 30x65° optic, white aluminium body | 1190 | 114 | 80 |  | 100000/L80B10 | 3 | 20131 | 122.1 | 165 | 80+ | 4000 | 422.948
| DM1105047 | Norte I LED1x20900 G110 T840 ALU L30x65 | non-dimmable, I, IP65, IK08, UGR≤22, 30x65° optic, white aluminium body | 1444 | 114 | 80 |  | 100000/L80B10 | 3 | 19740 | 114.6 | 172 | 80+ | 4000 | 520.085
| DM1105048 | Norte I LED1x24700 G111 T840 ALU L30x65 | non-dimmable, I, IP65, IK08, UGR≤22, 30x65° optic, white aluminium body | 1444 | 114 | 80 |  | 100000/L80B10 | 3 | 23397 | 137.2 | 171 | 80+ | 4000 | 520.085
| DM1105049 | Norte I LED1x26450 G116 T840 ALU L30x65 | non-dimmable, I, IP65, IK08, UGR≤22, 30x65° optic, white aluminium body | 1444 | 114 | 80 |  | 100000/L80B10 | 3 | 25037 | 149.6 | 167 | 80+ | 4000 | 520.085
| DM1105050 | Norte I LED1x28350 G112 T840 ALU L30x65 | non-dimmable, I, IP65, IK08, UGR≤22, 30x65° optic, white aluminium body | 1444 | 114 | 80 |  | 100000/L80B10 | 3 | 26842 | 162.8 | 165 | 80+ | 4000 | 531.179
| DM1105051 | Norte I LED1x31100 G113 T840 ALU L30x65 | non-dimmable, I, IP65, IK08, UGR≤22, 30x65° optic, white aluminium body | 1953 | 114 | 80 |  | 100000/L80B10 | 3 | 29457 | 173.2 | 170 | 80+ | 4000 | 748.415
| DM1105052 | Norte I LED1x36900 G114 T840 ALU L30x65 | non-dimmable, I, IP65, IK08, UGR≤22, 30x65° optic, white aluminium body | 1953 | 114 | 80 |  | 100000/L80B10 | 3 | 34914 | 207.4 | 168 | 80+ | 4000 | 748.415
| DM1105053 | Norte I LED1x42300 G115 T840 ALU L30x65 | non-dimmable, I, IP65, IK08, UGR≤22, 30x65° optic, white aluminium body | 1953 | 114 | 80 |  | 100000/L80B10 | 3 | 40054 | 243.5 | 164 | 80+ | 4000 | 763.164
| DM 1106429 | Norte I LED1x10500 G103 T830 ALU L60 | non-dimmable, I, IP65, IK08, UGR≤22, 60° optic, white aluminium body | 935 | 114 | 80 |  | 100000/L80B10 | 3 | 9921 | 58.7 | 169 | 80+ | 3000 | 323.532
| DM 1106430 | Norte I LED1x12350 G104 T830 ALU L60 | non-dimmable, I, IP65, IK08, UGR≤22, 60° optic, white aluminium body | 935 | 114 | 80 |  | 100000/L80B10 | 3 | 11699 | 70.1 | 167 | 80+ | 3000 | 323.532
| DM 1106431 | Norte I LED1x14250 G105 T830 ALU L60 | non-dimmable, I, IP65, IK08, UGR≤22, 60° optic, white aluminium body | 935 | 114 | 80 |  | 100000/L80B10 | 3 | 13490 | 82.5 | 164 | 80+ | 3000 | 328.692
| DM1106432 | Norte I LED1x15650 G106 T830 ALU L60 | non-dimmable, I, IP65, IK08, UGR≤22, 60° optic, white aluminium body | 1190 | 114 | 80 |  | 100000/L80B10 | 3 | 14881 | 87.1 | 171 | 80+ | 3000 | 415.423
| DM1106433 | Norte I LED1x18550 G107 T830 ALU L60 | non-dimmable, I, IP65, IK08, UGR≤22, 60° optic, white aluminium body | 1190 | 114 | 80 |  | 100000/L80B10 | 3 | 17548 | 104 | 169 | 80+ | 3000 | 415.423
| DM1106434 | Norte I LED1x21250 G108 T830 ALU L60 | non-dimmable, I, IP65, IK08, UGR≤22, 60° optic, white aluminium body | 1190 | 114 | 80 |  | 100000/L80B10 | 3 | 20236 | 122.4 | 165 | 80+ | 3000 | 422.948
| DM1106435 | Norte I LED1x20900 G110 T830 ALU L60 | non-dimmable, I, IP65, IK08, UGR≤22, 60° optic, white aluminium body | 1444 | 114 | 80 |  | 100000/L80B10 | 3 | 19740 | 114.6 | 172 | 80+ | 3000 | 520.085
| DM1106436 | Norte I LED1x24700 G111 T830 ALU L60 | non-dimmable, I, IP65, IK08, UGR≤22, 60° optic, white aluminium body | 1444 | 114 | 80 |  | 100000/L80B10 | 3 | 23397 | 137.2 | 171 | 80+ | 3000 | 520.085
| DM1106437 | Norte I LED1x26450 G116 T830 ALU L60 | non-dimmable, I, IP65, IK08, UGR≤22, 60° optic, white aluminium body | 1444 | 114 | 80 |  | 100000/L80B10 | 3 | 25107 | 149.6 | 168 | 80+ | 3000 | 520.085
| DM1106438 | Norte I LED1x28350 G112 T830 ALU L60 | non-dimmable, I, IP65, IK08, UGR≤22, 60° optic, white aluminium body | 1444 | 114 | 80 |  | 100000/L80B10 | 3 | 26842 | 162.8 | 165 | 80+ | 3000 | 531.179
| DM1106439 | Norte I LED1x31100 G113 T830 ALU L60 | non-dimmable, I, IP65, IK08, UGR≤22, 60° optic, white aluminium body | 1953 | 114 | 80 |  | 100000/L80B10 | 3 | 29457 | 173.2 | 170 | 80+ | 3000 | 748.415
| DM1106440 | Norte I LED1x36900 G114 T830 ALU L60 | non-dimmable, I, IP65, IK08, UGR≤22, 60° optic, white aluminium body | 1953 | 114 | 80 |  | 100000/L80B10 | 3 | 34914 | 207.4 | 168 | 80+ | 3000 | 748.415
| DM1106441 | Norte I LED1x42300 G115 T830 ALU L60 | non-dimmable, I, IP65, IK08, UGR≤22, 60° optic, white aluminium body | 1953 | 114 | 80 |  | 100000/L80B10 | 3 | 40054 | 243.5 | 164 | 80+ | 3000 | 763.164
| DM1105067 | Norte I LED1x10500 G103 T840 ALU L60 | non-dimmable, I, IP65, IK08, UGR≤22, 60° optic, white aluminium body | 935 | 114 | 80 |  | 100000/L80B10 | 3 | 10472 | 58.7 | 178 | 80+ | 4000 | 323.532
| DM1105068 | Norte I LED1x12350 G104 T840 ALU L60 | non-dimmable, I, IP65, IK08, UGR≤22, 60° optic, white aluminium body | 935 | 114 | 80 |  | 100000/L80B10 | 3 | 12348 | 70.1 | 176 | 80+ | 4000 | 323.532
| DM1105069 | Norte I LED1x14250 G105 T840 ALU L60 | non-dimmable, I, IP65, IK08, UGR≤22, 60° optic, white aluminium body | 935 | 114 | 80 |  | 100000/L80B10 | 3 | 14240 | 82.5 | 173 | 80+ | 4000 | 328.692
| DM1105070 | Norte I LED1x15650 G106 T840 ALU L60 | non-dimmable, I, IP65, IK08, UGR≤22, 60° optic, white aluminium body | 1190 | 114 | 80 |  | 100000/L80B10 | 3 | 15627 | 86.9 | 180 | 80+ | 4000 | 415.423
| DM1105071 | Norte I LED1x18550 G107 T840 ALU L60 | non-dimmable, I, IP65, IK08, UGR≤22, 60° optic, white aluminium body | 1190 | 114 | 80 |  | 100000/L80B10 | 3 | 18523 | 104 | 178 | 80+ | 4000 | 415.423
| DM1105072 | Norte I LED1x21250 G108 T840 ALU L60 | non-dimmable, I, IP65, IK08, UGR≤22, 60° optic, white aluminium body | 1190 | 114 | 80 |  | 100000/L80B10 | 3 | 21250 | 122.1 | 174 | 80+ | 4000 | 422.948
| DM1105073 | Norte I LED1x20900 G110 T840 ALU L60 | non-dimmable, I, IP65, IK08, UGR≤22, 60° optic, white aluminium body | 1444 | 114 | 80 |  | 100000/L80B10 | 3 | 20837 | 114.6 | 182 | 80+ | 4000 | 520.085
| DM1105074 | Norte I LED1x24700 G111 T840 ALU L60 | non-dimmable, I, IP65, IK08, UGR≤22, 60° optic, white aluminium body | 1444 | 114 | 80 |  | 100000/L80B10 | 3 | 24697 | 137.2 | 180 | 80+ | 4000 | 520.085
| DM1105075 | Norte I LED1x26450 G116 T840 ALU L60 | non-dimmable, I, IP65, IK08, UGR≤22, 60° optic, white aluminium body | 1444 | 114 | 80 |  | 100000/L80B10 | 3 | 26428 | 149.6 | 177 | 80+ | 4000 | 520.085
| DM1105076 | Norte I LED1x28350 G112 T840 ALU L60 | non-dimmable, I, IP65, IK08, UGR≤22, 60° optic, white aluminium body | 1444 | 114 | 80 |  | 100000/L80B10 | 3 | 28333 | 162.8 | 174 | 80+ | 4000 | 531.179
| DM1105077 | Norte I LED1x31100 G113 T840 ALU L60 | non-dimmable, I, IP65, IK08, UGR≤22, 60° optic, white aluminium body | 1953 | 114 | 80 |  | 100000/L80B10 | 3 | 31094 | 173.2 | 180 | 80+ | 4000 | 748.415
| DM1105078 | Norte I LED1x36900 G114 T840 ALU L60 | non-dimmable, I, IP65, IK08, UGR≤22, 60° optic, white aluminium body | 1953 | 114 | 80 |  | 100000/L80B10 | 3 | 36854 | 207.4 | 178 | 80+ | 4000 | 748.415
| DM1105079 | Norte I LED1x42300 G115 T840 ALU L60 | non-dimmable, I, IP65, IK08, UGR≤22, 60° optic, white aluminium body | 1953 | 114 | 80 |  | 100000/L80B10 | 3 | 42279 | 243.5 | 174 | 80+ | 4000 | 763.164
| DM1108694 | Norte I LED1x10500 G103 T830 ALU L75 | non-dimmable, I, IP65, IK08, UGR≤22, 75° optic, white aluminium body | 935 | 114 | 80 |  | 100000/L80B10 | 3 | 9503 | 58.7 | 162 | 80+ | 3000 | 323.532
| DM1108695 | Norte I LED1x12350 G104 T830 ALU L75 | non-dimmable, I, IP65, IK08, UGR≤22, 75° optic, white aluminium body | 935 | 114 | 80 |  | 100000/L80B10 | 3 | 11206 | 70.1 | 160 | 80+ | 3000 | 323.532
| DM1108696 | Norte I LED1x14250 G105 T830 ALU L75 | non-dimmable, I, IP65, IK08, UGR≤22, 75° optic, white aluminium body | 935 | 114 | 80 |  | 100000/L80B10 | 3 | 12922 | 82.5 | 157 | 80+ | 3000 | 328.692
| DM1108697 | Norte I LED1x15650 G106 T830 ALU L75 | non-dimmable, I, IP65, IK08, UGR≤22, 75° optic, white aluminium body | 1190 | 114 | 80 |  | 100000/L80B10 | 3 | 14255 | 87.1 | 164 | 80+ | 3000 | 415.423
| DM1108698 | Norte I LED1x18550 G107 T830 ALU L75 | non-dimmable, I, IP65, IK08, UGR≤22, 75° optic, white aluminium body | 1190 | 114 | 80 |  | 100000/L80B10 | 3 | 16809 | 104 | 162 | 80+ | 3000 | 415.423
| DM1108699 | Norte I LED1x21250 G108 T830 ALU L75 | non-dimmable, I, IP65, IK08, UGR≤22, 75° optic, white aluminium body | 1190 | 114 | 80 |  | 100000/L80B10 | 3 | 19384 | 122.4 | 158 | 80+ | 3000 | 422.948
| DM1108700 | Norte I LED1x20900 G110 T830 ALU L75 | non-dimmable, I, IP65, IK08, UGR≤22, 75° optic, white aluminium body | 1444 | 114 | 80 |  | 100000/L80B10 | 3 | 18909 | 114.6 | 165 | 80+ | 3000 | 520.085
| DM1108701 | Norte I LED1x24700 G111 T830 ALU L75 | non-dimmable, I, IP65, IK08, UGR≤22, 75° optic, white aluminium body | 1444 | 114 | 80 |  | 100000/L80B10 | 3 | 22412 | 137.2 | 163 | 80+ | 3000 | 520.085
| DM1108702 | Norte I LED1x26450 G116 T830 ALU L75 | non-dimmable, I, IP65, IK08, UGR≤22, 75° optic, white aluminium body | 1444 | 114 | 80 |  | 100000/L80B10 | 3 | 24050 | 149.6 | 161 | 80+ | 3000 | 520.085
| DM1108703 | Norte I LED1x28350 G112 T830 ALU L75 | non-dimmable, I, IP65, IK08, UGR≤22, 75° optic, white aluminium body | 1444 | 114 | 80 |  | 100000/L80B10 | 3 | 25711 | 162.8 | 158 | 80+ | 3000 | 531.179
| DM1108704 | Norte I LED1x31100 G113 T830 ALU L75 | non-dimmable, I, IP65, IK08, UGR≤22, 75° optic, white aluminium body | 1953 | 114 | 80 |  | 100000/L80B10 | 3 | 28217 | 173.2 | 163 | 80+ | 3000 | 748.415
| DM1108705 | Norte I LED1x36900 G114 T830 ALU L75 | non-dimmable, I, IP65, IK08, UGR≤22, 75° optic, white aluminium body | 1953 | 114 | 80 |  | 100000/L80B10 | 3 | 33444 | 207.4 | 161 | 80+ | 3000 | 748.415
| DM1108706 | Norte I LED1x42300 G115 T830 ALU L75 | non-dimmable, I, IP65, IK08, UGR≤22, 75° optic, white aluminium body | 1953 | 114 | 80 |  | 100000/L80B10 | 3 | 38367 | 243.5 | 158 | 80+ | 3000 | 763.164
| DM1108707 | Norte I LED1x10500 G103 T840 ALU L75 | non-dimmable, I, IP65, IK08, UGR≤22, 75° optic, white aluminium body | 935 | 114 | 80 |  | 100000/L80B10 | 3 | 10031 | 58.7 | 171 | 80+ | 4000 | 323.532
| DM1108708 | Norte I LED1x12350 G104 T840 ALU L75 | non-dimmable, I, IP65, IK08, UGR≤22, 75° optic, white aluminium body | 935 | 114 | 80 |  | 100000/L80B10 | 3 | 11829 | 70.1 | 169 | 80+ | 4000 | 323.532
| DM1108709 | Norte I LED1x14250 G105 T840 ALU L75 | non-dimmable, I, IP65, IK08, UGR≤22, 75° optic, white aluminium body | 935 | 114 | 80 |  | 100000/L80B10 | 3 | 13640 | 82.5 | 165 | 80+ | 4000 | 328.692
| DM1108710 | Norte I LED1x15650 G106 T840 ALU L75 | non-dimmable, I, IP65, IK08, UGR≤22, 75° optic, white aluminium body | 1190 | 114 | 80 |  | 100000/L80B10 | 3 | 14969 | 86.9 | 172 | 80+ | 4000 | 415.423
| DM1108711 | Norte I LED1x18550 G107 T840 ALU L75 | non-dimmable, I, IP65, IK08, UGR≤22, 75° optic, white aluminium body | 1190 | 114 | 80 |  | 100000/L80B10 | 3 | 17743 | 104 | 171 | 80+ | 4000 | 415.423
| DM1108712 | Norte I LED1x21250 G108 T840 ALU L75 | non-dimmable, I, IP65, IK08, UGR≤22, 75° optic, white aluminium body | 1190 | 114 | 80 |  | 100000/L80B10 | 3 | 20355 | 122.1 | 167 | 80+ | 4000 | 422.948
| DM1108713 | Norte I LED1x20900 G110 T840 ALU L75 | non-dimmable, I, IP65, IK08, UGR≤22, 75° optic, white aluminium body | 1444 | 114 | 80 |  | 100000/L80B10 | 3 | 19959 | 114.6 | 174 | 80+ | 4000 | 520.085
| DM1108714 | Norte I LED1x24700 G111 T840 ALU L75 | non-dimmable, I, IP65, IK08, UGR≤22, 75° optic, white aluminium body | 1444 | 114 | 80 |  | 100000/L80B10 | 3 | 23657 | 137.2 | 172 | 80+ | 4000 | 520.085
| DM1108715 | Norte I LED1x26450 G116 T840 ALU L75 | non-dimmable, I, IP65, IK08, UGR≤22, 75° optic, white aluminium body | 1444 | 114 | 80 |  | 100000/L80B10 | 3 | 25315 | 149.6 | 169 | 80+ | 4000 | 520.085
| DM1108716 | Norte I LED1x28350 G112 T840 ALU L75 | non-dimmable, I, IP65, IK08, UGR≤22, 75° optic, white aluminium body | 1444 | 114 | 80 |  | 100000/L80B10 | 3 | 27140 | 162.8 | 167 | 80+ | 4000 | 531.179
| DM1108717 | Norte I LED1x31100 G113 T840 ALU L75 | non-dimmable, I, IP65, IK08, UGR≤22, 75° optic, white aluminium body | 1953 | 114 | 80 |  | 100000/L80B10 | 3 | 29784 | 173.2 | 172 | 80+ | 4000 | 748.415
| DM1108718 | Norte I LED1x36900 G114 T840 ALU L75 | non-dimmable, I, IP65, IK08, UGR≤22, 75° optic, white aluminium body | 1953 | 114 | 80 |  | 100000/L80B10 | 3 | 35302 | 207.4 | 170 | 80+ | 4000 | 748.415
| DM1108719 | Norte I LED1x42300 G115 T840 ALU L75 | non-dimmable, I, IP65, IK08, UGR≤22, 75° optic, white aluminium body | 1953 | 114 | 80 |  | 100000/L80B10 | 3 | 40499 | 243.5 | 166 | 80+ | 4000 | 763.164
| DM1106391 | Norte I LED1x10500 G103 T830 ALU L90x90 | non-dimmable, I, IP65, IK08, 90x90° optic, white aluminium body | 935 | 114 | 80 |  | 100000/L80B10 | 3 | 9921 | 58.7 | 169 | 80+ | 3000 | 323.532
| DM1106392 | Norte I LED1x12350 G104 T830 ALU L90x90 | non-dimmable, I, IP65, IK08, 90x90° optic, white aluminium body | 935 | 114 | 80 |  | 100000/L80B10 | 3 | 11699 | 70.1 | 167 | 80+ | 3000 | 323.532
| DM1106393 | Norte I LED1x14250 G105 T830 ALU L90x90 | non-dimmable, I, IP65, IK08, 90x90° optic, white aluminium body | 935 | 114 | 80 |  | 100000/L80B10 | 3 | 13490 | 82.5 | 164 | 80+ | 3000 | 328.692
| DM1106394 | Norte I LED1x15650 G106 T830 ALU L90x90 | non-dimmable, I, IP65, IK08, 90x90° optic, white aluminium body | 1190 | 114 | 80 |  | 100000/L80B10 | 3 | 14881 | 87.1 | 171 | 80+ | 3000 | 415.423
| DM1106395 | Norte I LED1x18550 G107 T830 ALU L90x90 | non-dimmable, I, IP65, IK08, 90x90° optic, white aluminium body | 1190 | 114 | 80 |  | 100000/L80B10 | 3 | 17548 | 104 | 169 | 80+ | 3000 | 415.423
| DM1106396 | Norte I LED1x21250 G108 T830 ALU L90x90 | non-dimmable, I, IP65, IK08, 90x90° optic, white aluminium body | 1190 | 114 | 80 |  | 100000/L80B10 | 3 | 20236 | 122.4 | 165 | 80+ | 3000 | 422.948
| DM1106397 | Norte I LED1x20850 G110 T830 ALU L90x90 | non-dimmable, I, IP65, IK08, 90x90° optic, white aluminium body | 1444 | 114 | 80 |  | 100000/L80B10 | 3 | 19740 | 114.6 | 172 | 80+ | 3000 | 520.085
| DM1106398 | Norte I LED1x24700 G111 T830 ALU L90x90 | non-dimmable, I, IP65, IK08, 90x90° optic, white aluminium body | 1444 | 114 | 80 |  | 100000/L80B10 | 3 | 23397 | 137.2 | 171 | 80+ | 3000 | 520.085
| DM1106399 | Norte I LED1x26450 G116 T830 ALU L90x90 | non-dimmable, I, IP65, IK08, 90x90° optic, white aluminium body | 1444 | 114 | 80 |  | 100000/L80B10 | 3 | 25107 | 149.6 | 168 | 80+ | 3000 | 520.085
| DM1106400 | Norte I LED1x28350 G112 T830 ALU L90x90 | non-dimmable, I, IP65, IK08, 90x90° optic, white aluminium body | 1444 | 114 | 80 |  | 100000/L80B10 | 3 | 26842 | 162.8 | 165 | 80+ | 3000 | 531.179
| DM1106401 | Norte I LED1x31100 G113 T830 ALU L90x90 | non-dimmable, I, IP65, IK08, 90x90° optic, white aluminium body | 1953 | 114 | 80 |  | 100000/L80B10 | 3 | 29457 | 173.2 | 170 | 80+ | 3000 | 748.415
| DM1106402 | Norte I LED1x36900 G114 T830 ALU L90x90 | non-dimmable, I, IP65, IK08, 90x90° optic, white aluminium body | 1953 | 114 | 80 |  | 100000/L80B10 | 3 | 34914 | 207.4 | 168 | 80+ | 3000 | 748.415
| DM1106403 | Norte I LED1x42300 G115 T830 ALU L90x90 | non-dimmable, I, IP65, IK08, 90x90° optic, white aluminium body | 1953 | 114 | 80 |  | 100000/L80B10 | 3 | 40054 | 243.5 | 164 | 80+ | 3000 | 763.164
| DM1105028 | Norte I LED1x10500 G103 T840 ALU L90x90 | non-dimmable, I, IP65, IK08, 90x90° optic, white aluminium body | 935 | 114 | 80 |  | 100000/L80B10 | 3 | 10472 | 58.7 | 178 | 80+ | 4000 | 323.532
| DM1105029 | Norte I LED1x12350 G104 T840 ALU L90x90 | non-dimmable, I, IP65, IK08, 90x90° optic, white aluminium body | 935 | 114 | 80 |  | 100000/L80B10 | 3 | 12348 | 70.1 | 176 | 80+ | 4000 | 323.532
| DM1105030 | Norte I LED1x14250 G105 T840 ALU L90x90 | non-dimmable, I, IP65, IK08, 90x90° optic, white aluminium body | 935 | 114 | 80 |  | 100000/L80B10 | 3 | 14240 | 82.5 | 173 | 80+ | 4000 | 328.692
| DM1105031 | Norte I LED1x15650 G106 T840 ALU L90x90 | non-dimmable, I, IP65, IK08, 90x90° optic, white aluminium body | 1190 | 114 | 80 |  | 100000/L80B10 | 3 | 15627 | 86.9 | 180 | 80+ | 4000 | 415.423
| DM1105032 | Norte I LED1x18550 G107 T840 ALU L90x90 | non-dimmable, I, IP65, IK08, 90x90° optic, white aluminium body | 1190 | 114 | 80 |  | 100000/L80B10 | 3 | 18523 | 104 | 178 | 80+ | 4000 | 415.423
| DM1105033 | Norte I LED1x21250 G108 T840 ALU L90x90 | non-dimmable, I, IP65, IK08, 90x90° optic, white aluminium body | 1190 | 114 | 80 |  | 100000/L80B10 | 3 | 21250 | 122.1 | 174 | 80+ | 4000 | 422.948
| DM1105034 | Norte I LED1x20850 G110 T840 ALU L90x90 | non-dimmable, I, IP65, IK08, 90x90° optic, white aluminium body | 1444 | 114 | 80 |  | 100000/L80B10 | 3 | 20837 | 114.6 | 182 | 80+ | 4000 | 520.085
| DM1105035 | Norte I LED1x24700 G111 T840 ALU L90x90 | non-dimmable, I, IP65, IK08, 90x90° optic, white aluminium body | 1444 | 114 | 80 |  | 100000/L80B10 | 3 | 24697 | 137.2 | 180 | 80+ | 4000 | 520.085
| DM1105036 | Norte I LED1x26450 G116 T840 ALU L90x90 | non-dimmable, I, IP65, IK08, 90x90° optic, white aluminium body | 1444 | 114 | 80 |  | 100000/L80B10 | 3 | 26428 | 149.6 | 177 | 80+ | 4000 | 520.085
| DM1105037 | Norte I LED1x28350 G112 T840 ALU L90x90 | non-dimmable, I, IP65, IK08, 90x90° optic, white aluminium body | 1444 | 114 | 80 |  | 100000/L80B10 | 3 | 28333 | 162.8 | 174 | 80+ | 4000 | 531.179
| DM1105038 | Norte I LED1x31100 G113 T840 ALU L90x90 | non-dimmable, I, IP65, IK08, 90x90° optic, white aluminium body | 1953 | 114 | 80 |  | 100000/L80B10 | 3 | 31094 | 173.2 | 180 | 80+ | 4000 | 748.415
| DM1105039 | Norte I LED1x36900 G114 T840 ALU L90x90 | non-dimmable, I, IP65, IK08, 90x90° optic, white aluminium body | 1953 | 114 | 80 |  | 100000/L80B10 | 3 | 36854 | 207.4 | 178 | 80+ | 4000 | 748.415
| DM1105040 | Norte I LED1x42300 G115 T840 ALU L90x90 | non-dimmable, I, IP65, IK08, 90x90° optic, white aluminium body | 1953 | 114 | 80 |  | 100000/L80B10 | 3 | 42279 | 243.5 | 174 | 80+ | 4000 | 763.164
| DM1106416 | Norte I LED1x10500 G103 T830 ALU L120 | non-dimmable, I, IP65, IK08, 120° optic, white aluminium body | 935 | 114 | 80 |  | 100000/L80B10 | 3 | 9921 | 58.7 | 169 | 80+ | 3000 | 323.532
| DM1106417 | Norte I LED1x12350 G104 T830 ALU L120 | non-dimmable, I, IP65, IK08, 120° optic, white aluminium body | 935 | 114 | 80 |  | 100000/L80B10 | 3 | 11699 | 70.1 | 167 | 80+ | 3000 | 323.532
| DM1106418 | Norte I LED1x14250 G105 T830 ALU L120 | non-dimmable, I, IP65, IK08, 120° optic, white aluminium body | 935 | 114 | 80 |  | 100000/L80B10 | 3 | 13490 | 82.5 | 164 | 80+ | 3000 | 328.692
| DM1106419 | Norte I LED1x15650 G106 T830 ALU L120 | non-dimmable, I, IP65, IK08, 120° optic, white aluminium body | 1190 | 114 | 80 |  | 100000/L80B10 | 3 | 14881 | 87.1 | 171 | 80+ | 3000 | 415.423
| DM1106420 | Norte I LED1x18550 G107 T830 ALU L120 | non-dimmable, I, IP65, IK08, 120° optic, white aluminium body | 1190 | 114 | 80 |  | 100000/L80B10 | 3 | 17548 | 104 | 169 | 80+ | 3000 | 415.423
| DM1106421 | Norte I LED1x21250 G108 T830 ALU L120 | non-dimmable, I, IP65, IK08, 120° optic, white aluminium body | 1190 | 114 | 80 |  | 100000/L80B10 | 3 | 20236 | 122.4 | 165 | 80+ | 3000 | 422.948
| DM1106422 | Norte I LED1x20900 G110 T830 ALU L120 | non-dimmable, I, IP65, IK08, 120° optic, white aluminium body | 1444 | 114 | 80 |  | 100000/L80B10 | 3 | 19740 | 114.6 | 172 | 80+ | 3000 | 520.085
| DM1106423 | Norte I LED1x24700 G111 T830 ALU L120 | non-dimmable, I, IP65, IK08, 120° optic, white aluminium body | 1444 | 114 | 80 |  | 100000/L80B10 | 3 | 23397 | 137.2 | 171 | 80+ | 3000 | 520.085
| DM1106424 | Norte I LED1x26450 G116 T830 ALU L120 | non-dimmable, I, IP65, IK08, 120° optic, white aluminium body | 1444 | 114 | 80 |  | 100000/L80B10 | 3 | 25107 | 149.6 | 168 | 80+ | 3000 | 520.085
| DM1106425 | Norte I LED1x28350 G112 T830 ALU L120 | non-dimmable, I, IP65, IK08, 120° optic, white aluminium body | 1444 | 114 | 80 |  | 100000/L80B10 | 3 | 26842 | 162.8 | 165 | 80+ | 3000 | 531.179
| DM1106426 | Norte I LED1x31100 G113 T830 ALU L120 | non-dimmable, I, IP65, IK08, 120° optic, white aluminium body | 1953 | 114 | 80 |  | 100000/L80B10 | 3 | 29457 | 173.2 | 170 | 80+ | 3000 | 748.415
| DM1106427 | Norte I LED1x36900 G114 T830 ALU L120 | non-dimmable, I, IP65, IK08, 120° optic, white aluminium body | 1953 | 114 | 80 |  | 100000/L80B10 | 3 | 34914 | 207.4 | 168 | 80+ | 3000 | 748.415
| DM1106428 | Norte I LED1x42300 G115 T830 ALU L120 | non-dimmable, I, IP65, IK08, 120° optic, white aluminium body | 1953 | 114 | 80 |  | 100000/L80B10 | 3 | 40054 | 243.5 | 164 | 80+ | 3000 | 763.164
| DM1105054 | Norte I LED1x10500 G103 T840 ALU L120 | non-dimmable, I, IP65, IK08, 120° optic, white aluminium body | 935 | 114 | 80 |  | 100000/L80B10 | 3 | 10472 | 58.7 | 178 | 80+ | 4000 | 323.532
| DM1105055 | Norte I LED1x12350 G104 T840 ALU L120 | non-dimmable, I, IP65, IK08, 120° optic, white aluminium body | 935 | 114 | 80 |  | 100000/L80B10 | 3 | 12348 | 70.1 | 176 | 80+ | 4000 | 323.532
| DM1105056 | Norte I LED1x14250 G105 T840 ALU L120 | non-dimmable, I, IP65, IK08, 120° optic, white aluminium body | 935 | 114 | 80 |  | 100000/L80B10 | 3 | 14240 | 82.5 | 173 | 80+ | 4000 | 328.692
| DM1105057 | Norte I LED1x15650 G106 T840 ALU L120 | non-dimmable, I, IP65, IK08, 120° optic, white aluminium body | 1190 | 114 | 80 |  | 100000/L80B10 | 3 | 15627 | 86.9 | 180 | 80+ | 4000 | 415.423
| DM1105058 | Norte I LED1x18550 G107 T840 ALU L120 | non-dimmable, I, IP65, IK08, 120° optic, white aluminium body | 1190 | 114 | 80 |  | 100000/L80B10 | 3 | 18523 | 104 | 178 | 80+ | 4000 | 415.423
| DM1105059 | Norte I LED1x21250 G108 T840 ALU L120 | non-dimmable, I, IP65, IK08, 120° optic, white aluminium body | 1190 | 114 | 80 |  | 100000/L80B10 | 3 | 21250 | 122.1 | 174 | 80+ | 4000 | 422.948
| DM1105060 | Norte I LED1x20900 G110 T840 ALU L120 | non-dimmable, I, IP65, IK08, 120° optic, white aluminium body | 1444 | 114 | 80 |  | 100000/L80B10 | 3 | 20837 | 114.6 | 182 | 80+ | 4000 | 520.085
| DM1105061 | Norte I LED1x24700 G111 T840 ALU L120 | non-dimmable, I, IP65, IK08, 120° optic, white aluminium body | 1444 | 114 | 80 |  | 100000/L80B10 | 3 | 24697 | 137.2 | 180 | 80+ | 4000 | 520.085
| DM1105062 | Norte I LED1x26450 G116 T840 ALU L120 | non-dimmable, I, IP65, IK08, 120° optic, white aluminium body | 1444 | 114 | 80 |  | 100000/L80B10 | 3 | 26428 | 149.6 | 177 | 80+ | 4000 | 520.085
| DM1105063 | Norte I LED1x28350 G112 T840 ALU L120 | non-dimmable, I, IP65, IK08, 120° optic, white aluminium body | 1444 | 114 | 80 |  | 100000/L80B10 | 3 | 28333 | 162.8 | 174 | 80+ | 4000 | 531.179
| DM1105064 | Norte I LED1x31100 G113 T840 ALU L120 | non-dimmable, I, IP65, IK08, 120° optic, white aluminium body | 1953 | 114 | 80 |  | 100000/L80B10 | 3 | 31094 | 173.2 | 180 | 80+ | 4000 | 748.415
| DM1105065 | Norte I LED1x36900 G114 T840 ALU L120 | non-dimmable, I, IP65, IK08, 120° optic, white aluminium body | 1953 | 114 | 80 |  | 100000/L80B10 | 3 | 36854 | 207.4 | 178 | 80+ | 4000 | 748.415
| DM1105066 | Norte I LED1x42300 G115 T840 ALU L120 | non-dimmable, I, IP65, IK08, 120° optic, white aluminium body | 1953 | 114 | 80 |  | 100000/L80B10 | 3 | 42279 | 243.5 | 174 | 80+ | 4000 | 763.164
| DM1109092 | Norte I LED1x10500 G103 T830 ALU L1A50 | non-dimmable, I, IP65, IK08, asymmetrical optic, white aluminium body | 935 | 114 | 80 |  | 100000/L80B10 | 3 | 9608 | 58.7 | 164 | 80+ | 3000 | 323.532
| DM1109093 | Norte I LED1x12350 G104 T830 ALU L1A50 | non-dimmable, I, IP65, IK08, asymmetrical optic, white aluminium body | 935 | 114 | 80 |  | 100000/L80B10 | 3 | 11329 | 70.1 | 162 | 80+ | 3000 | 323.532
| DM1109094 | Norte I LED1x14250 G105 T830 ALU L1A50 | non-dimmable, I, IP65, IK08, asymmetrical optic, white aluminium body | 935 | 114 | 80 |  | 100000/L80B10 | 3 | 13064 | 82.5 | 158 | 80+ | 3000 | 328.692
| DM1109095 | Norte I LED1x15650 G106 T830 ALU L1A50 | non-dimmable, I, IP65, IK08, asymmetrical optic, white aluminium body | 1190 | 114 | 80 |  | 100000/L80B10 | 3 | 14411 | 87.1 | 165 | 80+ | 3000 | 415.423
| DM1109096 | Norte I LED1x18550 G107 T830 ALU L1A50 | non-dimmable, I, IP65, IK08, asymmetrical optic, white aluminium body | 1190 | 114 | 80 |  | 100000/L80B10 | 3 | 16994 | 104 | 163 | 80+ | 3000 | 415.423
| DM1109097 | Norte I LED1x21250 G108 T830 ALU L1A50 | non-dimmable, I, IP65, IK08, asymmetrical optic, white aluminium body | 1190 | 114 | 80 |  | 100000/L80B10 | 3 | 19597 | 122.4 | 160 | 80+ | 3000 | 422.948
| DM1109098 | Norte I LED1x20900 G110 T830 ALU L1A50 | non-dimmable, I, IP65, IK08, asymmetrical optic, white aluminium body | 1444 | 114 | 80 |  | 100000/L80B10 | 3 | 19117 | 114.6 | 167 | 80+ | 3000 | 520.085
| DM1109099 | Norte I LED1x24700 G111 T830 ALU L1A50 | non-dimmable, I, IP65, IK08, asymmetrical optic, white aluminium body | 1444 | 114 | 80 |  | 100000/L80B10 | 3 | 22658 | 137.2 | 165 | 80+ | 3000 | 520.085
| DM1109100 | Norte I LED1x26450 G116 T830 ALU L1A50 | non-dimmable, I, IP65, IK08, asymmetrical optic, white aluminium body | 1444 | 114 | 80 |  | 100000/L80B10 | 3 | 24314 | 149.6 | 163 | 80+ | 3000 | 520.085
| DM1109101 | Norte I LED1x28350 G112 T830 ALU L1A50 | non-dimmable, I, IP65, IK08, asymmetrical optic, white aluminium body | 1444 | 114 | 80 |  | 100000/L80B10 | 3 | 25994 | 162.8 | 160 | 80+ | 3000 | 531.179
| DM1109102 | Norte I LED1x31100 G113 T830 ALU L1A50 | non-dimmable, I, IP65, IK08, asymmetrical optic, white aluminium body | 1953 | 114 | 80 |  | 100000/L80B10 | 3 | 28527 | 173.2 | 165 | 80+ | 3000 | 748.415
| DM1109103 | Norte I LED1x36900 G114 T830 ALU L1A50 | non-dimmable, I, IP65, IK08, asymmetrical optic, white aluminium body | 1953 | 114 | 80 |  | 100000/L80B10 | 3 | 33812 | 207.4 | 163 | 80+ | 3000 | 748.415
| DM1109104 | Norte I LED1x42300 G115 T830 ALU L1A50 | non-dimmable, I, IP65, IK08, asymmetrical optic, white aluminium body | 1953 | 114 | 80 |  | 100000/L80B10 | 3 | 38789 | 243.5 | 159 | 80+ | 3000 | 763.164
| DM1109105 | Norte I LED1x10500 G103 T840 ALU L1A50 | non-dimmable, I, IP65, IK08, asymmetrical optic, white aluminium body | 935 | 114 | 80 |  | 100000/L80B10 | 3 | 10141 | 58.7 | 173 | 80+ | 4000 | 323.532
| DM1109106 | Norte I LED1x12350 G104 T840 ALU L1A50 | non-dimmable, I, IP65, IK08, asymmetrical optic, white aluminium body | 935 | 114 | 80 |  | 100000/L80B10 | 3 | 11958 | 70.1 | 171 | 80+ | 4000 | 323.532
| DM1109107 | Norte I LED1x14250 G105 T840 ALU L1A50 | non-dimmable, I, IP65, IK08, asymmetrical optic, white aluminium body | 935 | 114 | 80 |  | 100000/L80B10 | 3 | 13790 | 82.5 | 167 | 80+ | 4000 | 328.692
| DM1109108 | Norte I LED1x15650 G106 T840 ALU L1A50 | non-dimmable, I, IP65, IK08, asymmetrical optic, white aluminium body | 1190 | 114 | 80 |  | 100000/L80B10 | 3 | 15134 | 86.9 | 174 | 80+ | 4000 | 415.423
| DM1109109 | Norte I LED1x18550 G107 T840 ALU L1A50 | non-dimmable, I, IP65, IK08, asymmetrical optic, white aluminium body | 1190 | 114 | 80 |  | 100000/L80B10 | 3 | 17938 | 104 | 172 | 80+ | 4000 | 415.423
| DM1109110 | Norte I LED1x21250 G108 T840 ALU L1A50 | non-dimmable, I, IP65, IK08, asymmetrical optic, white aluminium body | 1190 | 114 | 80 |  | 100000/L80B10 | 3 | 20579 | 122.1 | 169 | 80+ | 4000 | 422.948
| DM1109111 | Norte I LED1x20900 G110 T840 ALU L1A50 | non-dimmable, I, IP65, IK08, asymmetrical optic, white aluminium body | 1444 | 114 | 80 |  | 100000/L80B10 | 3 | 20179 | 114.6 | 176 | 80+ | 4000 | 520.085
| DM1109112 | Norte I LED1x24700 G111 T840 ALU L1A50 | non-dimmable, I, IP65, IK08, asymmetrical optic, white aluminium body | 1444 | 114 | 80 |  | 100000/L80B10 | 3 | 23917 | 137.2 | 174 | 80+ | 4000 | 520.085
| DM1109113 | Norte I LED1x26450 G116 T840 ALU L1A50 | non-dimmable, I, IP65, IK08, asymmetrical optic, white aluminium body | 1444 | 114 | 80 |  | 100000/L80B10 | 3 | 25594 | 149.6 | 171 | 80+ | 4000 | 520.085
| DM1109114 | Norte I LED1x28350 G112 T840 ALU L1A50 | non-dimmable, I, IP65, IK08, asymmetrical optic, white aluminium body | 1444 | 114 | 80 |  | 100000/L80B10 | 3 | 27438 | 162.8 | 169 | 80+ | 4000 | 531.179
| DM1109115 | Norte I LED1x31100 G113 T840 ALU L1A50 | non-dimmable, I, IP65, IK08, asymmetrical optic, white aluminium body | 1953 | 114 | 80 |  | 100000/L80B10 | 3 | 30112 | 173.2 | 174 | 80+ | 4000 | 748.415
| DM1109116 | Norte I LED1x36900 G114 T840 ALU L1A50 | non-dimmable, I, IP65, IK08, asymmetrical optic, white aluminium body | 1953 | 114 | 80 |  | 100000/L80B10 | 3 | 35690 | 207.4 | 172 | 80+ | 4000 | 748.415
| DM1109117 | Norte I LED1x42300 G115 T840 ALU L1A50 | non-dimmable, I, IP65, IK08, asymmetrical optic, white aluminium body | 1953 | 114 | 80 |  | 100000/L80B10 | 3 | 40944 | 243.5 | 168 | 80+ | 4000 | 763.164
*note - for accurate beam control please consider using adjustable brackets accessory
| DM1107674 | Norte I LED1x10500 G103 T840 ALU L60 SPORT | non-dimmable, I, IP65, IK10, UGR≤22, 60° optic, white aluminium body with protection grid | 935 | 114 | 91 |  | 100000/L80B10 | 3 | 9480 | 58.7 | 161 | 80+ | 4000 | 423.593
| DM1107675 | Norte I LED1x12350 G104 T840 ALU L60 SPORT | non-dimmable, I, IP65, IK10, UGR≤22, 60° optic, white aluminium body with protection grid | 935 | 114 | 91 |  | 100000/L80B10 | 3 | 11179 | 70.1 | 159 | 80+ | 4000 | 423.593
| DM1107676 | Norte I LED1x14250 G105 T840 ALU L60 SPORT | non-dimmable, I, IP65, IK10, UGR≤22, 60° optic, white aluminium body with protection grid | 935 | 114 | 91 |  | 100000/L80B10 | 3 | 12891 | 82.5 | 156 | 80+ | 4000 | 428.839
| DM1107677 | Norte I LED1x15650 G106 T840 ALU L60 SPORT | non-dimmable, I, IP65, IK10, UGR≤22, 60° optic, white aluminium body with protection grid | 1190 | 114 | 91 |  | 100000/L80B10 | 3 | 14147 | 86.9 | 163 | 80+ | 4000 | 540.037
| DM1107678 | Norte I LED1x18550 G107 T840 ALU L60 SPORT | non-dimmable, I, IP65, IK10, UGR≤22, 60° optic, white aluminium body with protection grid | 1190 | 114 | 91 |  | 100000/L80B10 | 3 | 16768 | 104 | 161 | 80+ | 4000 | 540.037
| DM1107679 | Norte I LED1x21250 G108 T840 ALU L60 SPORT | non-dimmable, I, IP65, IK10, UGR≤22, 60° optic, white aluminium body with protection grid | 1190 | 114 | 91 |  | 100000/L80B10 | 3 | 19237 | 122.1 | 158 | 80+ | 4000 | 547.519
| DM1107680 | Norte I LED1x20900 G110 T840 ALU L60 SPORT | non-dimmable, I, IP65, IK10, UGR≤22, 60° optic, white aluminium body with protection grid | 1444 | 114 | 91 |  | 100000/L80B10 | 3 | 18863 | 114.6 | 165 | 80+ | 4000 | 668.263
| DM1107681 | Norte I LED1x24700 G111 T840 ALU L60 SPORT | non-dimmable, I, IP65, IK10, UGR≤22, 60° optic, white aluminium body with protection grid | 1444 | 114 | 91 |  | 100000/L80B10 | 3 | 22357 | 137.2 | 163 | 80+ | 4000 | 668.263
| DM1107682 | Norte I LED1x26450 G116 T840 ALU L60 SPORT | non-dimmable, I, IP65, IK10, UGR≤22, 60° optic, white aluminium body with protection grid | 1444 | 114 | 91 |  | 100000/L80B10 | 3 | 23925 | 149.6 | 160 | 80+ | 4000 | 668.263
| DM1107683 | Norte I LED1x28350 G112 T840 ALU L60 SPORT | non-dimmable, I, IP65, IK10, UGR≤22, 60° optic, white aluminium body with protection grid | 1444 | 114 | 91 |  | 100000/L80B10 | 3 | 25649 | 162.8 | 158 | 80+ | 4000 | 679.443
| DM1107684 | Norte I LED1x31100 G113 T840 ALU L60 SPORT | non-dimmable, I, IP65, IK10, UGR≤22, 60° optic, white aluminium body with protection grid | 1953 | 114 | 91 |  | 100000/L80B10 | 3 | 28148 | 173.2 | 163 | 80+ | 4000 | 945.011
| DM1107685 | Norte I LED1x36900 G114 T840 ALU L60 SPORT | non-dimmable, I, IP65, IK10, UGR≤22, 60° optic, white aluminium body with protection grid | 1953 | 114 | 91 |  | 100000/L80B10 | 3 | 33363 | 207.4 | 161 | 80+ | 4000 | 945.011
| DM1107686 | Norte I LED1x42300 G115 T840 ALU L60 SPORT | non-dimmable, I, IP65, IK10, UGR≤22, 60° optic, white aluminium body with protection grid | 1953 | 114 | 91 |  | 100000/L80B10 | 3 | 38273 | 243.5 | 157 | 80+ | 4000 | 959.76
| DM1112077 | Norte I LED1x10500 G103 T840 ALU L75 SPORT | non-dimmable, I, IP65, IK10, UGR≤22, 75° optic, white aluminium body with protection grid | 935 | 114 | 91 |  | 100000/L80B10 | 3 | 9039 | 58.7 | 154 | 80+ | 4000 | 423.593
| DM1112078 | Norte I LED1x12350 G104 T840 ALU L75 SPORT | non-dimmable, I, IP65, IK10, UGR≤22, 75° optic, white aluminium body with protection grid | 935 | 114 | 91 |  | 100000/L80B10 | 3 | 10659 | 70.1 | 152 | 80+ | 4000 | 423.593
| DM1112079 | Norte I LED1x14250 G105 T840 ALU L75 SPORT | non-dimmable, I, IP65, IK10, UGR≤22, 75° optic, white aluminium body with protection grid | 935 | 114 | 91 |  | 100000/L80B10 | 3 | 12291 | 82.5 | 149 | 80+ | 4000 | 428.839
| DM1112080 | Norte I LED1x15650 G106 T840 ALU L75 SPORT | non-dimmable, I, IP65, IK10, UGR≤22, 75° optic, white aluminium body with protection grid | 1190 | 114 | 91 |  | 100000/L80B10 | 3 | 13489 | 86.9 | 155 | 80+ | 4000 | 540.037
| DM1112081 | Norte I LED1x18550 G107 T840 ALU L75 SPORT | non-dimmable, I, IP65, IK10, UGR≤22, 75° optic, white aluminium body with protection grid | 1190 | 114 | 91 |  | 100000/L80B10 | 3 | 15988 | 104 | 154 | 80+ | 4000 | 540.037
| DM1112082 | Norte I LED1x21250 G108 T840 ALU L75 SPORT | non-dimmable, I, IP65, IK10, UGR≤22, 75° optic, white aluminium body with protection grid | 1190 | 114 | 91 |  | 100000/L80B10 | 3 | 18342 | 122.1 | 150 | 80+ | 4000 | 547.519
| DM1112083 | Norte I LED1x20900 G110 T840 ALU L75 SPORT | non-dimmable, I, IP65, IK10, UGR≤22, 75° optic, white aluminium body with protection grid | 1444 | 114 | 91 |  | 100000/L80B10 | 3 | 17985 | 114.6 | 157 | 80+ | 4000 | 668.263
| DM1112084 | Norte I LED1x24700 G111 T840 ALU L75 SPORT | non-dimmable, I, IP65, IK10, UGR≤22, 75° optic, white aluminium body with protection grid | 1444 | 114 | 91 |  | 100000/L80B10 | 3 | 21317 | 137.2 | 155 | 80+ | 4000 | 668.263
| DM1112085 | Norte I LED1x26450 G116 T840 ALU L75 SPORT | non-dimmable, I, IP65, IK10, UGR≤22, 75° optic, white aluminium body with protection grid | 1444 | 114 | 91 |  | 100000/L80B10 | 3 | 22812 | 149.6 | 152 | 80+ | 4000 | 668.263
| DM1112086 | Norte I LED1x28350 G112 T840 ALU L75 SPORT | non-dimmable, I, IP65, IK10, UGR≤22, 75° optic, white aluminium body with protection grid | 1444 | 114 | 91 |  | 100000/L80B10 | 3 | 24456 | 162.8 | 150 | 80+ | 4000 | 679.443
| DM1112087 | Norte I LED1x31100 G113 T840 ALU L75 SPORT | non-dimmable, I, IP65, IK10, UGR≤22, 75° optic, white aluminium body with protection grid | 1953 | 114 | 91 |  | 100000/L80B10 | 3 | 26839 | 173.2 | 155 | 80+ | 4000 | 945.011
| DM1112088 | Norte I LED1x36900 G114 T840 ALU L75 SPORT | non-dimmable, I, IP65, IK10, UGR≤22, 75° optic, white aluminium body with protection grid | 1953 | 114 | 91 |  | 100000/L80B10 | 3 | 31811 | 207.4 | 153 | 80+ | 4000 | 945.011
| DM1112089 | Norte I LED1x42300 G115 T840 ALU L75 SPORT | non-dimmable, I, IP65, IK10, UGR≤22, 75° optic, white aluminium body with protection grid | 1953 | 114 | 91 |  | 100000/L80B10 | 3 | 36493 | 243.5 | 150 | 80+ | 4000 | 959.76
| DM1108313 | Norte I LED1x10500 G103 T840 ALU L90x90 SPORT | non-dimmable, I, IP65, IK10, 90x90° optic, white aluminium body with protection grid | 935 | 114 | 91 |  | 100000/L80B10 | 3 | 9480 | 58.7 | 161 | 80+ | 4000 | 423.593
| DM1107649 | Norte I LED1x12350 G104 T840 ALU L90x90 SPORT | non-dimmable, I, IP65, IK10, 90x90° optic, white aluminium body with protection grid | 935 | 114 | 91 |  | 100000/L80B10 | 3 | 11179 | 70.1 | 159 | 80+ | 4000 | 423.593
| DM1107650 | Norte I LED1x14250 G105 T840 ALU L90x90 SPORT | non-dimmable, I, IP65, IK10, 90x90° optic, white aluminium body with protection grid | 935 | 114 | 91 |  | 100000/L80B10 | 3 | 12891 | 82.5 | 156 | 80+ | 4000 | 428.839
| DM1107651 | Norte I LED1x15650 G106 T840 ALU L90x90 SPORT | non-dimmable, I, IP65, IK10, 90x90° optic, white aluminium body with protection grid | 1190 | 114 | 91 |  | 100000/L80B10 | 3 | 14147 | 86.9 | 163 | 80+ | 4000 | 540.037
| DM1107652 | Norte I LED1x18550 G107 T840 ALU L90x90 SPORT | non-dimmable, I, IP65, IK10, 90x90° optic, white aluminium body with protection grid | 1190 | 114 | 91 |  | 100000/L80B10 | 3 | 16768 | 104 | 161 | 80+ | 4000 | 540.037
| DM1107653 | Norte I LED1x21250 G108 T840 ALU L90x90 SPORT | non-dimmable, I, IP65, IK10, 90x90° optic, white aluminium body with protection grid | 1190 | 114 | 91 |  | 100000/L80B10 | 3 | 19237 | 122.1 | 158 | 80+ | 4000 | 547.519
| DM1107654 | Norte I LED1x20850 G110 T840 ALU L90x90 SPORT | non-dimmable, I, IP65, IK10, 90x90° optic, white aluminium body with protection grid | 1444 | 114 | 91 |  | 100000/L80B10 | 3 | 18863 | 114.6 | 165 | 80+ | 4000 | 668.263
| DM1107655 | Norte I LED1x24700 G111 T840 ALU L90x90 SPORT | non-dimmable, I, IP65, IK10, 90x90° optic, white aluminium body with protection grid | 1444 | 114 | 91 |  | 100000/L80B10 | 3 | 22357 | 137.2 | 163 | 80+ | 4000 | 668.263
| DM1107656 | Norte I LED1x26450 G116 T840 ALU L90x90 SPORT | non-dimmable, I, IP65, IK10, 90x90° optic, white aluminium body with protection grid | 1444 | 114 | 91 |  | 100000/L80B10 | 3 | 23925 | 149.6 | 160 | 80+ | 4000 | 668.263
| DM1107657 | Norte I LED1x28350 G112 T840 ALU L90x90 SPORT | non-dimmable, I, IP65, IK10, 90x90° optic, white aluminium body with protection grid | 1444 | 114 | 91 |  | 100000/L80B10 | 3 | 25649 | 162.8 | 158 | 80+ | 4000 | 679.443
| DM1107658 | Norte I LED1x31100 G113 T840 ALU L90x90 SPORT | non-dimmable, I, IP65, IK10, 90x90° optic, white aluminium body with protection grid | 1953 | 114 | 91 |  | 100000/L80B10 | 3 | 28148 | 173.2 | 163 | 80+ | 4000 | 945.011
| DM1107659 | Norte I LED1x36900 G114 T840 ALU L90x90 SPORT | non-dimmable, I, IP65, IK10, 90x90° optic, white aluminium body with protection grid | 1953 | 114 | 91 |  | 100000/L80B10 | 3 | 33363 | 207.4 | 161 | 80+ | 4000 | 945.011
| DM1107660 | Norte I LED1x42300 G115 T840 ALU L90x90 SPORT | non-dimmable, I, IP65, IK10, 90x90° optic, white aluminium body with protection grid | 1953 | 114 | 91 |  | 100000/L80B10 | 3 | 38273 | 243.5 | 157 | 80+ | 4000 | 959.76
| DM1107661 | Norte I LED1x10500 G103 T840 ALU L120 SPORT | non-dimmable, I, IP65, IK10, 120° optic, white aluminium body with protection grid | 935 | 114 | 91 |  | 100000/L80B10 | 3 | 9480 | 58.7 | 161 | 80+ | 4000 | 423.593
| DM1107662 | Norte I LED1x12350 G104 T840 ALU L120 SPORT | non-dimmable, I, IP65, IK10, 120° optic, white aluminium body with protection grid | 935 | 114 | 91 |  | 100000/L80B10 | 3 | 11179 | 70.1 | 159 | 80+ | 4000 | 423.593
| DM1107663 | Norte I LED1x14250 G105 T840 ALU L120 SPORT | non-dimmable, I, IP65, IK10, 120° optic, white aluminium body with protection grid | 935 | 114 | 91 |  | 100000/L80B10 | 3 | 12891 | 82.5 | 156 | 80+ | 4000 | 428.839
| DM1107664 | Norte I LED1x15650 G106 T840 ALU L120 SPORT | non-dimmable, I, IP65, IK10, 120° optic, white aluminium body with protection grid | 1190 | 114 | 91 |  | 100000/L80B10 | 3 | 14147 | 86.9 | 163 | 80+ | 4000 | 540.037
| DM1107665 | Norte I LED1x18550 G107 T840 ALU L120 SPORT | non-dimmable, I, IP65, IK10, 120° optic, white aluminium body with protection grid | 1190 | 114 | 91 |  | 100000/L80B10 | 3 | 16768 | 104 | 161 | 80+ | 4000 | 540.037
| DM1107666 | Norte I LED1x21250 G108 T840 ALU L120 SPORT | non-dimmable, I, IP65, IK10, 120° optic, white aluminium body with protection grid | 1190 | 114 | 91 |  | 100000/L80B10 | 3 | 19237 | 122.1 | 158 | 80+ | 4000 | 547.519
| DM1107667 | Norte I LED1x20900 G110 T840 ALU L120 SPORT | non-dimmable, I, IP65, IK10, 120° optic, white aluminium body with protection grid | 1444 | 114 | 91 |  | 100000/L80B10 | 3 | 18863 | 114.6 | 165 | 80+ | 4000 | 668.263
| DM1107668 | Norte I LED1x24700 G111 T840 ALU L120 SPORT | non-dimmable, I, IP65, IK10, 120° optic, white aluminium body with protection grid | 1444 | 114 | 91 |  | 100000/L80B10 | 3 | 22357 | 137.2 | 163 | 80+ | 4000 | 668.263
| DM1107669 | Norte I LED1x26450 G116 T840 ALU L120 SPORT | non-dimmable, I, IP65, IK10, 120° optic, white aluminium body with protection grid | 1444 | 114 | 91 |  | 100000/L80B10 | 3 | 23925 | 149.6 | 160 | 80+ | 4000 | 668.263
| DM1107670 | Norte I LED1x28350 G112 T840 ALU L120 SPORT | non-dimmable, I, IP65, IK10, 120° optic, white aluminium body with protection grid | 1444 | 114 | 91 |  | 100000/L80B10 | 3 | 25649 | 162.8 | 158 | 80+ | 4000 | 679.443
| DM1107671 | Norte I LED1x31100 G113 T840 ALU L120 SPORT | non-dimmable, I, IP65, IK10, 120° optic, white aluminium body with protection grid | 1953 | 114 | 91 |  | 100000/L80B10 | 3 | 28148 | 173.2 | 163 | 80+ | 4000 | 945.011
| DM1107672 | Norte I LED1x36900 G114 T840 ALU L120 SPORT | non-dimmable, I, IP65, IK10, 120° optic, white aluminium body with protection grid | 1953 | 114 | 91 |  | 100000/L80B10 | 3 | 33363 | 207.4 | 161 | 80+ | 4000 | 945.011
| DM1107673 | Norte I LED1x42300 G115 T840 ALU L120 SPORT | non-dimmable, I, IP65, IK10, 120° optic, white aluminium body with protection grid | 1953 | 114 | 91 |  | 100000/L80B10 | 3 | 38273 | 243.5 | 157 | 80+ | 4000 | 959.76
| DM1109118 | Norte I LED1x10500 G103 T840 ALU L1A50 SPORT | non-dimmable, I, IP65, IK10, asymmetrical optic, white aluminium body with protection grid | 935 | 114 | 91 |  | 100000/L80B10 | 3 | 9149 | 58.7 | 156 | 80+ | 4000 | 423.593
| DM1109119 | Norte I LED1x12350 G104 T840 ALU L1A50 SPORT | non-dimmable, I, IP65, IK10, asymmetrical optic, white aluminium body with protection grid | 935 | 114 | 91 |  | 100000/L80B10 | 3 | 10789 | 70.1 | 154 | 80+ | 4000 | 423.593
| DM1109120 | Norte I LED1x14250 G105 T840 ALU L1A50 SPORT | non-dimmable, I, IP65, IK10, asymmetrical optic, white aluminium body with protection grid | 935 | 114 | 91 |  | 100000/L80B10 | 3 | 12441 | 82.5 | 151 | 80+ | 4000 | 428.839
| DM1109121 | Norte I LED1x15650 G106 T840 ALU L1A50 SPORT | non-dimmable, I, IP65, IK10, asymmetrical optic, white aluminium body with protection grid | 1190 | 114 | 91 |  | 100000/L80B10 | 3 | 13653 | 86.9 | 157 | 80+ | 4000 | 540.037
| DM1109122 | Norte I LED1x18550 G107 T840 ALU L1A50 SPORT | non-dimmable, I, IP65, IK10, asymmetrical optic, white aluminium body with protection grid | 1190 | 114 | 91 |  | 100000/L80B10 | 3 | 16183 | 104 | 156 | 80+ | 4000 | 540.037
| DM1109123 | Norte I LED1x21250 G108 T840 ALU L1A50 SPORT | non-dimmable, I, IP65, IK10, asymmetrical optic, white aluminium body with protection grid | 1190 | 114 | 91 |  | 100000/L80B10 | 3 | 18565 | 122.1 | 152 | 80+ | 4000 | 547.519
| DM1109124 | Norte I LED1x20900 G110 T840 ALU L1A50 SPORT | non-dimmable, I, IP65, IK10, asymmetrical optic, white aluminium body with protection grid | 1444 | 114 | 91 |  | 100000/L80B10 | 3 | 18205 | 114.6 | 159 | 80+ | 4000 | 668.263
| DM1109125 | Norte I LED1x24700 G111 T840 ALU L1A50 SPORT | non-dimmable, I, IP65, IK10, asymmetrical optic, white aluminium body with protection grid | 1444 | 114 | 91 |  | 100000/L80B10 | 3 | 21577 | 137.2 | 157 | 80+ | 4000 | 668.263
| DM1109126 | Norte I LED1x26450 G116 T840 ALU L1A50 SPORT | non-dimmable, I, IP65, IK10, asymmetrical optic, white aluminium body with protection grid | 1444 | 114 | 91 |  | 100000/L80B10 | 3 | 23090 | 149.6 | 154 | 80+ | 4000 | 668.263
| DM1109127 | Norte I LED1x28350 G112 T840 ALU L1A50 SPORT | non-dimmable, I, IP65, IK10, asymmetrical optic, white aluminium body with protection grid | 1444 | 114 | 91 |  | 100000/L80B10 | 3 | 24754 | 162.8 | 152 | 80+ | 4000 | 679.443
| DM1109128 | Norte I LED1x31100 G113 T840 ALU L1A50 SPORT | non-dimmable, I, IP65, IK10, asymmetrical optic, white aluminium body with protection grid | 1953 | 114 | 91 |  | 100000/L80B10 | 3 | 27166 | 173.2 | 157 | 80+ | 4000 | 945.011
| DM1109129 | Norte I LED1x36900 G114 T840 ALU L1A50 SPORT | non-dimmable, I, IP65, IK10, asymmetrical optic, white aluminium body with protection grid | 1953 | 114 | 91 |  | 100000/L80B10 | 3 | 32199 | 207.4 | 155 | 80+ | 4000 | 945.011
| DM1109130 | Norte I LED1x42300 G115 T840 ALU L1A50 SPORT | non-dimmable, I, IP65, IK10, asymmetrical optic, white aluminium body with protection grid | 1953 | 114 | 91 |  | 100000/L80B10 | 3 | 36938 | 243.5 | 152 | 80+ | 4000 | 959.76
*note - for accurate beam control please consider using adjustable brackets accessory
| DM9027536 | Adjustable brackets MTG KIT - Norte I LED | Ceiling and wall mounting brackets for Norte I LED with angle adjustment +/-75 degrees (every 15 ), galvanized steel, 2pcs | [11 empty] | 33.626
Available options:
|  | DALI (G103...G116) | Driver with DALI interface and switch-control dimming | [11 empty] | 55
|  | DALI (G112) | Driver with DALI interface and switch-control dimming | [11 empty] | 139.191
|  | DALI (G113...G115) | Driver with DALI interface and switch-control dimming | [11 empty] | 112.445
*note - for models with power above 155W two DALI addresses are used
|  | HBEAIRB-M (power up to 100W) | Master luminaire with integrated smart sensor for high ceiling (up to 16m) and driver with wireless communication and grouping possibilities for lighting control | [11 empty] | 285.8805
|  | HBEAIRB-S (power up to 100W) | Slave luminaire with integrated EAIR type driver for lighting control | [11 empty] | 91.0755
|  | HBEAIRB-M (power 100W - 170W) | Master luminaire with integrated smart sensor for high ceiling (up to 16m) and driver with wireless communication and grouping possibilities for lighting control | [11 empty] | 307.4589
|  | HBEAIRB-S (power 100W - 170W) | Slave luminaire with integrated EAIR type driver for lighting control | [11 empty] | 112.7205
|  | HBEAIRB-M (power 170W - 210W) | Master luminaire with integrated smart sensor for high ceiling (up to 16m) and driver with wireless communication and grouping possibilities for lighting control | [11 empty] | 376.7562
|  | HBEAIRB-S (power 170W - 210W) | Slave luminaire with integrated EAIR type driver for lighting control | [11 empty] | 181.9845
|  | HBEAIRB-M (power > 210W) | Master luminaire with integrated smart sensor for high ceiling (up to 16m) and driver with wireless communication and grouping possibilities for lighting control | [11 empty] | 420.1461
|  | HBEAIRB-S (power > 210W) | Slave luminaire with integrated EAIR type driver for lighting control | [11 empty] | 225.4077
*note - max system size 1x HBEAIRB-M + 1x HBEAIRB-S.
*note - the impact protection rating of the HBEAIRB-M option is IK05, except when the SPORT option is used.
*note - max wire lenght from HBEAIRB-M to last HBEAIRB-S - 11m.
|  | BLT | Integrated wireless control unit and driver for lighting control via mobile device (via Bluetooth) | [11 empty] | 321.5448
|  | KRBLT | Integrated wireless control unit and driver for lighting control via mobile device (KR system app), on/off | [11 empty] | 126.248
|  | KRBLT DALI | Integrated wireless control unit and driver for lighting control via mobile device (KR system app), DALI with integrated PS | [11 empty] | 236.07
|  | COR (power up to 155W) | Driver with Corridor function (never off) | [11 empty] | 76.6899
|  | COR1min (power up to 155W) | Driver with Corridor function 1min (switch off after 1 min.) | [11 empty] | 76.6899
|  | COR30min (power up to 155W) | Driver with Corridor function 30min (switch off after 30 min.) | [11 empty] | 76.6899
|  | COR (power 156-250W) | Driver with Corridor function (never off) | [11 empty] | 150.3495
|  | COR1min (power 156-250W) | Driver with Corridor function 1min (switch off after 1 min.) | [11 empty] | 150.3495
|  | COR30min (power 156-250W) | Driver with Corridor function 30min (switch off after 30 min.) | [11 empty] | 150.3495
|  | HBPIR-M | Batten-fit PIR sensor for ceiling hights up to 12 meters, on-off, master luminaire | [11 empty] | 92.88
|  | HBPIR DALI-M | Batten-fit PIR sensor for ceiling hights up to 12 meters, DALI with integrated PS, master luminaire | [11 empty] | 262.214
|  | HBPIR KRBLT | Batten-fit PIR sensor for ceiling hights up to 12 meters, KR system app control, on-off | [11 empty] | 232.028
|  | HBPIR KRBLT DALI | Batten-fit PIR sensor for ceiling hights up to 12 meters, KR system app control and DALI with integrated PS | [11 empty] | 338.711
*note - Luminaire with integrated PIR sensor protection degree is IK05
|  | EM3 | Emergency version 3 hours | [11 empty] | 90
|  | EM3A | Emergency version equipped with an autonomous testing system, 3 hours | [11 empty] | 162.798
|  | EM3D | Emergency version 3 hours with DALI interface | [11 empty] | 268.578
*note - Operating temperature range for Luminaires with EM option, C: ta 0... +35
|  | 1LIN | Through wiring single phase d=1.5 mm² with two push-in terminal blocks | [11 empty] | 18.877
|  | 2LIN | Through wiring two phases d=1.5 mm² with two push-in terminal blocks | [11 empty] | 22.059
|  | 3LIN | Through wiring three phases d=1.5 mm² with two push-in terminal blocks | [11 empty] | 22.059
|  | 1LIN2.5 | Through wiring single phase d=2.5 mm² with two push-in terminal blocks | [11 empty] | 22.059
|  | 2LIN2.5 | Through wiring two phases d=2.5 mm² with two push-in terminal blocks | [11 empty] | 26.144
|  | 3LIN2.5 | Through wiring three phases d=2.5 mm² with two push-in terminal blocks | [11 empty] | 26.144
|  | L30x65 | Optics with 30x65 beam angle
|  | L40 | Optics with 40x40 beam angle
|  | L60 | Optics with 60x60 beam angle
|  | L75 | Optics with 75x75 beam angle
|  | L90x90 | Optics with 90x90 beam angle
|  | L120 | Optics with 120x120 beam angle
|  | T830 | Colour temperature 3000K, CRI 80+
|  | T840 | Colour temperature 4000K, CRI 80+
|  | T857 | Colour temperature 5700K, CRI 80+
|  | T865 | Colour temperature 6500K, CRI 80+
Available accessories:
| DM9022962 | GRID MTG KIT Norte I LED - 980x114mm RAL9003 | Protective grid for Norte I LED luminaires up to size 980x114mm, white | [11 empty] | 132.569
| DM9022963 | GRID MTG KIT Norte I LED - 1235x114mm RAL9003 | Protective grid for Norte I LED luminaires up to size 1235x114mm, white | [11 empty] | 102.641
| DM9022965 | GRID MTG KIT Norte I LED - 1490x114mm RAL9003 | Protective grid for Norte I LED luminaires up to size 1490x114mm, white | [11 empty] | 193.672
| DM9022966 | GRID MTG KIT Norte I LED - 1998x114mm RAL9003 | Protective grid for Norte I LED luminaires up to size 1998x114mm, white | [11 empty] | 254.732
| DM9021583 | Suspension MTG KIT - Norte I LED 1.5m | Suspension kit for Norte I LED highbay, 1.5 meter | [11 empty] | 44.763
| DM9021584 | Suspension MTG KIT - Norte I LED 3.0m | Suspension kit for Norte I LED highbay, 3.0 meter | [11 empty] | 104.447
| DM9021585 | Suspension MTG KIT - Norte I LED 5.0m | Suspension kit for Norte I LED highbay, 5.0 meter | [11 empty] | 67.037
| DM9021586 | Wire suspension BRACKETS - Norte I LED | Wire suspention brackets for Norte I LED highbay, 2pcs | [11 empty] | 27.09
| DM9027536 | Adjustable brackets MTG KIT - Norte I LED | Ceiling and wall mounting brackets for Norte I LED with angle adjustment +/-75 degrees (every 15 ), galvanized steel, 2pcs | [11 empty] | 33.626
| DM9022195 | Remote Control HRC-11 | [12 empty] | 106.253
*note - remote control for HBPIR-M; HBPIR DALI-M
| DM1106391 | Norte I LED1x10500 G103 T830 ALU L90x90 ta+55C | non-dimmable, I, IP65, IK08, 90x90° optic, white aluminium body | 935 | 114 | 80 |  | 100000/L80B10 | 3 | 9826 | 56.8 | 172.993 | 80+ | 3000 | 381.625
| DM1106392 | Norte I LED1x12350 G104 T830 ALU L90x90 ta+55C | non-dimmable, I, IP65, IK08, 90x90° optic, white aluminium body | 935 | 114 | 80 |  | 100000/L80B10 | 3 | 11626 | 68.1 | 170.7195 | 80+ | 3000 | 381.625
| DM1106393 | Norte I LED1x14250 G105 T830 ALU L90x90 ta+55C | non-dimmable, I, IP65, IK08, 90x90° optic, white aluminium body | 935 | 114 | 80 |  | 100000/L80B10 | 3 | 13471 | 80.3 | 167.7584 | 80+ | 3000 | 381.625
| DM1106394 | Norte I LED1x15650 G106 T830 ALU L90x90 ta+55C | non-dimmable, I, IP65, IK08, 90x90° optic, white aluminium body | 1190 | 114 | 80 |  | 100000/L80B10 | 3 | 14739 | 84.1 | 175.2556 | 80+ | 3000 | 483.32
| DM1106395 | Norte I LED1x18550 G107 T830 ALU L90x90 ta+55C | non-dimmable, I, IP65, IK08, 90x90° optic, white aluminium body | 1190 | 114 | 80 |  | 100000/L80B10 | 3 | 17439 | 101.1 | 172.4926 | 80+ | 3000 | 483.32
| DM1106396 | Norte I LED1x21250 G108 T830 ALU L90x90 ta+55C | non-dimmable, I, IP65, IK08, 90x90° optic, white aluminium body | 1190 | 114 | 80 |  | 100000/L80B10 | 3 | 20207 | 119.3 | 169.3797 | 80+ | 3000 | 483.32
| DM1106397 | Norte I LED1x20850 G110 T830 ALU L90x90 ta+55C | non-dimmable, I, IP65, IK08, 90x90° optic, white aluminium body | 1444 | 114 | 80 |  | 100000/L80B10 | 3 | 19653 | 111.1 | 176.8947 | 80+ | 3000 | 596.582
| DM1106398 | Norte I LED1x24700 G111 T830 ALU L90x90 ta+55C | non-dimmable, I, IP65, IK08, 90x90° optic, white aluminium body | 1444 | 114 | 80 |  | 100000/L80B10 | 3 | 23253 | 133.3 | 174.4411 | 80+ | 3000 | 596.582
| DM1106399 | Norte I LED1x26450 G116 T830 ALU L90x90 ta+55C | non-dimmable, I, IP65, IK08, 90x90° optic, white aluminium body | 1444 | 114 | 80 |  | 100000/L80B10 | 3 | 25016 | 145.5 | 171.9313 | 80+ | 3000 | 596.582
| DM1106400 | Norte I LED1x28350 G112 T830 ALU L90x90 ta+55C | non-dimmable, I, IP65, IK08, 90x90° optic, white aluminium body | 1444 | 114 | 80 |  | 100000/L80B10 | 3 | 26773 | 158.7 | 168.702 | 80+ | 3000 | 596.582
| DM1105028 | Norte I LED1x10500 G103 T840 ALU L90x90 ta+55C | non-dimmable, I, IP65, IK08, 90x90° optic, white aluminium body | 935 | 114 | 80 |  | 100000/L80B10 | 3 | 10250 | 56.8 | 180.4577 | 80+ | 4000 | 381.625
| DM1105029 | Norte I LED1x12350 G104 T840 ALU L90x90 ta+55C | non-dimmable, I, IP65, IK08, 90x90° optic, white aluminium body | 935 | 114 | 80 |  | 100000/L80B10 | 3 | 12128 | 68.1 | 178.091 | 80+ | 4000 | 381.625
| DM1105030 | Norte I LED1x14250 G105 T840 ALU L90x90 ta+55C | non-dimmable, I, IP65, IK08, 90x90° optic, white aluminium body | 935 | 114 | 80 |  | 100000/L80B10 | 3 | 14052 | 80.3 | 174.9938 | 80+ | 4000 | 381.625
| DM1105031 | Norte I LED1x15650 G106 T840 ALU L90x90 ta+55C | non-dimmable, I, IP65, IK08, 90x90° optic, white aluminium body | 1190 | 114 | 80 |  | 100000/L80B10 | 3 | 15375 | 84.1 | 182.8181 | 80+ | 4000 | 483.32
| DM1105032 | Norte I LED1x18550 G107 T840 ALU L90x90 ta+55C | non-dimmable, I, IP65, IK08, 90x90° optic, white aluminium body | 1190 | 114 | 80 |  | 100000/L80B10 | 3 | 18192 | 101.1 | 179.9407 | 80+ | 4000 | 483.32
| DM1105033 | Norte I LED1x21250 G108 T840 ALU L90x90 ta+55C | non-dimmable, I, IP65, IK08, 90x90° optic, white aluminium body | 1190 | 114 | 80 |  | 100000/L80B10 | 3 | 21079 | 119.2 | 176.8372 | 80+ | 4000 | 483.32
| DM1105034 | Norte I LED1x20850 G110 T840 ALU L90x90 ta+55C | non-dimmable, I, IP65, IK08, 90x90° optic, white aluminium body | 1444 | 114 | 80 |  | 100000/L80B10 | 3 | 20500 | 111.1 | 184.5185 | 80+ | 4000 | 596.582
| DM1105035 | Norte I LED1x24700 G111 T840 ALU L90x90 ta+55C | non-dimmable, I, IP65, IK08, 90x90° optic, white aluminium body | 1444 | 114 | 80 |  | 100000/L80B10 | 3 | 24255 | 133.3 | 181.958 | 80+ | 4000 | 596.582
| DM1105036 | Norte I LED1x26450 G116 T840 ALU L90x90 ta+55C | non-dimmable, I, IP65, IK08, 90x90° optic, white aluminium body | 1444 | 114 | 80 |  | 100000/L80B10 | 3 | 26096 | 145.5 | 179.354 | 80+ | 4000 | 596.582
| DM1105037 | Norte I LED1x28350 G112 T840 ALU L90x90 ta+55C | non-dimmable, I, IP65, IK08, 90x90° optic, white aluminium body | 1444 | 114 | 80 |  | 100000/L80B10 | 3 | 27928 | 158.7 | 175.9798 | 80+ | 4000 | 596.582
Available options:
|  | DALI | Driver with DALI interface and switch-control dimming | [11 empty] | 55
|  | COR | Driver with Corridor function (never off) | [11 empty] | 75.8241
|  | COR1min | Driver with Corridor function 1min (switch off after 1 min.) | [11 empty] | 75.8241
|  | COR30min | Driver with Corridor function 30min (switch off after 30 min.) | [11 empty] | 75.8241
|  | 1LIN | Through wiring single phase d=1.5 mm² with two push-in terminal blocks | [11 empty] | 18.877
|  | 2LIN | Through wiring two phases d=1.5 mm² with two push-in terminal blocks | [11 empty] | 22.059
|  | 3LIN | Through wiring three phases d=1.5 mm² with two push-in terminal blocks | [11 empty] | 22.059
|  | 1LIN2.5 | Through wiring single phase d=2.5 mm² with two push-in terminal blocks | [11 empty] | 22.059
|  | 2LIN2.5 | Through wiring two phases d=2.5 mm² with two push-in terminal blocks | [11 empty] | 26.144
|  | 3LIN2.5 | Through wiring three phases d=2.5 mm² with two push-in terminal blocks | [11 empty] | 26.144
|  | L30x65 | Optics with 30x65 beam angle
|  | L40 | Optics with 40x40 beam angle
|  | L60 | Optics with 60x60 beam angle
|  | L75 | Optics with 75x75 beam angle
|  | L90x90 | Optics with 90x90 beam angle
|  | L120 | Optics with 120x120 beam angle
|  | T830 | Colour temperature 3000K, CRI 80+
|  | T840 | Colour temperature 4000K, CRI 80+
|  | T857 | Colour temperature 5700K, CRI 80+
|  | T865 | Colour temperature 6500K, CRI 80+
Available accessories:
| DM9022962 | GRID MTG KIT Norte I LED - 980x114mm RAL9003 | Protective grid for Norte I LED luminaires up to size 980x114mm, white | [11 empty] | 132.569
| DM9022963 | GRID MTG KIT Norte I LED - 1235x114mm RAL9003 | Protective grid for Norte I LED luminaires up to size 1235x114mm, white | [11 empty] | 102.641
| DM9022965 | GRID MTG KIT Norte I LED - 1490x114mm RAL9003 | Protective grid for Norte I LED luminaires up to size 1490x114mm, white | [11 empty] | 193.672
| DM9022966 | GRID MTG KIT Norte I LED - 1998x114mm RAL9003 | Protective grid for Norte I LED luminaires up to size 1998x114mm, white | [11 empty] | 254.732
| DM9021583 | Suspension MTG KIT - Norte I LED 1.5m | Suspension kit for Norte I LED highbay, 1.5 meter | [11 empty] | 44.763
| DM9021584 | Suspension MTG KIT - Norte I LED 3.0m | Suspension kit for Norte I LED highbay, 3.0 meter | [11 empty] | 53.621
| DM9021585 | Suspension MTG KIT - Norte I LED 5.0m | Suspension kit for Norte I LED highbay, 5.0 meter | [11 empty] | 67.037
| DM9021586 | Wire suspension BRACKETS - Norte I LED | Wire suspention brackets for Norte I LED highbay, 2pcs | [11 empty] | 27.09
| DM9027536 | Adjustable brackets MTG KIT - Norte I LED | Ceiling and wall mounting brackets for Norte I LED with angle adjustment +/-75 degrees (every 15 ), galvanized steel, 2pcs | [11 empty] | 33.626
| DM1121630 | Norte E LED1x10150 J766 T840 L90x90 | non-dimmable, I, IP65, IK05, 90x90° optic, white steel body | 852 | 114 | 80 |  | 100000/L80B10 |  | 10122 | 55.9 | 181.0733 | 80+ | 4000
| DM1121631 | Norte E LED1x12000 J767 T840 L90x90 | non-dimmable, I, IP65, IK05, 90x90° optic, white steel body | 852 | 114 | 80 |  | 100000/L80B10 |  | 11975 | 67.9 | 176.3623 | 80+ | 4000
| DM1121632 | Norte E LED1x13800 J768 T840 L90x90 | non-dimmable, I, IP65, IK05, 90x90° optic, white steel body | 852 | 114 | 80 |  | 100000/L80B10 |  | 13786 | 80 | 172.325 | 80+ | 4000
| DM1121633 | Norte E LED1x15200 J769 T840 L90x90 | non-dimmable, I, IP65, IK05, 90x90° optic, white steel body | 1107 | 114 | 80 |  | 100000/L80B10 |  | 15184 | 83 | 182.9398 | 80+ | 4000
| DM1121634 | Norte E LED1x18000 J770 T840 L90x90 | non-dimmable, I, IP65, IK05, 90x90° optic, white steel body | 1107 | 114 | 80 |  | 100000/L80B10 |  | 17962 | 100.7 | 178.3714 | 80+ | 4000
| DM1121635 | Norte E LED1x20700 J771 T840 L90x90 | non-dimmable, I, IP65, IK05, 90x90° optic, white steel body | 1107 | 114 | 80 |  | 100000/L80B10 |  | 20679 | 118.7 | 174.2123 | 80+ | 4000
| DM1121636 | Norte E LED1x20250 J772 T840 L90x90 | non-dimmable, I, IP65, IK05, 90x90° optic, white steel body | 1361 | 114 | 80 |  | 100000/L80B10 |  | 20245 | 109.5 | 184.8858 | 80+ | 4000
| DM1121637 | Norte E LED1x23950 J773 T840 L90x90 | non-dimmable, I, IP65, IK05, 90x90° optic, white steel body | 1361 | 114 | 80 |  | 100000/L80B10 |  | 23950 | 132.9 | 180.2107 | 80+ | 4000
|  | Norte E LED1x26650 K062 T840 L90x90 DALI | non-dimmable, I, IP65, IK05, 90x90° optic, white steel body | 1361 | 114 | 80 |  | 100000/L80B10 |  | 26630 | 152.1 | 175.0822 | 80+ | 4000
| DM1121638 | Norte E LED1x27600 J774 T840 L90x90 | non-dimmable, I, IP65, IK05, 90x90° optic, white steel body | 1361 | 114 | 80 |  | 100000/L80B10 |  | 27571 | 158.2 | 174.2794 | 80+ | 4000
| DM1121639 | Norte E LED1x30400 J775 T840 L90x90 | non-dimmable, I, IP65, IK05, 90x90° optic, white steel body | 1870 | 114 | 80 |  | 100000/L80B10 |  | 30367 | 166 | 182.9337 | 80+ | 4000
| DM1121640 | Norte E LED1x35950 J776 T840 L90x90 | non-dimmable, I, IP65, IK05, 90x90° optic, white steel body | 1870 | 114 | 80 |  | 100000/L80B10 |  | 35924 | 201.4 | 178.3714 | 80+ | 4000
| DM1121641 | Norte E LED1x41400 J777 T840 L90x90 | non-dimmable, I, IP65, IK05, 90x90° optic, white steel body | 1870 | 114 | 80 |  | 100000/L80B10 |  | 41357 | 237.4 | 174.2081 | 80+ | 4000
| DM1111113 | Norte C LED1x10700 G331 T830 L30x65 CBF3-2.0m Tmin-35 | non-dimmable, I, IP65, IK08, ta -35...+35°C, UGR≤22, 30x65° optic, white aluminium body with 2 meters cable | 554 | 114 | 80 |  | 100000/L80B10 | 3 | 9499 | 61.2 | 155 | 80+ | 3000 | 355.739
| DM1111114 | Norte C LED1x16050 G332 T830 L30x65 CBF3-2.0m Tmin-35 | non-dimmable, I, IP65, IK08, ta -35...+35°C, UGR≤22, 30x65° optic, white aluminium body with 2 meters cable | 807 | 114 | 80 |  | 100000/L80B10 | 3 | 14248 | 89.8 | 159 | 80+ | 3000 | 451.5
| DM1111115 | Norte C LED1x21400 G333 T830 L30x65 CBF3-2.0m Tmin-35 | non-dimmable, I, IP65, IK08, ta -35...+35°C, UGR≤22, 30x65° optic, white aluminium body with 2 meters cable | 1060 | 114 | 80 |  | 100000/L80B10 | 3 | 18997 | 117.2 | 162 | 80+ | 3000 | 551.604
| DM1111116 | Norte C LED1x10700 G331 T840 L30x65 CBF3-2.0m Tmin-35 | non-dimmable, I, IP65, IK08, ta -35...+35°C, UGR≤22, 30x65° optic, white aluminium body with 2 meters cable | 554 | 114 | 80 |  | 100000/L80B10 | 3 | 10012 | 61.2 | 164 | 80+ | 4000 | 355.739
| DM1111117 | Norte C LED1x16050 G332 T840 L30x65 CBF3-2.0m Tmin-35 | non-dimmable, I, IP65, IK08, ta -35...+35°C, UGR≤22, 30x65° optic, white aluminium body with 2 meters cable | 807 | 114 | 80 |  | 100000/L80B10 | 3 | 15018 | 89.8 | 167 | 80+ | 4000 | 451.5
| DM1111118 | Norte C LED1x21400 G333 T840 L30x65 CBF3-2.0m Tmin-35 | non-dimmable, I, IP65, IK08, ta -35...+35°C, UGR≤22, 30x65° optic, white aluminium body with 2 meters cable | 1060 | 114 | 80 |  | 100000/L80B10 | 3 | 20024 | 117.2 | 171 | 80+ | 4000 | 551.604
| DM1121743 | Norte C LED1x10700 G331 T830 L40 CBF3-2.0m Tmin-35 | non-dimmable, I, IP65, IK08, ta -35...+35°C, UGR≤22, 40° optic, white aluminium body with 2 meters cable | 554 | 114 | 80 |  | 100000/L80B10 | 3 | 9712 | 61.2 | 159 | 80+ | 3000 | 355.739
| DM1121744 | Norte C LED1x16050 G332 T830 L40 CBF3-2.0m Tmin-35 | non-dimmable, I, IP65, IK08, ta -35...+35°C, UGR≤22, 40° optic, white aluminium body with 2 meters cable | 807 | 114 | 80 |  | 100000/L80B10 | 3 | 14568 | 89.8 | 162 | 80+ | 3000 | 451.5
| DM1121745 | Norte C LED1x21400 G333 T830 L40 CBF3-2.0m Tmin-35 | non-dimmable, I, IP65, IK08, ta -35...+35°C, UGR≤22, 40° optic, white aluminium body with 2 meters cable | 1060 | 114 | 80 |  | 100000/L80B10 | 3 | 19424 | 117.2 | 166 | 80+ | 3000 | 551.604
| DM1121746 | Norte C LED1x10700 G331 T840 L40 CBF3-2.0m Tmin-35 | non-dimmable, I, IP65, IK08, ta -35...+35°C, UGR≤22, 40° optic, white aluminium body with 2 meters cable | 554 | 114 | 80 |  | 100000/L80B10 | 3 | 10237 | 61.2 | 167 | 80+ | 4000 | 355.739
| DM1121747 | Norte C LED1x16050 G332 T840 L40 CBF3-2.0m Tmin-35 | non-dimmable, I, IP65, IK08, ta -35...+35°C, UGR≤22, 40° optic, white aluminium body with 2 meters cable | 807 | 114 | 80 |  | 100000/L80B10 | 3 | 15355 | 89.8 | 171 | 80+ | 4000 | 451.5
| DM1121748 | Norte C LED1x21400 G333 T840 L40 CBF3-2.0m Tmin-35 | non-dimmable, I, IP65, IK08, ta -35...+35°C, UGR≤22, 40° optic, white aluminium body with 2 meters cable | 1060 | 114 | 80 |  | 100000/L80B10 | 3 | 20474 | 117.2 | 175 | 80+ | 4000 | 551.604
| DM1111159 | Norte C LED1x10700 G331 T830 L60 CBF3-2.0m Tmin-35 | non-dimmable, I, IP65, IK08, ta -35...+35°C, UGR≤22, 60° optic, white aluminium body with 2 meters cable | 554 | 114 | 80 |  | 100000/L80B10 | 3 | 10139 | 61.2 | 166 | 80+ | 3000 | 355.739
| DM1111160 | Norte C LED1x16050 G332 T830 L60 CBF3-2.0m Tmin-35 | non-dimmable, I, IP65, IK08, ta -35...+35°C, UGR≤22, 60° optic, white aluminium body with 2 meters cable | 807 | 114 | 80 |  | 100000/L80B10 | 3 | 15209 | 89.8 | 169 | 80+ | 3000 | 451.5
| DM1111161 | Norte C LED1x21400 G333 T830 L60 CBF3-2.0m Tmin-35 | non-dimmable, I, IP65, IK08, ta -35...+35°C, UGR≤22, 60° optic, white aluminium body with 2 meters cable | 1060 | 114 | 80 |  | 100000/L80B10 | 3 | 20278 | 117.2 | 173 | 80+ | 3000 | 551.604
| DM1111162 | Norte C LED1x10700 G331 T840 L60 CBF3-2.0m Tmin-35 | non-dimmable, I, IP65, IK08, ta -35...+35°C, UGR≤22, 60° optic, white aluminium body with 2 meters cable | 554 | 114 | 80 |  | 100000/L80B10 | 3 | 10687 | 61.2 | 175 | 80+ | 4000 | 355.739
| DM1111163 | Norte C LED1x16050 G332 T840 L60 CBF3-2.0m Tmin-35 | non-dimmable, I, IP65, IK08, ta -35...+35°C, UGR≤22, 60° optic, white aluminium body with 2 meters cable | 807 | 114 | 80 |  | 100000/L80B10 | 3 | 16030 | 89.8 | 179 | 80+ | 4000 | 451.5
| DM1111164 | Norte C LED1x21400 G333 T840 L60 CBF3-2.0m Tmin-35 | non-dimmable, I, IP65, IK08, ta -35...+35°C, UGR≤22, 60° optic, white aluminium body with 2 meters cable | 1060 | 114 | 80 |  | 100000/L80B10 | 3 | 21374 | 117.2 | 182 | 80+ | 4000 | 551.604
| DM1112090 | Norte C LED1x10700 G331 T830 L75 CBF3-2.0m Tmin-35 | non-dimmable, I, IP65, IK08, ta -35...+35°C, UGR≤22, 75° optic, white aluminium body with 2 meters cable | 554 | 114 | 80 |  | 100000/L80B10 | 3 | 9712 | 61.2 | 159 | 80+ | 3000 | 355.739
| DM1112091 | Norte C LED1x16050 G332 T830 L75 CBF3-2.0m Tmin-35 | non-dimmable, I, IP65, IK08, ta -35...+35°C, UGR≤22, 75° optic, white aluminium body with 2 meters cable | 807 | 114 | 80 |  | 100000/L80B10 | 3 | 14568 | 89.8 | 162 | 80+ | 3000 | 451.5
| DM1112092 | Norte C LED1x21400 G333 T830 L75 CBF3-2.0m Tmin-35 | non-dimmable, I, IP65, IK08, ta -35...+35°C, UGR≤22, 75° optic, white aluminium body with 2 meters cable | 1060 | 114 | 80 |  | 100000/L80B10 | 3 | 19424 | 117.2 | 166 | 80+ | 3000 | 551.604
| DM1112093 | Norte C LED1x10700 G331 T840 L75 CBF3-2.0m Tmin-35 | non-dimmable, I, IP65, IK08, ta -35...+35°C, UGR≤22, 75° optic, white aluminium body with 2 meters cable | 554 | 114 | 80 |  | 100000/L80B10 | 3 | 10237 | 61.2 | 167 | 80+ | 4000 | 355.739
| DM1112094 | Norte C LED1x16050 G332 T840 L75 CBF3-2.0m Tmin-35 | non-dimmable, I, IP65, IK08, ta -35...+35°C, UGR≤22, 75° optic, white aluminium body with 2 meters cable | 807 | 114 | 80 |  | 100000/L80B10 | 3 | 15355 | 89.8 | 171 | 80+ | 4000 | 451.5
| DM1112095 | Norte C LED1x21400 G333 T840 L75 CBF3-2.0m Tmin-35 | non-dimmable, I, IP65, IK08, ta -35...+35°C, UGR≤22, 75° optic, white aluminium body with 2 meters cable | 1060 | 114 | 80 |  | 100000/L80B10 | 3 | 20474 | 117.2 | 175 | 80+ | 4000 | 551.604
| DM1111147 | Norte C LED1x10700 G331 T830 L90x90 CBF3-2.0m Tmin-35 | non-dimmable, I, IP65, IK08, ta -35...+35°C, 90x90° optic, white aluminium body with 2 meters cable | 554 | 114 | 80 |  | 100000/L80B10 | 3 | 10139 | 61.2 | 166 | 80+ | 3000 | 355.739
| DM1111148 | Norte C LED1x16050 G332 T830 L90x90 CBF3-2.0m Tmin-35 | non-dimmable, I, IP65, IK08, ta -35...+35°C, 90x90° optic, white aluminium body with 2 meters cable | 807 | 114 | 80 |  | 100000/L80B10 | 3 | 15209 | 89.8 | 169 | 80+ | 3000 | 451.5
| DM1111149 | Norte C LED1x21400 G333 T830 L90x90 CBF3-2.0m Tmin-35 | non-dimmable, I, IP65, IK08, ta -35...+35°C, 90x90° optic, white aluminium body with 2 meters cable | 1060 | 114 | 80 |  | 100000/L80B10 | 3 | 20278 | 117.2 | 173 | 80+ | 3000 | 551.604
| DM1111150 | Norte C LED1x10700 G331 T840 L90x90 CBF3-2.0m Tmin-35 | non-dimmable, I, IP65, IK08, ta -35...+35°C, 90x90° optic, white aluminium body with 2 meters cable | 554 | 114 | 80 |  | 100000/L80B10 | 3 | 10687 | 61.2 | 175 | 80+ | 4000 | 355.739
| DM1111151 | Norte C LED1x16050 G332 T840 L90x90 CBF3-2.0m Tmin-35 | non-dimmable, I, IP65, IK08, ta -35...+35°C, 90x90° optic, white aluminium body with 2 meters cable | 807 | 114 | 80 |  | 100000/L80B10 | 3 | 16030 | 89.8 | 179 | 80+ | 4000 | 451.5
| DM1111152 | Norte C LED1x21400 G333 T840 L90x90 CBF3-2.0m Tmin-35 | non-dimmable, I, IP65, IK08, ta -35...+35°C, 90x90° optic, white aluminium body with 2 meters cable | 1060 | 114 | 80 |  | 100000/L80B10 | 3 | 21374 | 117.2 | 182 | 80+ | 4000 | 551.604
| DM1111153 | Norte C LED1x10700 G331 T830 L120 CBF3-2.0m Tmin-35 | non-dimmable, I, IP65, IK08, ta -35...+35°C, 120° optic, white aluminium body with 2 meters cable | 554 | 114 | 80 |  | 100000/L80B10 | 3 | 10139 | 61.2 | 166 | 80+ | 3000 | 355.739
| DM1111154 | Norte C LED1x16050 G332 T830 L120 CBF3-2.0m Tmin-35 | non-dimmable, I, IP65, IK08, ta -35...+35°C, 120° optic, white aluminium body with 2 meters cable | 807 | 114 | 80 |  | 100000/L80B10 | 3 | 15209 | 89.8 | 169 | 80+ | 3000 | 451.5
| DM1111155 | Norte C LED1x21400 G333 T830 L120 CBF3-2.0m Tmin-35 | non-dimmable, I, IP65, IK08, ta -35...+35°C, 120° optic, white aluminium body with 2 meters cable | 1060 | 114 | 80 |  | 100000/L80B10 | 3 | 20278 | 117.2 | 173 | 80+ | 3000 | 551.604
| DM1111156 | Norte C LED1x10700 G331 T840 L120 CBF3-2.0m Tmin-35 | non-dimmable, I, IP65, IK08, ta -35...+35°C, 120° optic, white aluminium body with 2 meters cable | 554 | 114 | 80 |  | 100000/L80B10 | 3 | 10687 | 61.2 | 175 | 80+ | 4000 | 355.739
| DM1111157 | Norte C LED1x16050 G332 T840 L120 CBF3-2.0m Tmin-35 | non-dimmable, I, IP65, IK08, ta -35...+35°C, 120° optic, white aluminium body with 2 meters cable | 807 | 114 | 80 |  | 100000/L80B10 | 3 | 16030 | 89.8 | 179 | 80+ | 4000 | 451.5
| DM1111158 | Norte C LED1x21400 G333 T840 L120 CBF3-2.0m Tmin-35 | non-dimmable, I, IP65, IK08, ta -35...+35°C, 120° optic, white aluminium body with 2 meters cable | 1060 | 114 | 80 |  | 100000/L80B10 | 3 | 21374 | 117.2 | 182 | 80+ | 4000 | 551.604
Available options:
|  | DALI | Driver with DALI interface | [11 empty] | 55
|  | COR | Driver with Corridor function (never off) | [11 empty] | 76.6899
|  | COR1min | Driver with Corridor function 1min (switch off after 1 min.) | [11 empty] | 76.6899
|  | COR30min | Driver with Corridor function 30min (switch off after 30 min.) | [11 empty] | 76.6899
|  | L30x65 | Optics with 30x70° beam angle
|  | L40 | Optics with 40x40° beam angle
|  | L60 | Optics with 60x60° beam angle
|  | L90x90 | Optics with 90x90° beam angle
|  | L120 | Optics with 120x120° beam angle
|  | T830 | Colour temperature 3000K, CRI 80+
|  | T840 | Colour temperature 4000K, CRI 80+
|  | T857 | Colour temperature 5700K, CRI 80+ | [11 empty] | 9.589
|  | T865 | Colour temperature 6500K, CRI 80+ | [11 empty] | 9.589
Available accessories:
| DM9016724 | Suspension MTG KIT - Norte L LED 1.5m | Suspension kit for Norte L LED highbay, 1.5 meter | [11 empty] | 44.978
| DM9016725 | Suspension MTG KIT - Norte L LED 3.0m | Suspension kit for Norte L LED highbay, 3.0 meter | [11 empty] | 52.675
| DM9016726 | Suspension MTG KIT - Norte L LED 5.0m | Suspension kit for Norte L LED highbay, 5.0 meter | [11 empty] | 64.5
| DM9021586 | Wire suspension BRACKETS - Norte I LED | Wire suspention brackets for Norte I LED highbay, 2pcs | [11 empty] | 27.09
| DM1108324 | Brubu N LED1x9450 G350 T830 L60 | non-dimmable, I, IP65, IK08, UGR≤22, 60° optic, white aluminium body | 435 | 435 | 85 | 365x365 | 100000/L80B10 | 3 | 9425 | 52.8 | 179 | 80+ | 3000 | 588.369
| DM1108325 | Brubu N LED1x12350 G351 T830 L60 | non-dimmable, I, IP65, IK08, UGR≤22, 60° optic, white aluminium body | 435 | 435 | 85 | 365x365 | 100000/L80B10 | 3 | 12331 | 71.1 | 173 | 80+ | 3000 | 595.206
| DM1108326 | Brubu N LED1x15200 G352 T830 L60 | non-dimmable, I, IP65, IK08, UGR≤22, 60° optic, white aluminium body | 435 | 435 | 85 | 365x365 | 100000/L80B10 | 3 | 15208 | 88.8 | 171 | 80+ | 3000 | 603.376
| DM1108327 | Brubu N LED1x9450 G350 T840 L60 | non-dimmable, I, IP65, IK08, UGR≤22, 60° optic, white aluminium body | 435 | 435 | 85 | 365x365 | 100000/L80B10 | 3 | 9935 | 52.8 | 188 | 80+ | 4000 | 588.369
| DM1108328 | Brubu N LED1x12350 G351 T840 L60 | non-dimmable, I, IP65, IK08, UGR≤22, 60° optic, white aluminium body | 435 | 435 | 85 | 365x365 | 100000/L80B10 | 3 | 12997 | 71.1 | 183 | 80+ | 4000 | 595.206
| DM1108329 | Brubu N LED1x15200 G352 T840 L60 | non-dimmable, I, IP65, IK08, UGR≤22, 60° optic, white aluminium body | 435 | 435 | 85 | 365x365 | 100000/L80B10 | 3 | 16030 | 88.8 | 181 | 80+ | 4000 | 603.376
| DM1108753 | Brubu N LED1x9450 G350 T830 L75 | non-dimmable, I, IP65, IK08, UGR≤22, 75° optic, white aluminium body | 435 | 435 | 85 | 365x365 | 100000/L80B10 | 3 | 9028 | 52.8 | 171 | 80+ | 3000 | 588.369
| DM1108754 | Brubu N LED1x12350 G351 T830 L75 | non-dimmable, I, IP65, IK08, UGR≤22, 75° optic, white aluminium body | 435 | 435 | 85 | 365x365 | 100000/L80B10 | 3 | 11812 | 71.1 | 166 | 80+ | 3000 | 595.206
| DM1108755 | Brubu N LED1x15200 G352 T830 L75 | non-dimmable, I, IP65, IK08, UGR≤22, 75° optic, white aluminium body | 435 | 435 | 85 | 365x365 | 100000/L80B10 | 3 | 14568 | 88.8 | 164 | 80+ | 3000 | 603.376
| DM1108756 | Brubu N LED1x9450 G350 T840 L75 | non-dimmable, I, IP65, IK08, UGR≤22, 75° optic, white aluminium body | 435 | 435 | 85 | 365x365 | 100000/L80B10 | 3 | 9516 | 52.8 | 180 | 80+ | 4000 | 588.369
| DM1108757 | Brubu N LED1x12350 G351 T840 L75 | non-dimmable, I, IP65, IK08, UGR≤22, 75° optic, white aluminium body | 435 | 435 | 85 | 365x365 | 100000/L80B10 | 3 | 12450 | 71.1 | 175 | 80+ | 4000 | 595.206
| DM1108758 | Brubu N LED1x15200 G352 T840 L75 | non-dimmable, I, IP65, IK08, UGR≤22, 75° optic, white aluminium body | 435 | 435 | 85 | 365x365 | 100000/L80B10 | 3 | 15355 | 88.8 | 173 | 80+ | 4000 | 603.376
| DM1108330 | Brubu N LED1x9450 G350 T830 L120 | non-dimmable, I, IP65, IK08, 120° optic, white aluminium body | 435 | 435 | 85 | 365x365 | 100000/L80B10 | 3 | 9425 | 52.8 | 179 | 80+ | 3000 | 588.369
| DM1108331 | Brubu N LED1x12350 G351 T830 L120 | non-dimmable, I, IP65, IK08, 120° optic, white aluminium body | 435 | 435 | 85 | 365x365 | 100000/L80B10 | 3 | 12331 | 71.1 | 173 | 80+ | 3000 | 595.206
| DM1108332 | Brubu N LED1x15200 G352 T830 L120 | non-dimmable, I, IP65, IK08, 120° optic, white aluminium body | 435 | 435 | 85 | 365x365 | 100000/L80B10 | 3 | 15208 | 88.8 | 171 | 80+ | 3000 | 603.376
| DM1108333 | Brubu N LED1x9450 G350 T840 L120 | non-dimmable, I, IP65, IK08, 120° optic, white aluminium body | 435 | 435 | 85 | 365x365 | 100000/L80B10 | 3 | 9935 | 52.8 | 188 | 80+ | 4000 | 588.369
| DM1108334 | Brubu N LED1x12350 G351 T840 L120 | non-dimmable, I, IP65, IK08, 120° optic, white aluminium body | 435 | 435 | 85 | 365x365 | 100000/L80B10 | 3 | 12997 | 71.1 | 183 | 80+ | 4000 | 595.206
| DM1108335 | Brubu N LED1x15200 G352 T840 L120 | non-dimmable, I, IP65, IK08, 120° optic, white aluminium body | 435 | 435 | 85 | 365x365 | 100000/L80B10 | 3 | 16030 | 88.8 | 181 | 80+ | 4000 | 603.376
| DM1109063 | Brubu N LED1x15200 G352 T830 L60 COR HBPIR-M | Corridor dimmable, I, IP65, IK04, UGR≤22, 60° optic, white aluminium body | 435 | 435 | 85 | 365x365 | 100000/L80B10 | 3 | 15208 | 89.8 | 169 | 80+ | 3000 | 928.413
| DM1109064 | Brubu N LED1x15200 G352 T840 L60 COR HBPIR-M | Corridor dimmable, I, IP65, IK04, UGR≤22, 60° optic, white aluminium body | 435 | 435 | 85 | 365x365 | 100000/L80B10 | 3 | 16030 | 89.8 | 179 | 80+ | 4000 | 928.413
| DM1109065 | Brubu N LED1x15200 G352 T830 L75 COR HBPIR-M | Corridor dimmable, I, IP65, IK04, UGR≤22, 75° optic, white aluminium body | 435 | 435 | 85 | 365x365 | 100000/L80B10 | 3 | 14568 | 89.8 | 162 | 80+ | 3000 | 928.413
| DM1109066 | Brubu N LED1x15200 G352 T840 L75 COR HBPIR-M | Corridor dimmable, I, IP65, IK04, UGR≤22, 75° optic, white aluminium body | 435 | 435 | 85 | 365x365 | 100000/L80B10 | 3 | 15355 | 89.8 | 171 | 80+ | 4000 | 928.413
| DM1109069 | Brubu N LED1x15200 G352 T830 L120 COR HBPIR-M | Corridor dimmable, I, IP65, IK04, 120° optic, white aluminium body | 435 | 435 | 85 | 365x365 | 100000/L80B10 | 3 | 15208 | 89.8 | 169 | 80+ | 3000 | 928.413
| DM1109070 | Brubu N LED1x15200 G352 T840 L120 COR HBPIR-M | Corridor dimmable, I, IP65, IK04, 120° optic, white aluminium body | 435 | 435 | 85 | 365x365 | 100000/L80B10 | 3 | 16030 | 89.8 | 179 | 80+ | 4000 | 928.413
Available options:
|  | DALI | Driver with DALI interface | [11 empty] | 55
|  | COR | Driver with Corridor function (never off) | [11 empty] | 76.6899
|  | COR1min | Driver with Corridor function 1min (switch off after 1 min.) | [11 empty] | 76.6899
|  | COR30min | Driver with Corridor function 30min (switch off after 30 min.) | [11 empty] | 76.6899
|  | HBPIR-M | Master luminaire with Integrated PIR sensor for high ceiling (up to 12 meters) with on-off control, possibility to connect and control other (slave) luminaires (parameters according to datasheet) | [11 empty] | 237.747
*note - this model does not have daylight harvesting function.
|  | L30x65 | Optics with 30x70 beam angle
|  | L40 | Optics with 40x40 beam angle
|  | L60 | Optics with 60x60 beam angle
|  | L120 | Optics with 120x120 beam angle
|  | ta+55C | [12 empty] | 22.747
*option ta+55C is not available for G352 model
Available accessories
| DM9016347 | Power supply connector - IP66/IP68, 3x1.5mm2 | Quick and easy to connect power supply and luminaire cables connector - IP66/IP68, 3x1.5mm2, 400V/16A, 1pcs | [11 empty] | 13.889
| DM9025656 | Power supply socket - IP66/IP68, 5x1.5mm2 | Quick and easy to connect power supply cable socket - IP66/IP68, 5x1.5mm2, 400V/16A, 1pcs | [11 empty] | 20.941
| DM9025657 | Power supply plug - IP66/IP68, 5x1.5mm2 | Quick and easy to connect power supply cable plug - IP66/IP68, 5x1.5mm2, 400V/16A, 1pcs | [11 empty] | 20.941
| DM9106461 | Surface MTG BOX Brubu N LED white 435x435x120mm | Surface mounting box for Brubu N LED, white steel, 435x435x120mm | 435 | 435 | 120 | [8 empty] | 276.748
| DM1121866 | Brubu E LED1x10050 J679 T830 L75 | non-dimmable, I, IP65, IK08, UGR≤22, 75° optic, white aluminium body, for fuel station use | 370 | 370 | 55 | 340x270 | 100000/L80B10 | 3 | 9412 | 56.7 | 165.9965 | 80+ | 3000 | 381.625
| DM1121867 | Brubu E LED1x11850 J680 T830 L75 | non-dimmable, I, IP65, IK08, UGR≤22, 75° optic, white aluminium body, for fuel station use | 370 | 370 | 55 | 340x270 | 100000/L80B10 | 3 | 11137 | 68.1 | 163.5389 | 80+ | 3000 | 391.128
| DM1121868 | Brubu E LED1x13650 J681 T830 L75 | non-dimmable, I, IP65, IK08, UGR≤22, 75° optic, white aluminium body, for fuel station use | 370 | 370 | 55 | 340x270 | 100000/L80B10 | 3 | 12904 | 80.3 | 160.6974 | 80+ | 3000 | 394.783
| DM1121869 | Brubu E LED1x10050 J679 T840 L75 | non-dimmable, I, IP65, IK08, UGR≤22, 75° optic, white aluminium body, for fuel station use | 370 | 370 | 55 | 340x270 | 100000/L80B10 | 3 | 9818 | 56.7 | 173.157 | 80+ | 4000 | 381.625
| DM1121870 | Brubu E LED1x11850 J680 T840 L75 | non-dimmable, I, IP65, IK08, UGR≤22, 75° optic, white aluminium body, for fuel station use | 370 | 370 | 55 | 340x270 | 100000/L80B10 | 3 | 11617 | 68.1 | 170.5874 | 80+ | 4000 | 391.128
| DM1121871 | Brubu E LED1x13650 J681 T840 L75 | non-dimmable, I, IP65, IK08, UGR≤22, 75° optic, white aluminium body, for fuel station use | 370 | 370 | 55 | 340x270 | 100000/L80B10 | 3 | 13461 | 80.3 | 167.6339 | 80+ | 4000 | 394.783
Available options:
|  | L30x65 | Optics with 30x70 beam angle
|  | L40 | Optics with 40x40 beam angle
|  | L60 | Optics with 60x60 beam angle
|  | L120 | Optics with 120x120 beam angle
|  | DALI | Driver with DALI interface | [11 empty] | 55
|  | COR | Driver with Corridor function (never off) | [11 empty] | 76.6899
|  | COR1min | Driver with Corridor function 1min (switch off after 1 min.) | [11 empty] | 76.6899
|  | COR30min | Driver with Corridor function 30min (switch off after 30 min.) | [11 empty] | 76.6899
|  | HBPIR-M | Master luminaire with Integrated PIR sensor for high ceiling (up to 12 meters) with on-off control, possibility to connect and control other (slave) luminaires (parameters according to datasheet) | [11 empty] | 237.747
*note - this model does not have daylight harvesting function.
Available accessories
| DM9016347 | Power supply connector - IP66/IP68, 3x1.5mm2 | Quick and easy to connect power supply and luminaire cables connector - IP66/IP68, 3x1.5mm2, 400V/16A, 1pcs | [11 empty] | 13.889
| DM9025656 | Power supply socket - IP66/IP68, 5x1.5mm2 | Quick and easy to connect power supply cable socket - IP66/IP68, 5x1.5mm2, 400V/16A, 1pcs | [11 empty] | 20.941
| DM9025657 | Power supply plug - IP66/IP68, 5x1.5mm2 | Quick and easy to connect power supply cable plug - IP66/IP68, 5x1.5mm2, 400V/16A, 1pcs | [11 empty] | 20.941
|  | Surface MTG BOX Brubu E LED white 375x375x70mm | Surface mounting box for Brubu E LED, white steel, 375x375x70mm | 375 | 375 | 70 | [8 empty] | 65.231
| DM1119212 | Disc B LED1x15000/12000/9000 J676 T840 | non-dimmable, I, IP65, IK10, 90° optic, black aluminium body | 265 | 265 | 158 |  | 85000/L80B10 |  | 9000/12000/15000 | 60/80/100 | 150 | 80+ | 4000 | 181.417
| DM1119213 | Disc B LED1x22500/18000/13500 J677 T840 | non-dimmable, I, IP65, IK10, 90° optic, black aluminium body | 265 | 265 | 158 |  | 85000/L80B10 |  | 13500/18000/22500 | 90/120/150 | 150 | 80+ | 4000 | 204.121
| DM1119214 | Disc B LED1x30000/24000/18000 J678 T840 | non-dimmable, I, IP65, IK10, 90° optic, black aluminium body | 300 | 300 | 160 |  | 85000/L80B10 |  | 18000/24000/30000 | 120/160/200 | 150 | 80+ | 4000 | 240.413
| DM1119215 | Disc B LED1x15000/12000/9000 J676 T840 DIM ZHAGA18 | DIM ZHAGA18, I, IP65, IK10, 90° optic, black aluminium body | 265 | 265 | 158 |  | 85000/L80B10 |  | 9000/12000/15000 | 60/80/100 | 150 | 80+ | 4000 | 203.39
| DM1119216 | Disc B LED1x22500/18000/13500 J677 T840 DIM ZHAGA18 | DIM ZHAGA18, I, IP65, IK10, 90° optic, black aluminium body | 265 | 265 | 158 |  | 85000/L80B10 |  | 13500/18000/22500 | 90/120/150 | 150 | 80+ | 4000 | 222.267
| DM1119217 | Disc B LED1x30000/24000/18000 J678 T840 DIM ZHAGA18 | DIM ZHAGA18, I, IP65, IK10, 90° optic, black aluminium body | 300 | 300 | 160 |  | 85000/L80B10 |  | 18000/24000/30000 | 120/160/200 | 150 | 80+ | 4000 | 263.16
| DM1119218 | Disc B LED1x15000 J676 T840 DALI | DALI dimmable, I, IP65, IK10, 90° optic, black aluminium body | 265 | 265 | 158 |  | 85000/L80B10 |  | 15000 | 100 | 150 | 80+ | 4000 | 244.971
| DM1119219 | Disc B LED1x22500 J677 T840 DALI | DALI dimmable, I, IP65, IK10, 90° optic, black aluminium body | 265 | 265 | 158 |  | 85000/L80B10 |  | 22500 | 150 | 150 | 80+ | 4000 | 258.602
| DM1119220 | Disc B LED1x30000 J678 T840 DALI | DALI dimmable, I, IP65, IK10, 90° optic, black aluminium body | 300 | 300 | 160 |  | 85000/L80B10 |  | 30000 | 200 | 150 | 80+ | 4000 | 283.8
| DM1133094 | Disc B LED1x15000/12000/9000 J676 T840 4EMG | non-dimmable, I, IP65, IK10, 90° optic, black aluminium body, ready for emergency accessory | 265 | 265 | 158 |  | 85000/L80B10 |  | 9000/12000/15000 | 60/80/100 | 150 | 80+ | 4000
| DM1133095 | Disc B LED1x22500/18000/13500 J677 T840 4EMG | non-dimmable, I, IP65, IK10, 90° optic, black aluminium body, ready for emergency accessory | 265 | 265 | 158 |  | 85000/L80B10 |  | 13500/18000/22500 | 90/120/150 | 150 | 80+ | 4000
| DM1133096 | Disc B LED1x30000/24000/18000 J678 T840 4EMG | non-dimmable, I, IP65, IK10, 90° optic, black aluminium body, ready for emergency accessory | 300 | 300 | 160 |  | 85000/L80B10 |  | 18000/24000/30000 | 120/160/200 | 150 | 80+ | 4000
| DM1120610 | DISC A LED1x18500/14800/11100 J733 T840 | non-dimmable, I, IP65, IK08, 90° optic, black aluminium body | 250 | 250 | 165 |  | 85000/L80B10 | 5 | 9650/13750/18500 | 60/80/100 | 185 | 80+ | 4000 | 181.9875
| DM1120611 | DISC A LED1x28000/22400/16800 J734 T840 | non-dimmable, I, IP65, IK08, 90° optic, black aluminium body | 260 | 260 | 170 |  | 85000/L80B10 | 5 | 17700/22800/27750 | 90/120/150 | 185 | 80+ | 4000 | 229.5
| DM1120612 | DISC A LED1x37000/29600/22200 J735 T840 | non-dimmable, I, IP65, IK08, 90° optic, black aluminium body | 300 | 170 | 170 |  | 85000/L80B10 | 5 | 23600/30900/37000 | 120/160/200 | 185 | 80+ | 4000 | 292.8375
|  | DISC A LED1x18500/14800/11100 J733 T840 DALI | DALI, I, IP65, IK08, 90° optic, black aluminium body | 250 | 250 | 165 |  | 85000/L80B10 | 5 | 9650/13750/18500 | 60/80/100 | 185 | 80+ | 4000 | 253.0125
|  | DISC A LED1x28000/22400/16800 J734 T840 DALI | DALI, I, IP65, IK08, 90° optic, black aluminium body | 260 | 260 | 170 |  | 85000/L80B10 | 5 | 17700/22800/27750 | 90/120/150 | 185 | 80+ | 4000 | 281.5125
|  | DISC A LED1x37000/29600/22200 J735 T840 DALI | DALI, I, IP65, IK08, 90° optic, black aluminium body | 300 | 170 | 170 |  | 85000/L80B10 | 5 | 23600/30900/37000 | 120/160/200 | 185 | 80+ | 4000 | 310.65
| DM1122690 | DISC A LED1x18500/14800/11100 J733 T840 DIM ZHAGA18 | DIM ZHAGA18, I, IP65, IK08, 90° optic, black aluminium body | 250 | 250 | 165 |  | 85000/L80B10 | 5 | 9650/13750/18500 | 60/80/100 | 185 | 80+ | 4000 | 236.5875
| DM1122691 | DISC A LED1x28000/22400/16800 J734 T840 DIM ZHAGA18 | DIM ZHAGA18, I, IP65, IK08, 90° optic, black aluminium body | 260 | 260 | 170 |  | 85000/L80B10 | 5 | 17700/22800/27750 | 90/120/150 | 185 | 80+ | 4000 | 268.0875
| DM1122692 | DISC A LED1x37000/29600/22200 J735 T840 DIM ZHAGA18 | DIM ZHAGA18, I, IP65, IK08, 90° optic, black aluminium body | 300 | 170 | 170 |  | 85000/L80B10 | 5 | 23600/30900/37000 | 120/160/200 | 185 | 80+ | 4000 | 310.65
Available options:
|  | CBF3x1.5-N m (price per 1 meter) | Outgoing flexible cable 3x1.5mm², length according to customer specification | [11 empty] | 6.407
|  | CBF5x1.5-N m (price per 1 meter) | Outgoing flexible cable 5x1.5mm², length according to customer specification | [11 empty] | 6.837
*note - Please specify the length of outgoing cable before placing an order
Available accessories:
| DM9016347 | Power supply connector - IP66/IP68, 3x1.5mm2 | Quick and easy to connect power supply and luminaire cables connector - IP66/IP68, 3x1.5mm2, 400V/16A, 1pcs | [11 empty] | 13.889
| DM9037472 | Sensor HBPIR ZHAGA 360 D12/12 DIM B | Build-in PIR High-bay sensor | 55 | 55 | 43 | [8 empty] | 56.158
| DM9038746 | Sensor HBPIR ZHAGA 360 D20/12 DIM KRBLT B (HIR15V/BLE) | PIR, Zhaga 18, 0-10V KRBLT, IP65, 360°, d<20m, h<12m, black | 51 | 51 | 44 | [8 empty] | 219.3
| DM9037473 | Remote Control NC-100 | The functionality of the HBPIR are controlled by a number of parameters which can be changed or programmed remotely with an infrared handset RC-100 | 123 | 70 | 20 | [8 empty] | 79.249
| DM9015437 | One-point High-bay Suspension MTG KIT, 1.5m | Suspension kit for Saturn LED highbay, 1.5 meter | [11 empty] | 16.168
| DM9015438 | One-point High-bay Suspension MTG KIT, 3.0m | Suspension kit for Saturn LED highbay, 3.0 meter | [11 empty] | 21.371
| DM9015439 | One-point High-bay Suspension MTG KIT, 5.0m | Suspension kit for Saturn LED highbay, 5.0 meter | [11 empty] | 27.735
Floodlights
| DM1118113 | Boreas M LED1x4800 J444 T730 LS90 | non-dimmable, I, IL66, IK08, 90° optic, tempered glass, dark grey aluminium body | 291 | 230 | 58 |  | 100000/L90B10 | 5 | 4644 | 28.4 | 164 | 70+ | 3000 | 239.295
| DM1118211 | Boreas M LED1x8300 J445 T730 LS90 | non-dimmable, I, IL66, IK08, 90° optic, tempered glass, dark grey aluminium body | 291 | 230 | 58 |  | 100000/L90B10 | 5 | 8062 | 50.5 | 160 | 70+ | 3000 | 255.893
| DM1118212 | Boreas M LED1x10250 J446 T730 LS90 | non-dimmable, I, IL66, IK08, 90° optic, tempered glass, dark grey aluminium body | 291 | 230 | 58 |  | 100000/L90B10 | 5 | 9960 | 64.9 | 153 | 70+ | 3000 | 271.76
| DM1118213 | Boreas M LED1x11050 J447 T730 LS90 | non-dimmable, I, IL66, IK08, 90° optic, tempered glass, dark grey aluminium body | 338 | 280 | 59 |  | 100000/L90B10 | 5 | 10750 | 67.3 | 160 | 70+ | 3000 | 394.052
| DM1118214 | Boreas M LED1x13650 J448 T730 LS90 | non-dimmable, I, IL66, IK08, 90° optic, tempered glass, dark grey aluminium body | 338 | 280 | 59 |  | 100000/L90B10 | 5 | 13280 | 87.5 | 152 | 70+ | 3000 | 394.052
| DM1118215 | Boreas M LED1x16600 J449 T730 LS90 | non-dimmable, I, IL66, IK08, 90° optic, tempered glass, dark grey aluminium body | 381 | 312 | 62 |  | 100000/L90B10 | 5 | 16125 | 99.8 | 162 | 70+ | 3000 | 507.357
| DM1118216 | Boreas M LED1x20450 J450 T730 LS90 | non-dimmable, I, IL66, IK08, 90° optic, tempered glass, dark grey aluminium body | 381 | 312 | 62 |  | 100000/L90B10 | 5 | 19920 | 129.8 | 153 | 70+ | 3000 | 507.357
| DM1118217 | Boreas M LED1x23300 J451 T730 LS90 | non-dimmable, I, IL66, IK08, 90° optic, tempered glass, dark grey aluminium body | 381 | 312 | 62 |  | 100000/L90B10 | 5 | 22647 | 152.9 | 148 | 70+ | 3000 | 534.834
| DM1118218 | Boreas M LED1x20700 J452 T730 LS90 | non-dimmable, I, IL66, IK08, 90° optic, tempered glass, dark grey aluminium body | 444 | 353 | 66 |  | 100000/L90B10 | 5 | 20156 | 124.8 | 162 | 70+ | 3000 | 563.214
| DM1118219 | Boreas M LED1x25600 J453 T730 LS90 | non-dimmable, I, IL66, IK08, 90° optic, tempered glass, dark grey aluminium body | 444 | 353 | 66 |  | 100000/L90B10 | 5 | 24900 | 162.3 | 153 | 70+ | 3000 | 591.551
| DM1118220 | Boreas M LED1x33150 J454 T730 LS90 | non-dimmable, I, IL66, IK08, 90° optic, tempered glass, dark grey aluminium body | 515 | 420 | 87 |  | 100000/L90B10 | 5 | 32250 | 197.6 | 163 | 70+ | 3000 | 867.998
| DM1116609 | Boreas M LED1x4800 J444 T740 LS90 | non-dimmable, I, IL66, IK08, 90° optic, tempered glass, dark grey aluminium body | 291 | 230 | 58 |  | 100000/L90B10 | 5 | 4774 | 28.4 | 168 | 70+ | 4000 | 239.295
| DM1116610 | Boreas M LED1x8300 J445 T740 LS90 | non-dimmable, I, IL66, IK08, 90° optic, tempered glass, dark grey aluminium body | 291 | 230 | 58 |  | 100000/L90B10 | 5 | 8279 | 50.5 | 164 | 70+ | 4000 | 255.893
| DM1116611 | Boreas M LED1x10250 J446 T740 LS90 | non-dimmable, I, IL66, IK08, 90° optic, tempered glass, dark grey aluminium body | 291 | 230 | 58 |  | 100000/L90B10 | 5 | 10224 | 64.9 | 158 | 70+ | 4000 | 271.76
| DM1116612 | Boreas M LED1x11050 J447 T740 LS90 | non-dimmable, I, IL66, IK08, 90° optic, tempered glass, dark grey aluminium body | 338 | 280 | 59 |  | 100000/L90B10 | 5 | 11039 | 67.3 | 164 | 70+ | 4000 | 394.052
| DM1116613 | Boreas M LED1x13650 J448 T740 LS90 | non-dimmable, I, IL66, IK08, 90° optic, tempered glass, dark grey aluminium body | 338 | 280 | 59 |  | 100000/L90B10 | 5 | 13633 | 87.5 | 156 | 70+ | 4000 | 394.052
| DM1116614 | Boreas M LED1x16600 J449 T740 LS90 | non-dimmable, I, IL66, IK08, 90° optic, tempered glass, dark grey aluminium body | 381 | 312 | 62 |  | 100000/L90B10 | 5 | 16558 | 99.8 | 166 | 70+ | 4000 | 507.357
| DM1116615 | Boreas M LED1x20450 J450 T740 LS90 | non-dimmable, I, IL66, IK08, 90° optic, tempered glass, dark grey aluminium body | 381 | 312 | 62 |  | 100000/L90B10 | 5 | 20449 | 129.8 | 158 | 70+ | 4000 | 507.357
| DM1116616 | Boreas M LED1x23300 J451 T740 LS90 | non-dimmable, I, IL66, IK08, 90° optic, tempered glass, dark grey aluminium body | 381 | 312 | 62 |  | 100000/L90B10 | 5 | 23259 | 152.9 | 152 | 70+ | 4000 | 534.834
| DM1116617 | Boreas M LED1x20700 J452 T740 LS90 | non-dimmable, I, IL66, IK08, 90° optic, tempered glass, dark grey aluminium body | 444 | 353 | 66 |  | 100000/L90B10 | 5 | 20698 | 124.8 | 166 | 70+ | 4000 | 563.214
| DM1116618 | Boreas M LED1x25600 J453 T740 LS90 | non-dimmable, I, IL66, IK08, 90° optic, tempered glass, dark grey aluminium body | 444 | 353 | 66 |  | 100000/L90B10 | 5 | 25561 | 162.3 | 157 | 70+ | 4000 | 591.551
| DM1116619 | Boreas M LED1x33150 J454 T740 LS90 | non-dimmable, I, IL66, IK08, 90° optic, tempered glass, dark grey aluminium body | 515 | 420 | 87 |  | 100000/L90B10 | 5 | 33116 | 197.6 | 168 | 70+ | 4000 | 867.998
| DM1109750 | Boreas M LED1x38800 G982 T740 LS90 | non-dimmable, I, IL66, IK08, 90° optic, tempered glass, dark grey aluminium body | 565 | 460 | 100 |  | 100000/L90B10 | 5 | 38774 | 235.4 | 165 | 70+ | 4000 | 1433.448
| DM1109751 | Boreas M LED1x43150 G983 T740 LS90 | non-dimmable, I, IL66, IK08, 90° optic, tempered glass, dark grey aluminium body | 565 | 460 | 100 |  | 100000/L90B10 | 5 | 43126 | 270.1 | 160 | 70+ | 4000 | 1433.448
| DM1109752 | Boreas M LED1x50700 G984 T740 LS90 | non-dimmable, I, IL66, IK08, 90° optic, tempered glass, dark grey aluminium body | 565 | 460 | 100 |  | 100000/L90B10 | 5 | 50687 | 321.6 | 158 | 70+ | 4000 | 1433.448
| DM1118221 | Boreas M LED1x4800 J444 T730 LS20 | non-dimmable, I, IL66, IK08, 20° optic, tempered glass, dark grey aluminium body | 291 | 230 | 58 |  | 100000/L90B10 | 5 | 4694 | 28.4 | 165 | 70+ | 3000 | 239.295
| DM1118222 | Boreas M LED1x8300 J445 T730 LS20 | non-dimmable, I, IL66, IK08, 20° optic, tempered glass, dark grey aluminium body | 291 | 230 | 58 |  | 100000/L90B10 | 5 | 8149 | 50.5 | 161 | 70+ | 3000 | 255.893
| DM1118223 | Boreas M LED1x10250 J446 T730 LS20 | non-dimmable, I, IL66, IK08, 20° optic, tempered glass, dark grey aluminium body | 291 | 230 | 58 |  | 100000/L90B10 | 5 | 10067 | 64.9 | 155 | 70+ | 3000 | 271.76
| DM1118224 | Boreas M LED1x11050 J447 T730 LS20 | non-dimmable, I, IL66, IK08, 20° optic, tempered glass, dark grey aluminium body | 338 | 280 | 59 |  | 100000/L90B10 | 5 | 10866 | 67.3 | 161 | 70+ | 3000 | 394.052
| DM1118225 | Boreas M LED1x13650 J448 T730 LS20 | non-dimmable, I, IL66, IK08, 20° optic, tempered glass, dark grey aluminium body | 338 | 280 | 59 |  | 100000/L90B10 | 5 | 13423 | 87.5 | 153 | 70+ | 3000 | 394.052
| DM1118226 | Boreas M LED1x16600 J449 T730 LS20 | non-dimmable, I, IL66, IK08, 20° optic, tempered glass, dark grey aluminium body | 381 | 312 | 62 |  | 100000/L90B10 | 5 | 16298 | 99.8 | 163 | 70+ | 3000 | 507.357
| DM1118227 | Boreas M LED1x20450 J450 T730 LS20 | non-dimmable, I, IL66, IK08, 20° optic, tempered glass, dark grey aluminium body | 381 | 312 | 62 |  | 100000/L90B10 | 5 | 20134 | 129.8 | 155 | 70+ | 3000 | 507.357
| DM1118228 | Boreas M LED1x23300 J451 T730 LS20 | non-dimmable, I, IL66, IK08, 20° optic, tempered glass, dark grey aluminium body | 381 | 312 | 62 |  | 100000/L90B10 | 5 | 22890 | 152.9 | 150 | 70+ | 3000 | 534.834
| DM1118229 | Boreas M LED1x20700 J452 T730 LS20 | non-dimmable, I, IL66, IK08, 20° optic, tempered glass, dark grey aluminium body | 444 | 353 | 66 |  | 100000/L90B10 | 5 | 20373 | 124.8 | 163 | 70+ | 3000 | 563.214
| DM1118230 | Boreas M LED1x25600 J453 T730 LS20 | non-dimmable, I, IL66, IK08, 20° optic, tempered glass, dark grey aluminium body | 444 | 353 | 66 |  | 100000/L90B10 | 5 | 25168 | 162.3 | 155 | 70+ | 3000 | 591.551
| DM1118231 | Boreas M LED1x33150 J454 T730 LS20 | non-dimmable, I, IL66, IK08, 20° optic, tempered glass, dark grey aluminium body | 515 | 420 | 87 |  | 100000/L90B10 | 5 | 32597 | 197.6 | 165 | 70+ | 3000 | 867.998
| DM1118232 | Boreas M LED1x4800 J444 T740 LS20 | non-dimmable, I, IL66, IK08, 20° optic, tempered glass, dark grey aluminium body | 291 | 230 | 58 |  | 100000/L90B10 | 5 | 4826 | 28.4 | 170 | 70+ | 4000 | 239.295
| DM1118233 | Boreas M LED1x8300 J445 T740 LS20 | non-dimmable, I, IL66, IK08, 20° optic, tempered glass, dark grey aluminium body | 291 | 230 | 58 |  | 100000/L90B10 | 5 | 8368 | 50.5 | 166 | 70+ | 4000 | 255.893
| DM1118234 | Boreas M LED1x10250 J446 T740 LS20 | non-dimmable, I, IL66, IK08, 20° optic, tempered glass, dark grey aluminium body | 291 | 230 | 58 |  | 100000/L90B10 | 5 | 10334 | 64.9 | 159 | 70+ | 4000 | 271.76
| DM1118235 | Boreas M LED1x11050 J447 T740 LS20 | non-dimmable, I, IL66, IK08, 20° optic, tempered glass, dark grey aluminium body | 338 | 280 | 59 |  | 100000/L90B10 | 5 | 11157 | 67.3 | 166 | 70+ | 4000 | 394.052
| DM1118236 | Boreas M LED1x13650 J448 T740 LS20 | non-dimmable, I, IL66, IK08, 20° optic, tempered glass, dark grey aluminium body | 338 | 280 | 59 |  | 100000/L90B10 | 5 | 13779 | 87.5 | 157 | 70+ | 4000 | 394.052
| DM1118237 | Boreas M LED1x16600 J449 T740 LS20 | non-dimmable, I, IL66, IK08, 20° optic, tempered glass, dark grey aluminium body | 381 | 312 | 62 |  | 100000/L90B10 | 5 | 16736 | 99.8 | 168 | 70+ | 4000 | 507.357
| DM1118238 | Boreas M LED1x20450 J450 T740 LS20 | non-dimmable, I, IL66, IK08, 20° optic, tempered glass, dark grey aluminium body | 381 | 312 | 62 |  | 100000/L90B10 | 5 | 20669 | 129.8 | 159 | 70+ | 4000 | 507.357
| DM1118239 | Boreas M LED1x23300 J451 T740 LS20 | non-dimmable, I, IL66, IK08, 20° optic, tempered glass, dark grey aluminium body | 381 | 312 | 62 |  | 100000/L90B10 | 5 | 23509 | 152.9 | 154 | 70+ | 4000 | 534.834
| DM1118240 | Boreas M LED1x20700 J452 T740 LS20 | non-dimmable, I, IL66, IK08, 20° optic, tempered glass, dark grey aluminium body | 444 | 353 | 66 |  | 100000/L90B10 | 5 | 20920 | 124.8 | 168 | 70+ | 4000 | 563.214
| DM1118241 | Boreas M LED1x25600 J453 T740 LS20 | non-dimmable, I, IL66, IK08, 20° optic, tempered glass, dark grey aluminium body | 444 | 353 | 66 |  | 100000/L90B10 | 5 | 25836 | 162.3 | 159 | 70+ | 4000 | 591.551
| DM1118242 | Boreas M LED1x33150 J454 T740 LS20 | non-dimmable, I, IL66, IK08, 20° optic, tempered glass, dark grey aluminium body | 515 | 420 | 87 |  | 100000/L90B10 | 5 | 33472 | 197.6 | 169 | 70+ | 4000 | 867.998
| DM1118243 | Boreas M LED1x38800 G982 T740 LS20 | non-dimmable, I, IL66, IK08, 20° optic, tempered glass, dark grey aluminium body | 565 | 460 | 100 |  | 100000/L90B10 | 5 | 39191 | 235.4 | 166 | 70+ | 4000 | 1433.448
| DM1118244 | Boreas M LED1x43150 G983 T740 LS20 | non-dimmable, I, IL66, IK08, 20° optic, tempered glass, dark grey aluminium body | 565 | 460 | 100 |  | 100000/L90B10 | 5 | 43590 | 270.1 | 161 | 70+ | 4000 | 1433.448
| DM1118245 | Boreas M LED1x50700 G984 T740 LS20 | non-dimmable, I, IL66, IK08, 20° optic, tempered glass, dark grey aluminium body | 565 | 460 | 100 |  | 100000/L90B10 | 5 | 51232 | 321.6 | 159 | 70+ | 4000 | 1433.448
| DM1118246 | Boreas M LED1x4800 J444 T730 LS30 | non-dimmable, I, IL66, IK08, 30° optic, tempered glass, dark grey aluminium body | 291 | 230 | 58 |  | 100000/L90B10 | 5 | 4644 | 28.4 | 164 | 70+ | 3000 | 239.295
| DM1118247 | Boreas M LED1x8300 J445 T730 LS30 | non-dimmable, I, IL66, IK08, 30° optic, tempered glass, dark grey aluminium body | 291 | 230 | 58 |  | 100000/L90B10 | 5 | 8062 | 50.5 | 160 | 70+ | 3000 | 255.893
| DM1118248 | Boreas M LED1x10250 J446 T730 LS30 | non-dimmable, I, IL66, IK08, 30° optic, tempered glass, dark grey aluminium body | 291 | 230 | 58 |  | 100000/L90B10 | 5 | 9960 | 64.9 | 153 | 70+ | 3000 | 271.76
| DM1118249 | Boreas M LED1x11050 J447 T730 LS30 | non-dimmable, I, IL66, IK08, 30° optic, tempered glass, dark grey aluminium body | 338 | 280 | 59 |  | 100000/L90B10 | 5 | 10750 | 67.3 | 160 | 70+ | 3000 | 394.052
| DM1118250 | Boreas M LED1x13650 J448 T730 LS30 | non-dimmable, I, IL66, IK08, 30° optic, tempered glass, dark grey aluminium body | 338 | 280 | 59 |  | 100000/L90B10 | 5 | 13280 | 87.5 | 152 | 70+ | 3000 | 394.052
| DM1118251 | Boreas M LED1x16600 J449 T730 LS30 | non-dimmable, I, IL66, IK08, 30° optic, tempered glass, dark grey aluminium body | 381 | 312 | 62 |  | 100000/L90B10 | 5 | 16125 | 99.8 | 162 | 70+ | 3000 | 507.357
| DM1118252 | Boreas M LED1x20450 J450 T730 LS30 | non-dimmable, I, IL66, IK08, 30° optic, tempered glass, dark grey aluminium body | 381 | 312 | 62 |  | 100000/L90B10 | 5 | 19920 | 129.8 | 153 | 70+ | 3000 | 507.357
| DM1118253 | Boreas M LED1x23300 J451 T730 LS30 | non-dimmable, I, IL66, IK08, 30° optic, tempered glass, dark grey aluminium body | 381 | 312 | 62 |  | 100000/L90B10 | 5 | 22647 | 152.9 | 148 | 70+ | 3000 | 534.834
| DM1118254 | Boreas M LED1x20700 J452 T730 LS30 | non-dimmable, I, IL66, IK08, 30° optic, tempered glass, dark grey aluminium body | 444 | 353 | 66 |  | 100000/L90B10 | 5 | 20156 | 124.8 | 162 | 70+ | 3000 | 563.214
| DM1118255 | Boreas M LED1x25600 J453 T730 LS30 | non-dimmable, I, IL66, IK08, 30° optic, tempered glass, dark grey aluminium body | 444 | 353 | 66 |  | 100000/L90B10 | 5 | 24900 | 162.3 | 153 | 70+ | 3000 | 591.551
| DM1118256 | Boreas M LED1x33150 J454 T730 LS30 | non-dimmable, I, IL66, IK08, 30° optic, tempered glass, dark grey aluminium body | 515 | 420 | 87 |  | 100000/L90B10 | 5 | 32250 | 197.6 | 163 | 70+ | 3000 | 867.998
| DM1118257 | Boreas M LED1x4800 J444 T740 LS30 | non-dimmable, I, IL66, IK08, 30° optic, tempered glass, dark grey aluminium body | 291 | 230 | 58 |  | 100000/L90B10 | 5 | 4774 | 28.4 | 168 | 70+ | 4000 | 239.295
| DM1118258 | Boreas M LED1x8300 J445 T740 LS30 | non-dimmable, I, IL66, IK08, 30° optic, tempered glass, dark grey aluminium body | 291 | 230 | 58 |  | 100000/L90B10 | 5 | 8279 | 50.5 | 164 | 70+ | 4000 | 255.893
| DM1118259 | Boreas M LED1x10250 J446 T740 LS30 | non-dimmable, I, IL66, IK08, 30° optic, tempered glass, dark grey aluminium body | 291 | 230 | 58 |  | 100000/L90B10 | 5 | 10224 | 64.9 | 158 | 70+ | 4000 | 271.76
| DM1118260 | Boreas M LED1x11050 J447 T740 LS30 | non-dimmable, I, IL66, IK08, 30° optic, tempered glass, dark grey aluminium body | 338 | 280 | 59 |  | 100000/L90B10 | 5 | 11039 | 67.3 | 164 | 70+ | 4000 | 394.052
| DM1118261 | Boreas M LED1x13650 J448 T740 LS30 | non-dimmable, I, IL66, IK08, 30° optic, tempered glass, dark grey aluminium body | 338 | 280 | 59 |  | 100000/L90B10 | 5 | 13633 | 87.5 | 156 | 70+ | 4000 | 394.052
| DM1118262 | Boreas M LED1x16600 J449 T740 LS30 | non-dimmable, I, IL66, IK08, 30° optic, tempered glass, dark grey aluminium body | 381 | 312 | 62 |  | 100000/L90B10 | 5 | 16558 | 99.8 | 166 | 70+ | 4000 | 507.357
| DM1118263 | Boreas M LED1x20450 J450 T740 LS30 | non-dimmable, I, IL66, IK08, 30° optic, tempered glass, dark grey aluminium body | 381 | 312 | 62 |  | 100000/L90B10 | 5 | 20449 | 129.8 | 158 | 70+ | 4000 | 507.357
| DM1118264 | Boreas M LED1x23300 J451 T740 LS30 | non-dimmable, I, IL66, IK08, 30° optic, tempered glass, dark grey aluminium body | 381 | 312 | 62 |  | 100000/L90B10 | 5 | 23259 | 152.9 | 152 | 70+ | 4000 | 534.834
| DM1118265 | Boreas M LED1x20700 J452 T740 LS30 | non-dimmable, I, IL66, IK08, 30° optic, tempered glass, dark grey aluminium body | 444 | 353 | 66 |  | 100000/L90B10 | 5 | 20698 | 124.8 | 166 | 70+ | 4000 | 563.214
| DM1118266 | Boreas M LED1x25600 J453 T740 LS30 | non-dimmable, I, IL66, IK08, 30° optic, tempered glass, dark grey aluminium body | 444 | 353 | 66 |  | 100000/L90B10 | 5 | 25561 | 162.3 | 157 | 70+ | 4000 | 591.551
| DM1118267 | Boreas M LED1x33150 J454 T740 LS30 | non-dimmable, I, IL66, IK08, 30° optic, tempered glass, dark grey aluminium body | 515 | 420 | 87 |  | 100000/L90B10 | 5 | 33116 | 197.6 | 168 | 70+ | 4000 | 867.998
| DM1118268 | Boreas M LED1x38800 G982 T740 LS30 | non-dimmable, I, IL66, IK08, 30° optic, tempered glass, dark grey aluminium body | 565 | 460 | 100 |  | 100000/L90B10 | 5 | 38774 | 235.4 | 165 | 70+ | 4000 | 1433.448
| DM1118269 | Boreas M LED1x43150 G983 T740 LS30 | non-dimmable, I, IL66, IK08, 30° optic, tempered glass, dark grey aluminium body | 565 | 460 | 100 |  | 100000/L90B10 | 5 | 43126 | 270.1 | 160 | 70+ | 4000 | 1433.448
| DM1118270 | Boreas M LED1x50700 G984 T740 LS30 | non-dimmable, I, IL66, IK08, 30° optic, tempered glass, dark grey aluminium body | 565 | 460 | 100 |  | 100000/L90B10 | 5 | 50687 | 321.6 | 158 | 70+ | 4000 | 1433.448
| DM1118271 | Boreas M LED1x4800 J444 T730 LS45 | non-dimmable, I, IL66, IK08, 45° optic, tempered glass, dark grey aluminium body | 291 | 230 | 58 |  | 100000/L90B10 | 5 | 4744 | 28.4 | 167 | 70+ | 3000 | 239.295
| DM1118272 | Boreas M LED1x8300 J445 T730 LS45 | non-dimmable, I, IL66, IK08, 45° optic, tempered glass, dark grey aluminium body | 291 | 230 | 58 |  | 100000/L90B10 | 5 | 8236 | 50.5 | 163 | 70+ | 3000 | 255.893
| DM1118273 | Boreas M LED1x10250 J446 T730 LS45 | non-dimmable, I, IL66, IK08, 45° optic, tempered glass, dark grey aluminium body | 291 | 230 | 58 |  | 100000/L90B10 | 5 | 10174 | 64.9 | 157 | 70+ | 3000 | 271.76
| DM1118274 | Boreas M LED1x11050 J447 T730 LS45 | non-dimmable, I, IL66, IK08, 45° optic, tempered glass, dark grey aluminium body | 338 | 280 | 59 |  | 100000/L90B10 | 5 | 10981 | 67.3 | 163 | 70+ | 3000 | 394.052
| DM1118275 | Boreas M LED1x13650 J448 T730 LS45 | non-dimmable, I, IL66, IK08, 45° optic, tempered glass, dark grey aluminium body | 338 | 280 | 59 |  | 100000/L90B10 | 5 | 13566 | 87.5 | 155 | 70+ | 3000 | 394.052
| DM1118276 | Boreas M LED1x16600 J449 T730 LS45 | non-dimmable, I, IL66, IK08, 45° optic, tempered glass, dark grey aluminium body | 381 | 312 | 62 |  | 100000/L90B10 | 5 | 16472 | 99.8 | 165 | 70+ | 3000 | 507.357
| DM1118277 | Boreas M LED1x20450 J450 T730 LS45 | non-dimmable, I, IL66, IK08, 45° optic, tempered glass, dark grey aluminium body | 381 | 312 | 62 |  | 100000/L90B10 | 5 | 20349 | 129.8 | 157 | 70+ | 3000 | 507.357
| DM1118278 | Boreas M LED1x23300 J451 T730 LS45 | non-dimmable, I, IL66, IK08, 45° optic, tempered glass, dark grey aluminium body | 381 | 312 | 62 |  | 100000/L90B10 | 5 | 23134 | 152.9 | 151 | 70+ | 3000 | 534.834
| DM1118279 | Boreas M LED1x20700 J452 T730 LS45 | non-dimmable, I, IL66, IK08, 45° optic, tempered glass, dark grey aluminium body | 444 | 353 | 66 |  | 100000/L90B10 | 5 | 20590 | 124.8 | 165 | 70+ | 3000 | 563.214
| DM1118280 | Boreas M LED1x25600 J453 T730 LS45 | non-dimmable, I, IL66, IK08, 45° optic, tempered glass, dark grey aluminium body | 444 | 353 | 66 |  | 100000/L90B10 | 5 | 25436 | 162.3 | 157 | 70+ | 3000 | 591.551
| DM1118281 | Boreas M LED1x33150 J454 T730 LS45 | non-dimmable, I, IL66, IK08, 45° optic, tempered glass, dark grey aluminium body | 515 | 420 | 87 |  | 100000/L90B10 | 5 | 32944 | 197.6 | 167 | 70+ | 3000 | 867.998
| DM1118282 | Boreas M LED1x4800 J444 T740 LS45 | non-dimmable, I, IL66, IK08, 45° optic, tempered glass, dark grey aluminium body | 291 | 230 | 58 |  | 100000/L90B10 | 5 | 4877 | 28.4 | 172 | 70+ | 4000 | 239.295
| DM1118283 | Boreas M LED1x8300 J445 T740 LS45 | non-dimmable, I, IL66, IK08, 45° optic, tempered glass, dark grey aluminium body | 291 | 230 | 58 |  | 100000/L90B10 | 5 | 8457 | 50.5 | 167 | 70+ | 4000 | 255.893
| DM1118284 | Boreas M LED1x10250 J446 T740 LS45 | non-dimmable, I, IL66, IK08, 45° optic, tempered glass, dark grey aluminium body | 291 | 230 | 58 |  | 100000/L90B10 | 5 | 10444 | 64.9 | 161 | 70+ | 4000 | 271.76
| DM1118285 | Boreas M LED1x11050 J447 T740 LS45 | non-dimmable, I, IL66, IK08, 45° optic, tempered glass, dark grey aluminium body | 338 | 280 | 59 |  | 100000/L90B10 | 5 | 11276 | 67.3 | 168 | 70+ | 4000 | 394.052
| DM1118286 | Boreas M LED1x13650 J448 T740 LS45 | non-dimmable, I, IL66, IK08, 45° optic, tempered glass, dark grey aluminium body | 338 | 280 | 59 |  | 100000/L90B10 | 5 | 13926 | 87.5 | 159 | 70+ | 4000 | 394.052
| DM1118287 | Boreas M LED1x16600 J449 T740 LS45 | non-dimmable, I, IL66, IK08, 45° optic, tempered glass, dark grey aluminium body | 381 | 312 | 62 |  | 100000/L90B10 | 5 | 16914 | 99.8 | 169 | 70+ | 4000 | 507.357
| DM1118288 | Boreas M LED1x20450 J450 T740 LS45 | non-dimmable, I, IL66, IK08, 45° optic, tempered glass, dark grey aluminium body | 381 | 312 | 62 |  | 100000/L90B10 | 5 | 20889 | 129.8 | 161 | 70+ | 4000 | 507.357
| DM1118289 | Boreas M LED1x23300 J451 T740 LS45 | non-dimmable, I, IL66, IK08, 45° optic, tempered glass, dark grey aluminium body | 381 | 312 | 62 |  | 100000/L90B10 | 5 | 23760 | 152.9 | 155 | 70+ | 4000 | 534.834
| DM1118290 | Boreas M LED1x20700 J452 T740 LS45 | non-dimmable, I, IL66, IK08, 45° optic, tempered glass, dark grey aluminium body | 444 | 353 | 66 |  | 100000/L90B10 | 5 | 21143 | 124.8 | 169 | 70+ | 4000 | 563.214
| DM1118291 | Boreas M LED1x25600 J453 T740 LS45 | non-dimmable, I, IL66, IK08, 45° optic, tempered glass, dark grey aluminium body | 444 | 353 | 66 |  | 100000/L90B10 | 5 | 26111 | 162.3 | 161 | 70+ | 4000 | 591.551
| DM1118292 | Boreas M LED1x33150 J454 T740 LS45 | non-dimmable, I, IL66, IK08, 45° optic, tempered glass, dark grey aluminium body | 515 | 420 | 87 |  | 100000/L90B10 | 5 | 33828 | 197.6 | 171 | 70+ | 4000 | 867.998
| DM1118293 | Boreas M LED1x38800 G982 T740 LS45 | non-dimmable, I, IL66, IK08, 45° optic, tempered glass, dark grey aluminium body | 565 | 460 | 100 |  | 100000/L90B10 | 5 | 39608 | 235.4 | 168 | 70+ | 4000 | 1433.448
| DM1118294 | Boreas M LED1x43150 G983 T740 LS45 | non-dimmable, I, IL66, IK08, 45° optic, tempered glass, dark grey aluminium body | 565 | 460 | 100 |  | 100000/L90B10 | 5 | 44054 | 270.1 | 163 | 70+ | 4000 | 1433.448
| DM1118295 | Boreas M LED1x50700 G984 T740 LS45 | non-dimmable, I, IL66, IK08, 45° optic, tempered glass, dark grey aluminium body | 565 | 460 | 100 |  | 100000/L90B10 | 5 | 51777 | 321.6 | 161 | 70+ | 4000 | 1433.448
| DM1118296 | Boreas M LED1x4800 J444 T730 LS60 | non-dimmable, I, IL66, IK08, 60° optic, tempered glass, dark grey aluminium body | 291 | 230 | 58 |  | 100000/L90B10 | 5 | 4594 | 28.4 | 162 | 70+ | 3000 | 239.295
| DM1118297 | Boreas M LED1x8300 J445 T730 LS60 | non-dimmable, I, IL66, IK08, 60° optic, tempered glass, dark grey aluminium body | 291 | 230 | 58 |  | 100000/L90B10 | 5 | 7976 | 50.5 | 158 | 70+ | 3000 | 255.893
| DM1118298 | Boreas M LED1x10250 J446 T730 LS60 | non-dimmable, I, IL66, IK08, 60° optic, tempered glass, dark grey aluminium body | 291 | 230 | 58 |  | 100000/L90B10 | 5 | 9853 | 64.9 | 152 | 70+ | 3000 | 271.76
| DM1118299 | Boreas M LED1x11050 J447 T730 LS60 | non-dimmable, I, IL66, IK08, 60° optic, tempered glass, dark grey aluminium body | 338 | 280 | 59 |  | 100000/L90B10 | 5 | 10634 | 67.3 | 158 | 70+ | 3000 | 394.052
| DM1118300 | Boreas M LED1x13650 J448 T730 LS60 | non-dimmable, I, IL66, IK08, 60° optic, tempered glass, dark grey aluminium body | 338 | 280 | 59 |  | 100000/L90B10 | 5 | 13137 | 87.5 | 150 | 70+ | 3000 | 394.052
| DM1118301 | Boreas M LED1x16600 J449 T730 LS60 | non-dimmable, I, IL66, IK08, 60° optic, tempered glass, dark grey aluminium body | 381 | 312 | 62 |  | 100000/L90B10 | 5 | 15952 | 99.8 | 160 | 70+ | 3000 | 507.357
| DM1118302 | Boreas M LED1x20450 J450 T730 LS60 | non-dimmable, I, IL66, IK08, 60° optic, tempered glass, dark grey aluminium body | 381 | 312 | 62 |  | 100000/L90B10 | 5 | 19706 | 129.8 | 152 | 70+ | 3000 | 507.357
| DM1118303 | Boreas M LED1x23300 J451 T730 LS60 | non-dimmable, I, IL66, IK08, 60° optic, tempered glass, dark grey aluminium body | 381 | 312 | 62 |  | 100000/L90B10 | 5 | 22403 | 152.9 | 147 | 70+ | 3000 | 534.834
| DM1118304 | Boreas M LED1x20700 J452 T730 LS60 | non-dimmable, I, IL66, IK08, 60° optic, tempered glass, dark grey aluminium body | 444 | 353 | 66 |  | 100000/L90B10 | 5 | 19940 | 124.8 | 160 | 70+ | 3000 | 563.214
| DM1118305 | Boreas M LED1x25600 J453 T730 LS60 | non-dimmable, I, IL66, IK08, 60° optic, tempered glass, dark grey aluminium body | 444 | 353 | 66 |  | 100000/L90B10 | 5 | 24632 | 162.3 | 152 | 70+ | 3000 | 591.551
| DM1118306 | Boreas M LED1x33150 J454 T730 LS60 | non-dimmable, I, IL66, IK08, 60° optic, tempered glass, dark grey aluminium body | 515 | 420 | 87 |  | 100000/L90B10 | 5 | 31903 | 197.6 | 161 | 70+ | 3000 | 867.998
| DM1118307 | Boreas M LED1x4800 J444 T740 LS60 | non-dimmable, I, IL66, IK08, 60° optic, tempered glass, dark grey aluminium body | 291 | 230 | 58 |  | 100000/L90B10 | 5 | 4723 | 28.4 | 166 | 70+ | 4000 | 239.295
| DM1118308 | Boreas M LED1x8300 J445 T740 LS60 | non-dimmable, I, IL66, IK08, 60° optic, tempered glass, dark grey aluminium body | 291 | 230 | 58 |  | 100000/L90B10 | 5 | 8190 | 50.5 | 162 | 70+ | 4000 | 255.893
| DM1118309 | Boreas M LED1x10250 J446 T740 LS60 | non-dimmable, I, IL66, IK08, 60° optic, tempered glass, dark grey aluminium body | 291 | 230 | 58 |  | 100000/L90B10 | 5 | 10114 | 64.9 | 156 | 70+ | 4000 | 271.76
| DM1118310 | Boreas M LED1x11050 J447 T740 LS60 | non-dimmable, I, IL66, IK08, 60° optic, tempered glass, dark grey aluminium body | 338 | 280 | 59 |  | 100000/L90B10 | 5 | 10920 | 67.3 | 162 | 70+ | 4000 | 394.052
| DM1118311 | Boreas M LED1x13650 J448 T740 LS60 | non-dimmable, I, IL66, IK08, 60° optic, tempered glass, dark grey aluminium body | 338 | 280 | 59 |  | 100000/L90B10 | 5 | 13486 | 87.5 | 154 | 70+ | 4000 | 394.052
| DM1118312 | Boreas M LED1x16600 J449 T740 LS60 | non-dimmable, I, IL66, IK08, 60° optic, tempered glass, dark grey aluminium body | 381 | 312 | 62 |  | 100000/L90B10 | 5 | 16380 | 99.8 | 164 | 70+ | 4000 | 507.357
| DM1118313 | Boreas M LED1x20450 J450 T740 LS60 | non-dimmable, I, IL66, IK08, 60° optic, tempered glass, dark grey aluminium body | 381 | 312 | 62 |  | 100000/L90B10 | 5 | 20229 | 129.8 | 156 | 70+ | 4000 | 507.357
| DM1118314 | Boreas M LED1x23300 J451 T740 LS60 | non-dimmable, I, IL66, IK08, 60° optic, tempered glass, dark grey aluminium body | 381 | 312 | 62 |  | 100000/L90B10 | 5 | 23009 | 152.9 | 150 | 70+ | 4000 | 534.834
| DM1118315 | Boreas M LED1x20700 J452 T740 LS60 | non-dimmable, I, IL66, IK08, 60° optic, tempered glass, dark grey aluminium body | 444 | 353 | 66 |  | 100000/L90B10 | 5 | 20475 | 124.8 | 164 | 70+ | 4000 | 563.214
| DM1118316 | Boreas M LED1x25600 J453 T740 LS60 | non-dimmable, I, IL66, IK08, 60° optic, tempered glass, dark grey aluminium body | 444 | 353 | 66 |  | 100000/L90B10 | 5 | 25286 | 162.3 | 156 | 70+ | 4000 | 591.551
| DM1118317 | Boreas M LED1x33150 J454 T740 LS60 | non-dimmable, I, IL66, IK08, 60° optic, tempered glass, dark grey aluminium body | 515 | 420 | 87 |  | 100000/L90B10 | 5 | 32760 | 197.6 | 166 | 70+ | 4000 | 867.998
| DM1118318 | Boreas M LED1x38800 G982 T740 LS60 | non-dimmable, I, IL66, IK08, 60° optic, tempered glass, dark grey aluminium body | 565 | 460 | 100 |  | 100000/L90B10 | 5 | 38357 | 235.4 | 163 | 70+ | 4000 | 1433.448
| DM1118319 | Boreas M LED1x43150 G983 T740 LS60 | non-dimmable, I, IL66, IK08, 60° optic, tempered glass, dark grey aluminium body | 565 | 460 | 100 |  | 100000/L90B10 | 5 | 42663 | 270.1 | 158 | 70+ | 4000 | 1433.448
| DM1118320 | Boreas M LED1x50700 G984 T740 LS60 | non-dimmable, I, IL66, IK08, 60° optic, tempered glass, dark grey aluminium body | 565 | 460 | 100 |  | 100000/L90B10 | 5 | 50142 | 321.6 | 156 | 70+ | 4000 | 1433.448
| DM1118321 | Boreas M LED1x4800 J444 T730 LSA1 | non-dimmable, I, IL66, IK08, asymmetric LSA1 optic, tempered glass, dark grey aluminium body | 291 | 230 | 58 |  | 100000/L90B10 | 5 | 4395 | 28.4 | 155 | 70+ | 3000 | 239.295
| DM1118322 | Boreas M LED1x8300 J445 T730 LSA1 | non-dimmable, I, IL66, IK08, asymmetric LSA1 optic, tempered glass, dark grey aluminium body | 291 | 230 | 58 |  | 100000/L90B10 | 5 | 7629 | 50.5 | 151 | 70+ | 3000 | 255.893
| DM1118323 | Boreas M LED1x10250 J446 T730 LSA1 | non-dimmable, I, IL66, IK08, asymmetric LSA1 optic, tempered glass, dark grey aluminium body | 291 | 230 | 58 |  | 100000/L90B10 | 5 | 9425 | 64.9 | 145 | 70+ | 3000 | 271.76
| DM1118324 | Boreas M LED1x11050 J447 T730 LSA1 | non-dimmable, I, IL66, IK08, asymmetric LSA1 optic, tempered glass, dark grey aluminium body | 338 | 280 | 59 |  | 100000/L90B10 | 5 | 10172 | 67.3 | 151 | 70+ | 3000 | 394.052
| DM1118325 | Boreas M LED1x13650 J448 T730 LSA1 | non-dimmable, I, IL66, IK08, asymmetric LSA1 optic, tempered glass, dark grey aluminium body | 338 | 280 | 59 |  | 100000/L90B10 | 5 | 12566 | 87.5 | 144 | 70+ | 3000 | 394.052
| DM1118326 | Boreas M LED1x16600 J449 T730 LSA1 | non-dimmable, I, IL66, IK08, asymmetric LSA1 optic, tempered glass, dark grey aluminium body | 381 | 312 | 62 |  | 100000/L90B10 | 5 | 15258 | 99.8 | 153 | 70+ | 3000 | 507.357
| DM1118327 | Boreas M LED1x20450 J450 T730 LSA1 | non-dimmable, I, IL66, IK08, asymmetric LSA1 optic, tempered glass, dark grey aluminium body | 381 | 312 | 62 |  | 100000/L90B10 | 5 | 18849 | 129.8 | 145 | 70+ | 3000 | 507.357
| DM1118328 | Boreas M LED1x23300 J451 T730 LSA1 | non-dimmable, I, IL66, IK08, asymmetric LSA1 optic, tempered glass, dark grey aluminium body | 381 | 312 | 62 |  | 100000/L90B10 | 5 | 21429 | 152.9 | 140 | 70+ | 3000 | 534.834
| DM1118329 | Boreas M LED1x20700 J452 T730 LSA1 | non-dimmable, I, IL66, IK08, asymmetric LSA1 optic, tempered glass, dark grey aluminium body | 444 | 353 | 66 |  | 100000/L90B10 | 5 | 19073 | 124.8 | 153 | 70+ | 3000 | 563.214
| DM1118330 | Boreas M LED1x25600 J453 T730 LSA1 | non-dimmable, I, IL66, IK08, asymmetric LSA1 optic, tempered glass, dark grey aluminium body | 444 | 353 | 66 |  | 100000/L90B10 | 5 | 23561 | 162.3 | 145 | 70+ | 3000 | 591.551
| DM1118331 | Boreas M LED1x33150 J454 T730 LSA1 | non-dimmable, I, IL66, IK08, asymmetric LSA1 optic, tempered glass, dark grey aluminium body | 515 | 420 | 87 |  | 100000/L90B10 | 5 | 30516 | 197.6 | 154 | 70+ | 3000 | 867.998
| DM1118332 | Boreas M LED1x4800 J444 T740 LSA1 | non-dimmable, I, IL66, IK08, asymmetric LSA1 optic, tempered glass, dark grey aluminium body | 291 | 230 | 58 |  | 100000/L90B10 | 5 | 4518 | 28.4 | 159 | 70+ | 4000 | 239.295
| DM1118333 | Boreas M LED1x8300 J445 T740 LSA1 | non-dimmable, I, IL66, IK08, asymmetric LSA1 optic, tempered glass, dark grey aluminium body | 291 | 230 | 58 |  | 100000/L90B10 | 5 | 7834 | 50.5 | 155 | 70+ | 4000 | 255.893
| DM1118334 | Boreas M LED1x10250 J446 T740 LSA1 | non-dimmable, I, IL66, IK08, asymmetric LSA1 optic, tempered glass, dark grey aluminium body | 291 | 230 | 58 |  | 100000/L90B10 | 5 | 9675 | 64.9 | 149 | 70+ | 4000 | 271.76
| DM1118335 | Boreas M LED1x11050 J447 T740 LSA1 | non-dimmable, I, IL66, IK08, asymmetric LSA1 optic, tempered glass, dark grey aluminium body | 338 | 280 | 59 |  | 100000/L90B10 | 5 | 10445 | 67.3 | 155 | 70+ | 4000 | 394.052
| DM1118336 | Boreas M LED1x13650 J448 T740 LSA1 | non-dimmable, I, IL66, IK08, asymmetric LSA1 optic, tempered glass, dark grey aluminium body | 338 | 280 | 59 |  | 100000/L90B10 | 5 | 12900 | 87.5 | 147 | 70+ | 4000 | 394.052
| DM1118337 | Boreas M LED1x16600 J449 T740 LSA1 | non-dimmable, I, IL66, IK08, asymmetric LSA1 optic, tempered glass, dark grey aluminium body | 381 | 312 | 62 |  | 100000/L90B10 | 5 | 15668 | 99.8 | 157 | 70+ | 4000 | 507.357
| DM1118338 | Boreas M LED1x20450 J450 T740 LSA1 | non-dimmable, I, IL66, IK08, asymmetric LSA1 optic, tempered glass, dark grey aluminium body | 381 | 312 | 62 |  | 100000/L90B10 | 5 | 19349 | 129.8 | 149 | 70+ | 4000 | 507.357
| DM1118339 | Boreas M LED1x23300 J451 T740 LSA1 | non-dimmable, I, IL66, IK08, asymmetric LSA1 optic, tempered glass, dark grey aluminium body | 381 | 312 | 62 |  | 100000/L90B10 | 5 | 22009 | 152.9 | 144 | 70+ | 4000 | 534.834
| DM1118340 | Boreas M LED1x20700 J452 T740 LSA1 | non-dimmable, I, IL66, IK08, asymmetric LSA1 optic, tempered glass, dark grey aluminium body | 444 | 353 | 66 |  | 100000/L90B10 | 5 | 19585 | 124.8 | 157 | 70+ | 4000 | 563.214
| DM1118341 | Boreas M LED1x25600 J453 T740 LSA1 | non-dimmable, I, IL66, IK08, asymmetric LSA1 optic, tempered glass, dark grey aluminium body | 444 | 353 | 66 |  | 100000/L90B10 | 5 | 24187 | 162.3 | 149 | 70+ | 4000 | 591.551
| DM1118342 | Boreas M LED1x33150 J454 T740 LSA1 | non-dimmable, I, IL66, IK08, asymmetric LSA1 optic, tempered glass, dark grey aluminium body | 515 | 420 | 87 |  | 100000/L90B10 | 5 | 31336 | 197.6 | 159 | 70+ | 4000 | 867.998
| DM1118343 | Boreas M LED1x38800 G982 T740 LSA1 | non-dimmable, I, IL66, IK08, asymmetric LSA1 optic, tempered glass, dark grey aluminium body | 565 | 460 | 100 |  | 100000/L90B10 | 5 | 36689 | 235.4 | 156 | 70+ | 4000 | 1433.448
| DM1118344 | Boreas M LED1x43150 G983 T740 LSA1 | non-dimmable, I, IL66, IK08, asymmetric LSA1 optic, tempered glass, dark grey aluminium body | 565 | 460 | 100 |  | 100000/L90B10 | 5 | 40808 | 270.1 | 151 | 70+ | 4000 | 1433.448
| DM1118345 | Boreas M LED1x50700 G984 T740 LSA1 | non-dimmable, I, IL66, IK08, asymmetric LSA1 optic, tempered glass, dark grey aluminium body | 565 | 460 | 100 |  | 100000/L90B10 | 5 | 47962 | 321.6 | 149 | 70+ | 4000 | 1433.448
| DM1118346 | Boreas M LED1x4800 J444 T730 LSA2 | non-dimmable, I, IL66, IK08, asymmetric LSA2 optic, tempered glass, dark grey aluminium body | 291 | 230 | 58 |  | 100000/L90B10 | 5 | 4594 | 28.4 | 162 | 70+ | 3000 | 239.295
| DM1118347 | Boreas M LED1x8300 J445 T730 LSA2 | non-dimmable, I, IL66, IK08, asymmetric LSA2 optic, tempered glass, dark grey aluminium body | 291 | 230 | 58 |  | 100000/L90B10 | 5 | 7976 | 50.5 | 158 | 70+ | 3000 | 255.893
| DM1118348 | Boreas M LED1x10250 J446 T730 LSA2 | non-dimmable, I, IL66, IK08, asymmetric LSA2 optic, tempered glass, dark grey aluminium body | 291 | 230 | 58 |  | 100000/L90B10 | 5 | 9853 | 64.9 | 152 | 70+ | 3000 | 271.76
| DM1118349 | Boreas M LED1x11050 J447 T730 LSA2 | non-dimmable, I, IL66, IK08, asymmetric LSA2 optic, tempered glass, dark grey aluminium body | 338 | 280 | 59 |  | 100000/L90B10 | 5 | 10634 | 67.3 | 158 | 70+ | 3000 | 394.052
| DM1118350 | Boreas M LED1x13650 J448 T730 LSA2 | non-dimmable, I, IL66, IK08, asymmetric LSA2 optic, tempered glass, dark grey aluminium body | 338 | 280 | 59 |  | 100000/L90B10 | 5 | 13137 | 87.5 | 150 | 70+ | 3000 | 394.052
| DM1118351 | Boreas M LED1x16600 J449 T730 LSA2 | non-dimmable, I, IL66, IK08, asymmetric LSA2 optic, tempered glass, dark grey aluminium body | 381 | 312 | 62 |  | 100000/L90B10 | 5 | 15952 | 99.8 | 160 | 70+ | 3000 | 507.357
| DM1118352 | Boreas M LED1x20450 J450 T730 LSA2 | non-dimmable, I, IL66, IK08, asymmetric LSA2 optic, tempered glass, dark grey aluminium body | 381 | 312 | 62 |  | 100000/L90B10 | 5 | 19706 | 129.8 | 152 | 70+ | 3000 | 507.357
| DM1118353 | Boreas M LED1x23300 J451 T730 LSA2 | non-dimmable, I, IL66, IK08, asymmetric LSA2 optic, tempered glass, dark grey aluminium body | 381 | 312 | 62 |  | 100000/L90B10 | 5 | 22403 | 152.9 | 147 | 70+ | 3000 | 534.834
| DM1118354 | Boreas M LED1x20700 J452 T730 LSA2 | non-dimmable, I, IL66, IK08, asymmetric LSA2 optic, tempered glass, dark grey aluminium body | 444 | 353 | 66 |  | 100000/L90B10 | 5 | 19940 | 124.8 | 160 | 70+ | 3000 | 563.214
| DM1118355 | Boreas M LED1x25600 J453 T730 LSA2 | non-dimmable, I, IL66, IK08, asymmetric LSA2 optic, tempered glass, dark grey aluminium body | 444 | 353 | 66 |  | 100000/L90B10 | 5 | 24632 | 162.3 | 152 | 70+ | 3000 | 591.551
| DM1118356 | Boreas M LED1x33150 J454 T730 LSA2 | non-dimmable, I, IL66, IK08, asymmetric LSA2 optic, tempered glass, dark grey aluminium body | 515 | 420 | 87 |  | 100000/L90B10 | 5 | 31903 | 197.6 | 161 | 70+ | 3000 | 867.998
| DM1118357 | Boreas M LED1x4800 J444 T740 LSA2 | non-dimmable, I, IL66, IK08, asymmetric LSA2 optic, tempered glass, dark grey aluminium body | 291 | 230 | 58 |  | 100000/L90B10 | 5 | 4723 | 28.4 | 166 | 70+ | 4000 | 239.295
| DM1118358 | Boreas M LED1x8300 J445 T740 LSA2 | non-dimmable, I, IL66, IK08, asymmetric LSA2 optic, tempered glass, dark grey aluminium body | 291 | 230 | 58 |  | 100000/L90B10 | 5 | 8190 | 50.5 | 162 | 70+ | 4000 | 255.893
| DM1118359 | Boreas M LED1x10250 J446 T740 LSA2 | non-dimmable, I, IL66, IK08, asymmetric LSA2 optic, tempered glass, dark grey aluminium body | 291 | 230 | 58 |  | 100000/L90B10 | 5 | 10114 | 64.9 | 156 | 70+ | 4000 | 271.76
| DM1118360 | Boreas M LED1x11050 J447 T740 LSA2 | non-dimmable, I, IL66, IK08, asymmetric LSA2 optic, tempered glass, dark grey aluminium body | 338 | 280 | 59 |  | 100000/L90B10 | 5 | 10920 | 67.3 | 162 | 70+ | 4000 | 394.052
| DM1118361 | Boreas M LED1x13650 J448 T740 LSA2 | non-dimmable, I, IL66, IK08, asymmetric LSA2 optic, tempered glass, dark grey aluminium body | 338 | 280 | 59 |  | 100000/L90B10 | 5 | 13486 | 87.5 | 154 | 70+ | 4000 | 394.052
| DM1118362 | Boreas M LED1x16600 J449 T740 LSA2 | non-dimmable, I, IL66, IK08, asymmetric LSA2 optic, tempered glass, dark grey aluminium body | 381 | 312 | 62 |  | 100000/L90B10 | 5 | 16380 | 99.8 | 164 | 70+ | 4000 | 507.357
| DM1118363 | Boreas M LED1x20450 J450 T740 LSA2 | non-dimmable, I, IL66, IK08, asymmetric LSA2 optic, tempered glass, dark grey aluminium body | 381 | 312 | 62 |  | 100000/L90B10 | 5 | 20229 | 129.8 | 156 | 70+ | 4000 | 507.357
| DM1118364 | Boreas M LED1x23300 J451 T740 LSA2 | non-dimmable, I, IL66, IK08, asymmetric LSA2 optic, tempered glass, dark grey aluminium body | 381 | 312 | 62 |  | 100000/L90B10 | 5 | 23009 | 152.9 | 150 | 70+ | 4000 | 534.834
| DM1118365 | Boreas M LED1x20700 J452 T740 LSA2 | non-dimmable, I, IL66, IK08, asymmetric LSA2 optic, tempered glass, dark grey aluminium body | 444 | 353 | 66 |  | 100000/L90B10 | 5 | 20475 | 124.8 | 164 | 70+ | 4000 | 563.214
| DM1118366 | Boreas M LED1x25600 J453 T740 LSA2 | non-dimmable, I, IL66, IK08, asymmetric LSA2 optic, tempered glass, dark grey aluminium body | 444 | 353 | 66 |  | 100000/L90B10 | 5 | 25286 | 162.3 | 156 | 70+ | 4000 | 591.551
| DM1118367 | Boreas M LED1x33150 J454 T740 LSA2 | non-dimmable, I, IL66, IK08, asymmetric LSA2 optic, tempered glass, dark grey aluminium body | 515 | 420 | 87 |  | 100000/L90B10 | 5 | 32760 | 197.6 | 166 | 70+ | 4000 | 867.998
| DM1118368 | Boreas M LED1x38800 G982 T740 LSA2 | non-dimmable, I, IL66, IK08, asymmetric LSA2 optic, tempered glass, dark grey aluminium body | 565 | 460 | 100 |  | 100000/L90B10 | 5 | 38357 | 235.4 | 163 | 70+ | 4000 | 1433.448
| DM1118369 | Boreas M LED1x43150 G983 T740 LSA2 | non-dimmable, I, IL66, IK08, asymmetric LSA2 optic, tempered glass, dark grey aluminium body | 565 | 460 | 100 |  | 100000/L90B10 | 5 | 42663 | 270.1 | 158 | 70+ | 4000 | 1433.448
| DM1118370 | Boreas M LED1x50700 G984 T740 LSA2 | non-dimmable, I, IL66, IK08, asymmetric LSA2 optic, tempered glass, dark grey aluminium body | 565 | 460 | 100 |  | 100000/L90B10 | 5 | 50142 | 321.6 | 156 | 70+ | 4000 | 1433.448
| DM1118371 | Boreas M LED1x4800 J444 T730 LSM1 | non-dimmable, I, IL66, IK08, asymmetric LSM1 optic, tempered glass, dark grey aluminium body | 291 | 230 | 58 |  | 100000/L90B10 | 5 | 4395 | 28.4 | 155 | 70+ | 3000 | 239.295
| DM1118372 | Boreas M LED1x8300 J445 T730 LSM1 | non-dimmable, I, IL66, IK08, asymmetric LSM1 optic, tempered glass, dark grey aluminium body | 291 | 230 | 58 |  | 100000/L90B10 | 5 | 7629 | 50.5 | 151 | 70+ | 3000 | 255.893
| DM1118373 | Boreas M LED1x10250 J446 T730 LSM1 | non-dimmable, I, IL66, IK08, asymmetric LSM1 optic, tempered glass, dark grey aluminium body | 291 | 230 | 58 |  | 100000/L90B10 | 5 | 9425 | 64.9 | 145 | 70+ | 3000 | 271.76
| DM1118374 | Boreas M LED1x11050 J447 T730 LSM1 | non-dimmable, I, IL66, IK08, asymmetric LSM1 optic, tempered glass, dark grey aluminium body | 338 | 280 | 59 |  | 100000/L90B10 | 5 | 10172 | 67.3 | 151 | 70+ | 3000 | 394.052
| DM1118375 | Boreas M LED1x13650 J448 T730 LSM1 | non-dimmable, I, IL66, IK08, asymmetric LSM1 optic, tempered glass, dark grey aluminium body | 338 | 280 | 59 |  | 100000/L90B10 | 5 | 12566 | 87.5 | 144 | 70+ | 3000 | 394.052
| DM1118376 | Boreas M LED1x16600 J449 T730 LSM1 | non-dimmable, I, IL66, IK08, asymmetric LSM1 optic, tempered glass, dark grey aluminium body | 381 | 312 | 62 |  | 100000/L90B10 | 5 | 15258 | 99.8 | 153 | 70+ | 3000 | 507.357
| DM1118377 | Boreas M LED1x20450 J450 T730 LSM1 | non-dimmable, I, IL66, IK08, asymmetric LSM1 optic, tempered glass, dark grey aluminium body | 381 | 312 | 62 |  | 100000/L90B10 | 5 | 18849 | 129.8 | 145 | 70+ | 3000 | 507.357
| DM1118378 | Boreas M LED1x23300 J451 T730 LSM1 | non-dimmable, I, IL66, IK08, asymmetric LSM1 optic, tempered glass, dark grey aluminium body | 381 | 312 | 62 |  | 100000/L90B10 | 5 | 21429 | 152.9 | 140 | 70+ | 3000 | 534.834
| DM1118379 | Boreas M LED1x20700 J452 T730 LSM1 | non-dimmable, I, IL66, IK08, asymmetric LSM1 optic, tempered glass, dark grey aluminium body | 444 | 353 | 66 |  | 100000/L90B10 | 5 | 19073 | 124.8 | 153 | 70+ | 3000 | 563.214
| DM1118380 | Boreas M LED1x25600 J453 T730 LSM1 | non-dimmable, I, IL66, IK08, asymmetric LSM1 optic, tempered glass, dark grey aluminium body | 444 | 353 | 66 |  | 100000/L90B10 | 5 | 23561 | 162.3 | 145 | 70+ | 3000 | 591.551
| DM1118381 | Boreas M LED1x33150 J454 T730 LSM1 | non-dimmable, I, IL66, IK08, asymmetric LSM1 optic, tempered glass, dark grey aluminium body | 515 | 420 | 87 |  | 100000/L90B10 | 5 | 30516 | 197.6 | 154 | 70+ | 3000 | 867.998
| DM1118382 | Boreas M LED1x4800 J444 T740 LSM1 | non-dimmable, I, IL66, IK08, asymmetric LSM1 optic, tempered glass, dark grey aluminium body | 291 | 230 | 58 |  | 100000/L90B10 | 5 | 4518 | 28.4 | 159 | 70+ | 4000 | 239.295
| DM1118383 | Boreas M LED1x8300 J445 T740 LSM1 | non-dimmable, I, IL66, IK08, asymmetric LSM1 optic, tempered glass, dark grey aluminium body | 291 | 230 | 58 |  | 100000/L90B10 | 5 | 7834 | 50.5 | 155 | 70+ | 4000 | 255.893
| DM1118384 | Boreas M LED1x10250 J446 T740 LSM1 | non-dimmable, I, IL66, IK08, asymmetric LSM1 optic, tempered glass, dark grey aluminium body | 291 | 230 | 58 |  | 100000/L90B10 | 5 | 9675 | 64.9 | 149 | 70+ | 4000 | 271.76
| DM1118385 | Boreas M LED1x11050 J447 T740 LSM1 | non-dimmable, I, IL66, IK08, asymmetric LSM1 optic, tempered glass, dark grey aluminium body | 338 | 280 | 59 |  | 100000/L90B10 | 5 | 10445 | 67.3 | 155 | 70+ | 4000 | 394.052
| DM1118386 | Boreas M LED1x13650 J448 T740 LSM1 | non-dimmable, I, IL66, IK08, asymmetric LSM1 optic, tempered glass, dark grey aluminium body | 338 | 280 | 59 |  | 100000/L90B10 | 5 | 12900 | 87.5 | 147 | 70+ | 4000 | 394.052
| DM1118387 | Boreas M LED1x16600 J449 T740 LSM1 | non-dimmable, I, IL66, IK08, asymmetric LSM1 optic, tempered glass, dark grey aluminium body | 381 | 312 | 62 |  | 100000/L90B10 | 5 | 15668 | 99.8 | 157 | 70+ | 4000 | 507.357
| DM1118388 | Boreas M LED1x20450 J450 T740 LSM1 | non-dimmable, I, IL66, IK08, asymmetric LSM1 optic, tempered glass, dark grey aluminium body | 381 | 312 | 62 |  | 100000/L90B10 | 5 | 19349 | 129.8 | 149 | 70+ | 4000 | 507.357
| DM1118389 | Boreas M LED1x23300 J451 T740 LSM1 | non-dimmable, I, IL66, IK08, asymmetric LSM1 optic, tempered glass, dark grey aluminium body | 381 | 312 | 62 |  | 100000/L90B10 | 5 | 22009 | 152.9 | 144 | 70+ | 4000 | 534.834
| DM1118390 | Boreas M LED1x20700 J452 T740 LSM1 | non-dimmable, I, IL66, IK08, asymmetric LSM1 optic, tempered glass, dark grey aluminium body | 444 | 353 | 66 |  | 100000/L90B10 | 5 | 19585 | 124.8 | 157 | 70+ | 4000 | 563.214
| DM1118391 | Boreas M LED1x25600 J453 T740 LSM1 | non-dimmable, I, IL66, IK08, asymmetric LSM1 optic, tempered glass, dark grey aluminium body | 444 | 353 | 66 |  | 100000/L90B10 | 5 | 24187 | 162.3 | 149 | 70+ | 4000 | 591.551
| DM1118392 | Boreas M LED1x33150 J454 T740 LSM1 | non-dimmable, I, IL66, IK08, asymmetric LSM1 optic, tempered glass, dark grey aluminium body | 515 | 420 | 87 |  | 100000/L90B10 | 5 | 31336 | 197.6 | 159 | 70+ | 4000 | 867.998
| DM1118393 | Boreas M LED1x38800 G982 T740 LSM1 | non-dimmable, I, IL66, IK08, asymmetric LSM1 optic, tempered glass, dark grey aluminium body | 565 | 460 | 100 |  | 100000/L90B10 | 5 | 36689 | 235.4 | 156 | 70+ | 4000 | 1433.448
| DM1118394 | Boreas M LED1x43150 G983 T740 LSM1 | non-dimmable, I, IL66, IK08, asymmetric LSM1 optic, tempered glass, dark grey aluminium body | 565 | 460 | 100 |  | 100000/L90B10 | 5 | 40808 | 270.1 | 151 | 70+ | 4000 | 1433.448
| DM1118395 | Boreas M LED1x50700 G984 T740 LSM1 | non-dimmable, I, IL66, IK08, asymmetric LSM1 optic, tempered glass, dark grey aluminium body | 565 | 460 | 100 |  | 100000/L90B10 | 5 | 47962 | 321.6 | 149 | 70+ | 4000 | 1433.448
| DM1118396 | Boreas M LED1x4800 J444 T730 LSM2 | non-dimmable, I, IL66, IK08, asymmetric LSM2 optic, tempered glass, dark grey aluminium body | 291 | 230 | 58 |  | 100000/L90B10 | 5 | 4494 | 28.4 | 158 | 70+ | 3000 | 239.295
| DM1118397 | Boreas M LED1x8300 J445 T730 LSM2 | non-dimmable, I, IL66, IK08, asymmetric LSM2 optic, tempered glass, dark grey aluminium body | 291 | 230 | 58 |  | 100000/L90B10 | 5 | 7802 | 50.5 | 154 | 70+ | 3000 | 255.893
| DM1118398 | Boreas M LED1x10250 J446 T730 LSM2 | non-dimmable, I, IL66, IK08, asymmetric LSM2 optic, tempered glass, dark grey aluminium body | 291 | 230 | 58 |  | 100000/L90B10 | 5 | 9639 | 64.9 | 149 | 70+ | 3000 | 271.76
| DM1118399 | Boreas M LED1x11050 J447 T730 LSM2 | non-dimmable, I, IL66, IK08, asymmetric LSM2 optic, tempered glass, dark grey aluminium body | 338 | 280 | 59 |  | 100000/L90B10 | 5 | 10403 | 67.3 | 155 | 70+ | 3000 | 394.052
| DM1118400 | Boreas M LED1x13650 J448 T730 LSM2 | non-dimmable, I, IL66, IK08, asymmetric LSM2 optic, tempered glass, dark grey aluminium body | 338 | 280 | 59 |  | 100000/L90B10 | 5 | 12852 | 87.5 | 147 | 70+ | 3000 | 394.052
| DM1118401 | Boreas M LED1x16600 J449 T730 LSM2 | non-dimmable, I, IL66, IK08, asymmetric LSM2 optic, tempered glass, dark grey aluminium body | 381 | 312 | 62 |  | 100000/L90B10 | 5 | 15605 | 99.8 | 156 | 70+ | 3000 | 507.357
| DM1118402 | Boreas M LED1x20450 J450 T730 LSM2 | non-dimmable, I, IL66, IK08, asymmetric LSM2 optic, tempered glass, dark grey aluminium body | 381 | 312 | 62 |  | 100000/L90B10 | 5 | 19278 | 129.8 | 149 | 70+ | 3000 | 507.357
| DM1118403 | Boreas M LED1x23300 J451 T730 LSM2 | non-dimmable, I, IL66, IK08, asymmetric LSM2 optic, tempered glass, dark grey aluminium body | 381 | 312 | 62 |  | 100000/L90B10 | 5 | 21916 | 152.9 | 143 | 70+ | 3000 | 534.834
| DM1118404 | Boreas M LED1x20700 J452 T730 LSM2 | non-dimmable, I, IL66, IK08, asymmetric LSM2 optic, tempered glass, dark grey aluminium body | 444 | 353 | 66 |  | 100000/L90B10 | 5 | 19506 | 124.8 | 156 | 70+ | 3000 | 563.214
| DM1118405 | Boreas M LED1x25600 J453 T730 LSM2 | non-dimmable, I, IL66, IK08, asymmetric LSM2 optic, tempered glass, dark grey aluminium body | 444 | 353 | 66 |  | 100000/L90B10 | 5 | 24097 | 162.3 | 148 | 70+ | 3000 | 591.551
| DM1118406 | Boreas M LED1x33150 J454 T730 LSM2 | non-dimmable, I, IL66, IK08, asymmetric LSM2 optic, tempered glass, dark grey aluminium body | 515 | 420 | 87 |  | 100000/L90B10 | 5 | 31210 | 197.6 | 158 | 70+ | 3000 | 867.998
| DM1118407 | Boreas M LED1x4800 J444 T740 LSM2 | non-dimmable, I, IL66, IK08, asymmetric LSM2 optic, tempered glass, dark grey aluminium body | 291 | 230 | 58 |  | 100000/L90B10 | 5 | 4620 | 28.4 | 163 | 70+ | 4000 | 239.295
| DM1118408 | Boreas M LED1x8300 J445 T740 LSM2 | non-dimmable, I, IL66, IK08, asymmetric LSM2 optic, tempered glass, dark grey aluminium body | 291 | 230 | 58 |  | 100000/L90B10 | 5 | 8012 | 50.5 | 159 | 70+ | 4000 | 255.893
| DM1118409 | Boreas M LED1x10250 J446 T740 LSM2 | non-dimmable, I, IL66, IK08, asymmetric LSM2 optic, tempered glass, dark grey aluminium body | 291 | 230 | 58 |  | 100000/L90B10 | 5 | 9895 | 64.9 | 152 | 70+ | 4000 | 271.76
| DM1118410 | Boreas M LED1x11050 J447 T740 LSM2 | non-dimmable, I, IL66, IK08, asymmetric LSM2 optic, tempered glass, dark grey aluminium body | 338 | 280 | 59 |  | 100000/L90B10 | 5 | 10683 | 67.3 | 159 | 70+ | 4000 | 394.052
| DM1118411 | Boreas M LED1x13650 J448 T740 LSM2 | non-dimmable, I, IL66, IK08, asymmetric LSM2 optic, tempered glass, dark grey aluminium body | 338 | 280 | 59 |  | 100000/L90B10 | 5 | 13193 | 87.5 | 151 | 70+ | 4000 | 394.052
| DM1118412 | Boreas M LED1x16600 J449 T740 LSM2 | non-dimmable, I, IL66, IK08, asymmetric LSM2 optic, tempered glass, dark grey aluminium body | 381 | 312 | 62 |  | 100000/L90B10 | 5 | 16024 | 99.8 | 161 | 70+ | 4000 | 507.357
| DM1118413 | Boreas M LED1x20450 J450 T740 LSM2 | non-dimmable, I, IL66, IK08, asymmetric LSM2 optic, tempered glass, dark grey aluminium body | 381 | 312 | 62 |  | 100000/L90B10 | 5 | 19789 | 129.8 | 152 | 70+ | 4000 | 507.357
| DM1118414 | Boreas M LED1x23300 J451 T740 LSM2 | non-dimmable, I, IL66, IK08, asymmetric LSM2 optic, tempered glass, dark grey aluminium body | 381 | 312 | 62 |  | 100000/L90B10 | 5 | 22509 | 152.9 | 147 | 70+ | 4000 | 534.834
| DM1118415 | Boreas M LED1x20700 J452 T740 LSM2 | non-dimmable, I, IL66, IK08, asymmetric LSM2 optic, tempered glass, dark grey aluminium body | 444 | 353 | 66 |  | 100000/L90B10 | 5 | 20030 | 124.8 | 160 | 70+ | 4000 | 563.214
| DM1118416 | Boreas M LED1x25600 J453 T740 LSM2 | non-dimmable, I, IL66, IK08, asymmetric LSM2 optic, tempered glass, dark grey aluminium body | 444 | 353 | 66 |  | 100000/L90B10 | 5 | 24736 | 162.3 | 152 | 70+ | 4000 | 591.551
| DM1118417 | Boreas M LED1x33150 J454 T740 LSM2 | non-dimmable, I, IL66, IK08, asymmetric LSM2 optic, tempered glass, dark grey aluminium body | 515 | 420 | 87 |  | 100000/L90B10 | 5 | 32048 | 197.6 | 162 | 70+ | 4000 | 867.998
| DM1118418 | Boreas M LED1x38800 G982 T740 LSM2 | non-dimmable, I, IL66, IK08, asymmetric LSM2 optic, tempered glass, dark grey aluminium body | 565 | 460 | 100 |  | 100000/L90B10 | 5 | 37523 | 235.4 | 159 | 70+ | 4000 | 1433.448
| DM1118419 | Boreas M LED1x43150 G983 T740 LSM2 | non-dimmable, I, IL66, IK08, asymmetric LSM2 optic, tempered glass, dark grey aluminium body | 565 | 460 | 100 |  | 100000/L90B10 | 5 | 41735 | 270.1 | 155 | 70+ | 4000 | 1433.448
| DM1118420 | Boreas M LED1x50700 G984 T740 LSM2 | non-dimmable, I, IL66, IK08, asymmetric LSM2 optic, tempered glass, dark grey aluminium body | 565 | 460 | 100 |  | 100000/L90B10 | 5 | 49052 | 321.6 | 153 | 70+ | 4000 | 1433.448
| DM1118421 | Boreas M LED1x4800 J444 T730 LSS1 | non-dimmable, I, IL66, IK08, asymmetric LSS1 optic, tempered glass, dark grey aluminium body | 291 | 230 | 58 |  | 100000/L90B10 | 5 | 4395 | 28.4 | 155 | 70+ | 3000 | 239.295
| DM1118422 | Boreas M LED1x8300 J445 T730 LSS1 | non-dimmable, I, IL66, IK08, asymmetric LSS1 optic, tempered glass, dark grey aluminium body | 291 | 230 | 58 |  | 100000/L90B10 | 5 | 7629 | 50.5 | 151 | 70+ | 3000 | 255.893
| DM1118423 | Boreas M LED1x10250 J446 T730 LSS1 | non-dimmable, I, IL66, IK08, asymmetric LSS1 optic, tempered glass, dark grey aluminium body | 291 | 230 | 58 |  | 100000/L90B10 | 5 | 9425 | 64.9 | 145 | 70+ | 3000 | 271.76
| DM1118424 | Boreas M LED1x11050 J447 T730 LSS1 | non-dimmable, I, IL66, IK08, asymmetric LSS1 optic, tempered glass, dark grey aluminium body | 338 | 280 | 59 |  | 100000/L90B10 | 5 | 10172 | 67.3 | 151 | 70+ | 3000 | 394.052
| DM1118425 | Boreas M LED1x13650 J448 T730 LSS1 | non-dimmable, I, IL66, IK08, asymmetric LSS1 optic, tempered glass, dark grey aluminium body | 338 | 280 | 59 |  | 100000/L90B10 | 5 | 12566 | 87.5 | 144 | 70+ | 3000 | 394.052
| DM1118426 | Boreas M LED1x16600 J449 T730 LSS1 | non-dimmable, I, IL66, IK08, asymmetric LSS1 optic, tempered glass, dark grey aluminium body | 381 | 312 | 62 |  | 100000/L90B10 | 5 | 15258 | 99.8 | 153 | 70+ | 3000 | 507.357
| DM1118427 | Boreas M LED1x20450 J450 T730 LSS1 | non-dimmable, I, IL66, IK08, asymmetric LSS1 optic, tempered glass, dark grey aluminium body | 381 | 312 | 62 |  | 100000/L90B10 | 5 | 18849 | 129.8 | 145 | 70+ | 3000 | 507.357
| DM1118428 | Boreas M LED1x23300 J451 T730 LSS1 | non-dimmable, I, IL66, IK08, asymmetric LSS1 optic, tempered glass, dark grey aluminium body | 381 | 312 | 62 |  | 100000/L90B10 | 5 | 21429 | 152.9 | 140 | 70+ | 3000 | 534.834
| DM1118429 | Boreas M LED1x20700 J452 T730 LSS1 | non-dimmable, I, IL66, IK08, asymmetric LSS1 optic, tempered glass, dark grey aluminium body | 444 | 353 | 66 |  | 100000/L90B10 | 5 | 19073 | 124.8 | 153 | 70+ | 3000 | 563.214
| DM1118430 | Boreas M LED1x25600 J453 T730 LSS1 | non-dimmable, I, IL66, IK08, asymmetric LSS1 optic, tempered glass, dark grey aluminium body | 444 | 353 | 66 |  | 100000/L90B10 | 5 | 23561 | 162.3 | 145 | 70+ | 3000 | 591.551
| DM1118431 | Boreas M LED1x33150 J454 T730 LSS1 | non-dimmable, I, IL66, IK08, asymmetric LSS1 optic, tempered glass, dark grey aluminium body | 515 | 420 | 87 |  | 100000/L90B10 | 5 | 30516 | 197.6 | 154 | 70+ | 3000 | 867.998
| DM1118432 | Boreas M LED1x4800 J444 T740 LSS1 | non-dimmable, I, IL66, IK08, asymmetric LSS1 optic, tempered glass, dark grey aluminium body | 291 | 230 | 58 |  | 100000/L90B10 | 5 | 4518 | 28.4 | 159 | 70+ | 4000 | 239.295
| DM1118433 | Boreas M LED1x8300 J445 T740 LSS1 | non-dimmable, I, IL66, IK08, asymmetric LSS1 optic, tempered glass, dark grey aluminium body | 291 | 230 | 58 |  | 100000/L90B10 | 5 | 7834 | 50.5 | 155 | 70+ | 4000 | 255.893
| DM1118434 | Boreas M LED1x10250 J446 T740 LSS1 | non-dimmable, I, IL66, IK08, asymmetric LSS1 optic, tempered glass, dark grey aluminium body | 291 | 230 | 58 |  | 100000/L90B10 | 5 | 9675 | 64.9 | 149 | 70+ | 4000 | 271.76
| DM1118435 | Boreas M LED1x11050 J447 T740 LSS1 | non-dimmable, I, IL66, IK08, asymmetric LSS1 optic, tempered glass, dark grey aluminium body | 338 | 280 | 59 |  | 100000/L90B10 | 5 | 10445 | 67.3 | 155 | 70+ | 4000 | 394.052
| DM1118436 | Boreas M LED1x13650 J448 T740 LSS1 | non-dimmable, I, IL66, IK08, asymmetric LSS1 optic, tempered glass, dark grey aluminium body | 338 | 280 | 59 |  | 100000/L90B10 | 5 | 12900 | 87.5 | 147 | 70+ | 4000 | 394.052
| DM1118437 | Boreas M LED1x16600 J449 T740 LSS1 | non-dimmable, I, IL66, IK08, asymmetric LSS1 optic, tempered glass, dark grey aluminium body | 381 | 312 | 62 |  | 100000/L90B10 | 5 | 15668 | 99.8 | 157 | 70+ | 4000 | 507.357
| DM1118438 | Boreas M LED1x20450 J450 T740 LSS1 | non-dimmable, I, IL66, IK08, asymmetric LSS1 optic, tempered glass, dark grey aluminium body | 381 | 312 | 62 |  | 100000/L90B10 | 5 | 19349 | 129.8 | 149 | 70+ | 4000 | 507.357
| DM1118439 | Boreas M LED1x23300 J451 T740 LSS1 | non-dimmable, I, IL66, IK08, asymmetric LSS1 optic, tempered glass, dark grey aluminium body | 381 | 312 | 62 |  | 100000/L90B10 | 5 | 22009 | 152.9 | 144 | 70+ | 4000 | 534.834
| DM1118440 | Boreas M LED1x20700 J452 T740 LSS1 | non-dimmable, I, IL66, IK08, asymmetric LSS1 optic, tempered glass, dark grey aluminium body | 444 | 353 | 66 |  | 100000/L90B10 | 5 | 19585 | 124.8 | 157 | 70+ | 4000 | 563.214
| DM1118441 | Boreas M LED1x25600 J453 T740 LSS1 | non-dimmable, I, IL66, IK08, asymmetric LSS1 optic, tempered glass, dark grey aluminium body | 444 | 353 | 66 |  | 100000/L90B10 | 5 | 24187 | 162.3 | 149 | 70+ | 4000 | 591.551
| DM1118442 | Boreas M LED1x33150 J454 T740 LSS1 | non-dimmable, I, IL66, IK08, asymmetric LSS1 optic, tempered glass, dark grey aluminium body | 515 | 420 | 87 |  | 100000/L90B10 | 5 | 31336 | 197.6 | 159 | 70+ | 4000 | 867.998
| DM1118443 | Boreas M LED1x38800 G982 T740 LSS1 | non-dimmable, I, IL66, IK08, asymmetric LSS1 optic, tempered glass, dark grey aluminium body | 565 | 460 | 100 |  | 100000/L90B10 | 5 | 36689 | 235.4 | 156 | 70+ | 4000 | 1433.448
| DM1118444 | Boreas M LED1x43150 G983 T740 LSS1 | non-dimmable, I, IL66, IK08, asymmetric LSS1 optic, tempered glass, dark grey aluminium body | 565 | 460 | 100 |  | 100000/L90B10 | 5 | 40808 | 270.1 | 151 | 70+ | 4000 | 1433.448
| DM1118445 | Boreas M LED1x50700 G984 T740 LSS1 | non-dimmable, I, IL66, IK08, asymmetric LSS1 optic, tempered glass, dark grey aluminium body | 565 | 460 | 100 |  | 100000/L90B10 | 5 | 47962 | 321.6 | 149 | 70+ | 4000 | 1433.448
| DM1118446 | Boreas M LED1x4800 J444 T730 LSS2 | non-dimmable, I, IL66, IK08, asymmetric LSS2 optic, tempered glass, dark grey aluminium body | 291 | 230 | 58 |  | 100000/L90B10 | 5 | 4445 | 28.4 | 157 | 70+ | 3000 | 239.295
| DM1118447 | Boreas M LED1x8300 J445 T730 LSS2 | non-dimmable, I, IL66, IK08, asymmetric LSS2 optic, tempered glass, dark grey aluminium body | 291 | 230 | 58 |  | 100000/L90B10 | 5 | 7716 | 50.5 | 153 | 70+ | 3000 | 255.893
| DM1118448 | Boreas M LED1x10250 J446 T730 LSS2 | non-dimmable, I, IL66, IK08, asymmetric LSS2 optic, tempered glass, dark grey aluminium body | 291 | 230 | 58 |  | 100000/L90B10 | 5 | 9532 | 64.9 | 147 | 70+ | 3000 | 271.76
| DM1118449 | Boreas M LED1x11050 J447 T730 LSS2 | non-dimmable, I, IL66, IK08, asymmetric LSS2 optic, tempered glass, dark grey aluminium body | 338 | 280 | 59 |  | 100000/L90B10 | 5 | 10288 | 67.3 | 153 | 70+ | 3000 | 394.052
| DM1118450 | Boreas M LED1x13650 J448 T730 LSS2 | non-dimmable, I, IL66, IK08, asymmetric LSS2 optic, tempered glass, dark grey aluminium body | 338 | 280 | 59 |  | 100000/L90B10 | 5 | 12709 | 87.5 | 145 | 70+ | 3000 | 394.052
| DM1118451 | Boreas M LED1x16600 J449 T730 LSS2 | non-dimmable, I, IL66, IK08, asymmetric LSS2 optic, tempered glass, dark grey aluminium body | 381 | 312 | 62 |  | 100000/L90B10 | 5 | 15431 | 99.8 | 155 | 70+ | 3000 | 507.357
| DM1118452 | Boreas M LED1x20450 J450 T730 LSS2 | non-dimmable, I, IL66, IK08, asymmetric LSS2 optic, tempered glass, dark grey aluminium body | 381 | 312 | 62 |  | 100000/L90B10 | 5 | 19063 | 129.8 | 147 | 70+ | 3000 | 507.357
| DM1118453 | Boreas M LED1x23300 J451 T730 LSS2 | non-dimmable, I, IL66, IK08, asymmetric LSS2 optic, tempered glass, dark grey aluminium body | 381 | 312 | 62 |  | 100000/L90B10 | 5 | 21672 | 152.9 | 142 | 70+ | 3000 | 534.834
| DM1118454 | Boreas M LED1x20700 J452 T730 LSS2 | non-dimmable, I, IL66, IK08, asymmetric LSS2 optic, tempered glass, dark grey aluminium body | 444 | 353 | 66 |  | 100000/L90B10 | 5 | 19289 | 124.8 | 155 | 70+ | 3000 | 563.214
| DM1118455 | Boreas M LED1x25600 J453 T730 LSS2 | non-dimmable, I, IL66, IK08, asymmetric LSS2 optic, tempered glass, dark grey aluminium body | 444 | 353 | 66 |  | 100000/L90B10 | 5 | 23829 | 162.3 | 147 | 70+ | 3000 | 591.551
| DM1118456 | Boreas M LED1x33150 J454 T730 LSS2 | non-dimmable, I, IL66, IK08, asymmetric LSS2 optic, tempered glass, dark grey aluminium body | 515 | 420 | 87 |  | 100000/L90B10 | 5 | 30863 | 197.6 | 156 | 70+ | 3000 | 867.998
| DM1118457 | Boreas M LED1x4800 J444 T740 LSS2 | non-dimmable, I, IL66, IK08, asymmetric LSS2 optic, tempered glass, dark grey aluminium body | 291 | 230 | 58 |  | 100000/L90B10 | 5 | 4569 | 28.4 | 161 | 70+ | 4000 | 239.295
| DM1118458 | Boreas M LED1x8300 J445 T740 LSS2 | non-dimmable, I, IL66, IK08, asymmetric LSS2 optic, tempered glass, dark grey aluminium body | 291 | 230 | 58 |  | 100000/L90B10 | 5 | 7923 | 50.5 | 157 | 70+ | 4000 | 255.893
| DM1118459 | Boreas M LED1x10250 J446 T740 LSS2 | non-dimmable, I, IL66, IK08, asymmetric LSS2 optic, tempered glass, dark grey aluminium body | 291 | 230 | 58 |  | 100000/L90B10 | 5 | 9785 | 64.9 | 151 | 70+ | 4000 | 271.76
| DM1118460 | Boreas M LED1x11050 J447 T740 LSS2 | non-dimmable, I, IL66, IK08, asymmetric LSS2 optic, tempered glass, dark grey aluminium body | 338 | 280 | 59 |  | 100000/L90B10 | 5 | 10564 | 67.3 | 157 | 70+ | 4000 | 394.052
| DM1118461 | Boreas M LED1x13650 J448 T740 LSS2 | non-dimmable, I, IL66, IK08, asymmetric LSS2 optic, tempered glass, dark grey aluminium body | 338 | 280 | 59 |  | 100000/L90B10 | 5 | 13046 | 87.5 | 149 | 70+ | 4000 | 394.052
| DM1118462 | Boreas M LED1x16600 J449 T740 LSS2 | non-dimmable, I, IL66, IK08, asymmetric LSS2 optic, tempered glass, dark grey aluminium body | 381 | 312 | 62 |  | 100000/L90B10 | 5 | 15846 | 99.8 | 159 | 70+ | 4000 | 507.357
| DM1118463 | Boreas M LED1x20450 J450 T740 LSS2 | non-dimmable, I, IL66, IK08, asymmetric LSS2 optic, tempered glass, dark grey aluminium body | 381 | 312 | 62 |  | 100000/L90B10 | 5 | 19569 | 129.8 | 151 | 70+ | 4000 | 507.357
| DM1118464 | Boreas M LED1x23300 J451 T740 LSS2 | non-dimmable, I, IL66, IK08, asymmetric LSS2 optic, tempered glass, dark grey aluminium body | 381 | 312 | 62 |  | 100000/L90B10 | 5 | 22259 | 152.9 | 146 | 70+ | 4000 | 534.834
| DM1118465 | Boreas M LED1x20700 J452 T740 LSS2 | non-dimmable, I, IL66, IK08, asymmetric LSS2 optic, tempered glass, dark grey aluminium body | 444 | 353 | 66 |  | 100000/L90B10 | 5 | 19807 | 124.8 | 159 | 70+ | 4000 | 563.214
| DM1118466 | Boreas M LED1x25600 J453 T740 LSS2 | non-dimmable, I, IL66, IK08, asymmetric LSS2 optic, tempered glass, dark grey aluminium body | 444 | 353 | 66 |  | 100000/L90B10 | 5 | 24462 | 162.3 | 151 | 70+ | 4000 | 591.551
| DM1118467 | Boreas M LED1x33150 J454 T740 LSS2 | non-dimmable, I, IL66, IK08, asymmetric LSS2 optic, tempered glass, dark grey aluminium body | 515 | 420 | 87 |  | 100000/L90B10 | 5 | 31692 | 197.6 | 160 | 70+ | 4000 | 867.998
| DM1118468 | Boreas M LED1x38800 G982 T740 LSS2 | non-dimmable, I, IL66, IK08, asymmetric LSS2 optic, tempered glass, dark grey aluminium body | 565 | 460 | 100 |  | 100000/L90B10 | 5 | 37106 | 235.4 | 158 | 70+ | 4000 | 1433.448
| DM1118469 | Boreas M LED1x43150 G983 T740 LSS2 | non-dimmable, I, IL66, IK08, asymmetric LSS2 optic, tempered glass, dark grey aluminium body | 565 | 460 | 100 |  | 100000/L90B10 | 5 | 41271 | 270.1 | 153 | 70+ | 4000 | 1433.448
| DM1118470 | Boreas M LED1x50700 G984 T740 LSS2 | non-dimmable, I, IL66, IK08, asymmetric LSS2 optic, tempered glass, dark grey aluminium body | 565 | 460 | 100 |  | 100000/L90B10 | 5 | 48507 | 321.6 | 151 | 70+ | 4000 | 1433.448
Available options:
|  | T730 | Colour temperature 3000K, CRI 70+
|  | T740 | Colour temperature 4000K, CRI 70+
|  | T750 | Colour temperature 5000K, CRI 70+ | [11 empty] | 9.116
*note - for models: G982...G984 only T740 option is available
|  | LS30 | Optics with 30x30 beam angle
|  | LS45 | Optics with 45x45 beam angle
|  | LS60 | Optics with 60x60 beam angle
|  | LS90 | Optics with 90x90 beam angle
|  | LSA1 | Optics with asymmetric beam SA1
|  | LSA2 | Optics with asymmetric beam SA2
|  | LSM1 | Optics with asymmetric beam SM1
|  | LSM2 | Optics with asymmetric beam SM2
|  | LSS1 | Optics with asymmetric beam SS1
|  | LSS2 | Optics with asymmetric beam SS2
|  | DALI (J444...J446) | Driver with DALI interface and switch-control dimming | [11 empty] | 55
|  | DALI (J447...J454;) | Driver with DALI interface and switch-control dimming | [11 empty] | 55
*note - for models: G982...G984 DALI option is not applicable
|  | ADIM (J444...J446) | Driver with autonomous two-level dimming | [11 empty] | 89.268
|  | CBF3x1.5-N m (price per 1 meter) | Outgoing flexible cable 3x1.5mm², length according to customer specification | [11 empty] | 6.407
|  | CBF5x1.5-N m (price per 1 meter) | Outgoing flexible cable 5x1.5mm², length according to customer specification | [11 empty] | 6.837
*note - Please specify the length of outgoing cable before placing an order
|  | RAL (J444...J454, OPTIONAL QNT. ≤10) | RAL colour | [11 empty] | 27.09
|  | RAL (G982...G984, OPTIONAL QNT. ≤10) | RAL colour | [11 empty] | 32.551
|  | RAL (J444...J454, OPTIONAL QNT. >10) | RAL colour | [11 empty] | 9.116
|  | RAL (G982...G984, OPTIONAL QNT. >10) | RAL colour | [11 empty] | 13.459
|  | C5-M (J444...J446) | Product prepared and suitable for installation in coastal areas | [11 empty] | 29.326
|  | C5-M (J449...451) | Product prepared and suitable for installation in coastal areas | [11 empty] | 49.536
|  | C5-M (J454) | Product prepared and suitable for installation in coastal areas | [11 empty] | 92.45
Available accessories
| DM9016347 | Power supply connector - IP66/IP68, 3x1.5mm2 | Quick and easy to connect power supply and luminaire cables connector - IP66/IP68, 3x1.5mm2, 400V/16A, 1pcs | [11 empty] | 13.889
| DM9025656 | Power supply socket - IP66/IP68, 5x1.5mm2 | Quick and easy to connect power supply cable socket - IP66/IP68, 5x1.5mm2, 400V/16A, 1pcs | [11 empty] | 20.941
| DM9025657 | Power supply plug - IP66/IP68, 5x1.5mm2 | Quick and easy to connect power supply cable plug - IP66/IP68, 5x1.5mm2, 400V/16A, 1pcs | [11 empty] | 20.941
| DM1116609 | Boreas M LED1x4800 J444 T740 LS90 ta+55C | non-dimmable, I, IP66, IK08, 90° optic, tempered glass, dark grey aluminium body | 291 | 230 | 58 |  | 100000/L90B10 | 5 | 4774 | 28.4 | 168.0986 | 70+ | 4000 | 277.393
| DM1116610 | Boreas M LED1x8300 J445 T740 LS90 ta+55C | non-dimmable, I, IP66, IK08, 90° optic, tempered glass, dark grey aluminium body | 291 | 230 | 58 |  | 100000/L90B10 | 5 | 8279 | 50.5 | 163.9406 | 70+ | 4000 | 303.279
| DM1116612 | Boreas M LED1x11050 J447 T740 LS90 ta+55C | non-dimmable, I, IP66, IK08, 90° optic, tempered glass, dark grey aluminium body | 338 | 280 | 59 |  | 100000/L90B10 | 5 | 11039 | 67.3 | 164.0267 | 70+ | 4000 | 382.528
| DM1116614 | Boreas M LED1x16600 J449 T740 LS90 ta+55C | non-dimmable, I, IP66, IK08, 90° optic, tempered glass, dark grey aluminium body | 381 | 312 | 62 |  | 100000/L90B10 | 5 | 16558 | 99.8 | 165.9118 | 70+ | 4000 | 489.856
| DM1116617 | Boreas M LED1x20700 J452 T740 LS90 ta+55C | non-dimmable, I, IP66, IK08, 90° optic, tempered glass, dark grey aluminium body | 444 | 353 | 66 |  | 100000/L90B10 | 5 | 20698 | 124.8 | 165.8494 | 70+ | 4000 | 542.316
| DM1116619 | Boreas M LED1x33150 J454 T740 LS90 ta+55C | non-dimmable, I, IP66, IK08, 90° optic, tempered glass, dark grey aluminium body | 515 | 420 | 87 |  | 100000/L90B10 | 5 | 33116 | 197.6 | 167.5911 | 70+ | 4000 | 834.673
| DM1109750 | Boreas M LED1x38800 G982 T740 LS90 ta+55C | non-dimmable, I, IP66, IK08, 90° optic, tempered glass, dark grey aluminium body | 565 | 460 | 100 |  | 100000/L90B10 | 5 | 38774 | 235.4 | 164.7154 | 70+ | 4000 | 1383.568
| DM1102578 | Beta LED1x2700 E923 T740 | non-dimmable, I, IP65, IK04, tempered glass, dark grey aluminium body | 157 | 126 | 25 |  | 25000/L70B50 | 6 | 2700 | 30 | 90 | 70+ | 4000 | 23.607
| DM1102579 | Beta LED1x4500 E924 T740 | non-dimmable, I, IP65, IK04, tempered glass, dark grey aluminium body | 208 | 170 | 36 |  | 25000/L70B50 | 6 | 4500 | 50 | 90 | 70+ | 4000 | 35.905
| DM1102580 | Beta LED1x9000 E925 T740 | non-dimmable, I, IP65, IK04, tempered glass, dark grey aluminium body | 320 | 250 | 42 |  | 25000/L70B50 | 6 | 9000 | 100 | 90 | 70+ | 4000 | 86.516
| DM1102581 | Beta LED1x18000 E926 T740 | non-dimmable, I, IP65, IK04, tempered glass, dark grey aluminium body | 418 | 334 | 43 |  | 25000/L70B50 | 6 | 18000 | 200 | 90 | 70+ | 4000 | 165.077
Available options:
|  | T740 | Colour temperature 4000K, CRI 70+
Available accessories:
| DM9016347 | Power supply connector - IP66/IP68, 3x1.5mm2 | Quick and easy to connect power supply and luminaire cables connector - IP66/IP68, 3x1.5mm2, 400V/16A, 1pcs | [11 empty] | 13.889
| DM1108970 | Taku LED1x52100 E950 T740 LS30 | non-dimmable, I, IP66, IK08, 30° optic, tempered glass, dark grey aluminium body | 320 | 640 | 165 |  | 135000/L80B10 | 3 | 52056 | 335.5 | 155 | 70+ | 4000 | 1762.57
| DM1108971 | Taku LED1x58400 E951 T740 LS30 | non-dimmable, I, IP66, IK08, 30° optic, tempered glass, dark grey aluminium body | 320 | 640 | 165 |  | 135000/L80B10 | 3 | 58384 | 383 | 152 | 70+ | 4000 | 1762.57
| DM1108972 | Taku LED1x70900 E952 T740 LS30 | non-dimmable, I, IP66, IK08, 30° optic, tempered glass, dark grey aluminium body | 320 | 640 | 165 |  | 135000/L80B10 | 3 | 70868 | 488.3 | 145 | 70+ | 4000 | 1762.57
| DM1108973 | Taku LED2x52100 E953 T740 LS30 | non-dimmable, I, IP66, IK08, 30° optic, tempered glass, dark grey aluminium body | 580 | 750 | 300 |  | 135000/L80B10 | 3 | 104112 | 671 | 155 | 70+ | 4000 | 3790.493
| DM1108974 | Taku LED2x58400 E954 T740 LS30 | non-dimmable, I, IP66, IK08, 30° optic, tempered glass, dark grey aluminium body | 580 | 750 | 300 |  | 135000/L80B10 | 3 | 116767 | 766 | 152 | 70+ | 4000 | 3790.493
| DM1108975 | Taku LED2x70900 E955 T740 LS30 | non-dimmable, I, IP66, IK08, 30° optic, tempered glass, dark grey aluminium body | 580 | 750 | 300 |  | 135000/L80B10 | 3 | 141736 | 976.6 | 145 | 70+ | 4000 | 3790.493
| DM1122056 | Taku LED3x52100 J835 T740 LS30 | non-dimmable, I, IP66, IK08, 30° optic, tempered glass, dark grey aluminium body | 637 | 464 | 900 |  | 135000/L80B10 | 3 | 156167 | 1006.5 | 155 | 70+ | 4000 | 5558.739
| DM1122057 | Taku LED3x58400 J836 T740 LS30 | non-dimmable, I, IP66, IK08, 30° optic, tempered glass, dark grey aluminium body | 637 | 464 | 900 |  | 135000/L80B10 | 3 | 175151 | 1148.9 | 152 | 70+ | 4000 | 5558.739
| DM1122058 | Taku LED3x70900 J837 T740 LS30 | non-dimmable, I, IP66, IK08, 30° optic, tempered glass, dark grey aluminium body | 637 | 464 | 900 |  | 135000/L80B10 | 3 | 212604 | 1464.9 | 145 | 70+ | 4000 | 5558.739
| DM1108976 | Taku LED1x52100 E950 T740 LS45 | non-dimmable, I, IP66, IK08, 45° optic, tempered glass, dark grey aluminium body | 320 | 640 | 165 |  | 135000/L80B10 | 3 | 52056 | 335.5 | 155 | 70+ | 4000 | 1759.173
| DM1108977 | Taku LED1x58400 E951 T740 LS45 | non-dimmable, I, IP66, IK08, 45° optic, tempered glass, dark grey aluminium body | 320 | 640 | 165 |  | 135000/L80B10 | 3 | 58384 | 383 | 152 | 70+ | 4000 | 1759.173
| DM1108978 | Taku LED1x70900 E952 T740 LS45 | non-dimmable, I, IP66, IK08, 45° optic, tempered glass, dark grey aluminium body | 320 | 640 | 165 |  | 135000/L80B10 | 3 | 70868 | 488.3 | 145 | 70+ | 4000 | 1759.173
| DM1108979 | Taku LED2x52100 E953 T740 LS45 | non-dimmable, I, IP66, IK08, 45° optic, tempered glass, dark grey aluminium body | 580 | 750 | 300 |  | 135000/L80B10 | 3 | 104112 | 671 | 155 | 70+ | 4000 | 3783.914
| DM1108980 | Taku LED2x58400 E954 T740 LS45 | non-dimmable, I, IP66, IK08, 45° optic, tempered glass, dark grey aluminium body | 580 | 750 | 300 |  | 135000/L80B10 | 3 | 116767 | 766 | 152 | 70+ | 4000 | 3783.914
| DM1108981 | Taku LED2x70900 E955 T740 LS45 | non-dimmable, I, IP66, IK08, 45° optic, tempered glass, dark grey aluminium body | 580 | 750 | 300 |  | 135000/L80B10 | 3 | 141736 | 976.6 | 145 | 70+ | 4000 | 3783.914
| DM1122059 | Taku LED3x52100 J835 T740 LS45 | non-dimmable, I, IP66, IK08, 45° optic, tempered glass, dark grey aluminium body | 637 | 464 | 900 |  | 135000/L80B10 | 3 | 156167 | 1006.5 | 155 | 70+ | 4000 | 5558.739
| DM1122060 | Taku LED3x58400 J836 T740 LS45 | non-dimmable, I, IP66, IK08, 45° optic, tempered glass, dark grey aluminium body | 637 | 464 | 900 |  | 135000/L80B10 | 3 | 175151 | 1148.9 | 152 | 70+ | 4000 | 5558.739
| DM1122061 | Taku LED3x70900 J837 T740 LS45 | non-dimmable, I, IP66, IK08, 45° optic, tempered glass, dark grey aluminium body | 637 | 464 | 900 |  | 135000/L80B10 | 3 | 212604 | 1464.9 | 145 | 70+ | 4000 | 5558.739
| DM1108982 | Taku LED1x52100 E950 T740 LS60 | non-dimmable, I, IP66, IK08, 60° optic, tempered glass, dark grey aluminium body | 320 | 640 | 165 |  | 135000/L80B10 | 3 | 52056 | 335.5 | 155 | 70+ | 4000 | 1762.57
| DM1108983 | Taku LED1x58400 E951 T740 LS60 | non-dimmable, I, IP66, IK08, 60° optic, tempered glass, dark grey aluminium body | 320 | 640 | 165 |  | 135000/L80B10 | 3 | 58384 | 383 | 152 | 70+ | 4000 | 1762.57
| DM1108984 | Taku LED1x70900 E952 T740 LS60 | non-dimmable, I, IP66, IK08, 60° optic, tempered glass, dark grey aluminium body | 320 | 640 | 165 |  | 135000/L80B10 | 3 | 70868 | 488.3 | 145 | 70+ | 4000 | 1762.57
| DM1108985 | Taku LED2x52100 E953 T740 LS60 | non-dimmable, I, IP66, IK08, 60° optic, tempered glass, dark grey aluminium body | 580 | 750 | 300 |  | 135000/L80B10 | 3 | 104112 | 671 | 155 | 70+ | 4000 | 3790.493
| DM1108986 | Taku LED2x58400 E954 T740 LS60 | non-dimmable, I, IP66, IK08, 60° optic, tempered glass, dark grey aluminium body | 580 | 750 | 300 |  | 135000/L80B10 | 3 | 116767 | 766 | 152 | 70+ | 4000 | 3790.493
| DM1108987 | Taku LED2x70900 E955 T740 LS60 | non-dimmable, I, IP66, IK08, 60° optic, tempered glass, dark grey aluminium body | 580 | 750 | 300 |  | 135000/L80B10 | 3 | 141736 | 976.6 | 145 | 70+ | 4000 | 3790.493
| DM1122062 | Taku LED3x52100 J835 T740 LS60 | non-dimmable, I, IP66, IK08, 60° optic, tempered glass, dark grey aluminium body | 637 | 464 | 900 |  | 135000/L80B10 | 3 | 156167 | 1006.5 | 155 | 70+ | 4000 | 5558.739
| DM1122063 | Taku LED3x58400 J836 T740 LS60 | non-dimmable, I, IP66, IK08, 60° optic, tempered glass, dark grey aluminium body | 637 | 464 | 900 |  | 135000/L80B10 | 3 | 175151 | 1148.9 | 152 | 70+ | 4000 | 5558.739
| DM1122064 | Taku LED3x70900 J837 T740 LS60 | non-dimmable, I, IP66, IK08, 60° optic, tempered glass, dark grey aluminium body | 637 | 464 | 900 |  | 135000/L80B10 | 3 | 212604 | 1464.9 | 145 | 70+ | 4000 | 5558.739
| DM1108988 | Taku LED1x50400 E950 T740 LS90 | non-dimmable, I, IP66, IK08, 90° optic, tempered glass, dark grey aluminium body | 320 | 640 | 165 |  | 135000/L80B10 | 3 | 50377 | 335.5 | 150 | 70+ | 4000 | 1759.173
| DM1108989 | Taku LED1x56500 E951 T740 LS90 | non-dimmable, I, IP66, IK08, 90° optic, tempered glass, dark grey aluminium body | 320 | 640 | 165 |  | 135000/L80B10 | 3 | 56500 | 383 | 148 | 70+ | 4000 | 1759.173
| DM1108990 | Taku LED1x68600 E952 T740 LS90 | non-dimmable, I, IP66, IK08, 90° optic, tempered glass, dark grey aluminium body | 320 | 640 | 165 |  | 135000/L80B10 | 3 | 68582 | 488.3 | 140 | 70+ | 4000 | 1759.173
| DM1108991 | Taku LED2x50400 E953 T740 LS90 | non-dimmable, I, IP66, IK08, 90° optic, tempered glass, dark grey aluminium body | 580 | 750 | 300 |  | 135000/L80B10 | 3 | 100753 | 671 | 150 | 70+ | 4000 | 3783.914
| DM1108992 | Taku LED2x56500 E954 T740 LS90 | non-dimmable, I, IP66, IK08, 90° optic, tempered glass, dark grey aluminium body | 580 | 750 | 300 |  | 135000/L80B10 | 3 | 113000 | 766 | 148 | 70+ | 4000 | 3783.914
| DM1108993 | Taku LED2x68600 E955 T740 LS90 | non-dimmable, I, IP66, IK08, 90° optic, tempered glass, dark grey aluminium body | 580 | 750 | 300 |  | 135000/L80B10 | 3 | 137164 | 976.6 | 140 | 70+ | 4000 | 3783.914
| DM1121872 | Taku LED3x50400 J835 T740 LS90 | non-dimmable, I, IP66, IK08, 90° optic, tempered glass, dark grey aluminium body | 637 | 464 | 900 |  | 135000/L80B10 | 3 | 151130 | 1006.5 | 150 | 70+ | 4000 | 5558.739
| DM1121873 | Taku LED3x56500 J836 T740 LS90 | non-dimmable, I, IP66, IK08, 90° optic, tempered glass, dark grey aluminium body | 637 | 464 | 900 |  | 135000/L80B10 | 3 | 169501 | 1148.9 | 148 | 70+ | 4000 | 5558.739
| DM1121874 | Taku LED3x68600 J837 T740 LS90 | non-dimmable, I, IP66, IK08, 90° optic, tempered glass, dark grey aluminium body | 637 | 464 | 900 |  | 135000/L80B10 | 3 | 205745 | 1464.9 | 140 | 70+ | 4000 | 5558.739
| DM1108994 | Taku LED1x45900 E950 T740 LSA1 | non-dimmable, I, IP66, IK08, asymmetric LSA1 optic, tempered glass, dark grey aluminium body | 320 | 640 | 165 |  | 135000/L80B10 | 3 | 45899 | 335.5 | 137 | 70+ | 4000 | 1759.173
| DM1108995 | Taku LED1x51500 E951 T740 LSA1 | non-dimmable, I, IP66, IK08, asymmetric LSA1 optic, tempered glass, dark grey aluminium body | 320 | 640 | 165 |  | 135000/L80B10 | 3 | 51478 | 383 | 134 | 70+ | 4000 | 1759.173
| DM1108996 | Taku LED1x62500 E952 T740 LSA1 | non-dimmable, I, IP66, IK08, asymmetric LSA1 optic, tempered glass, dark grey aluminium body | 320 | 640 | 165 |  | 135000/L80B10 | 3 | 62486 | 488.3 | 128 | 70+ | 4000 | 1759.173
| DM1108997 | Taku LED2x45900 E953 T740 LSA1 | non-dimmable, I, IP66, IK08, asymmetric LSA1 optic, tempered glass, dark grey aluminium body | 580 | 750 | 300 |  | 135000/L80B10 | 3 | 91797 | 671 | 137 | 70+ | 4000 | 3783.914
| DM1108998 | Taku LED2x51500 E954 T740 LSA1 | non-dimmable, I, IP66, IK08, asymmetric LSA1 optic, tempered glass, dark grey aluminium body | 580 | 750 | 300 |  | 135000/L80B10 | 3 | 102956 | 766 | 134 | 70+ | 4000 | 3783.914
| DM1108999 | Taku LED2x62500 E955 T740 LSA1 | non-dimmable, I, IP66, IK08, asymmetric LSA1 optic, tempered glass, dark grey aluminium body | 580 | 750 | 300 |  | 135000/L80B10 | 3 | 124971 | 976.6 | 128 | 70+ | 4000 | 3783.914
| DM1122065 | Taku LED3x45900 J835 T740 LSA1 | non-dimmable, I, IP66, IK08, asymmetric LSA1 optic, tempered glass, dark grey aluminium body | 637 | 464 | 900 |  | 135000/L80B10 | 3 | 137696 | 1006.5 | 137 | 70+ | 4000 | 5558.739
| DM1122066 | Taku LED3x51500 J836 T740 LSA1 | non-dimmable, I, IP66, IK08, asymmetric LSA1 optic, tempered glass, dark grey aluminium body | 637 | 464 | 900 |  | 135000/L80B10 | 3 | 154434 | 1148.9 | 134 | 70+ | 4000 | 5558.739
| DM1122067 | Taku LED3x62500 J837 T740 LSA1 | non-dimmable, I, IP66, IK08, asymmetric LSA1 optic, tempered glass, dark grey aluminium body | 637 | 464 | 900 |  | 135000/L80B10 | 3 | 187457 | 1464.9 | 128 | 70+ | 4000 | 5558.739
| DM1109000 | Taku LED1x47050 E950 T740 LSA2 | non-dimmable, I, IP66, IK08, asymmetric LSA2 optic, tempered glass, dark grey aluminium body | 320 | 640 | 165 |  | 135000/L80B10 | 3 | 47018 | 335.5 | 140 | 70+ | 4000 | 1759.173
| DM1109001 | Taku LED1x52750 E951 T740 LSA2 | non-dimmable, I, IP66, IK08, asymmetric LSA2 optic, tempered glass, dark grey aluminium body | 320 | 640 | 165 |  | 135000/L80B10 | 3 | 52734 | 383 | 138 | 70+ | 4000 | 1759.173
| DM1109002 | Taku LED1x64050 E952 T740 LSA2 | non-dimmable, I, IP66, IK08, asymmetric LSA2 optic, tempered glass, dark grey aluminium body | 320 | 640 | 165 |  | 135000/L80B10 | 3 | 64010 | 488.3 | 131 | 70+ | 4000 | 1759.173
| DM1109003 | Taku LED2x47050 E953 T740 LSA2 | non-dimmable, I, IP66, IK08, asymmetric LSA2 optic, tempered glass, dark grey aluminium body | 580 | 750 | 300 |  | 135000/L80B10 | 3 | 94036 | 671 | 140 | 70+ | 4000 | 3783.914
| DM1109004 | Taku LED2x52750 E954 T740 LSA2 | non-dimmable, I, IP66, IK08, asymmetric LSA2 optic, tempered glass, dark grey aluminium body | 580 | 750 | 300 |  | 135000/L80B10 | 3 | 105467 | 766 | 138 | 70+ | 4000 | 3783.914
| DM1109005 | Taku LED2x64050 E955 T740 LSA2 | non-dimmable, I, IP66, IK08, asymmetric LSA2 optic, tempered glass, dark grey aluminium body | 580 | 750 | 300 |  | 135000/L80B10 | 3 | 128019 | 976.6 | 131 | 70+ | 4000 | 3783.914
| DM1122068 | Taku LED3x47050 J835 T740 LSA2 | non-dimmable, I, IP66, IK08, asymmetric LSA2 optic, tempered glass, dark grey aluminium body | 637 | 464 | 900 |  | 135000/L80B10 | 3 | 141054 | 1006.5 | 140 | 70+ | 4000 | 5558.739
| DM1122069 | Taku LED3x52750 J836 T740 LSA2 | non-dimmable, I, IP66, IK08, asymmetric LSA2 optic, tempered glass, dark grey aluminium body | 637 | 464 | 900 |  | 135000/L80B10 | 3 | 158201 | 1148.9 | 138 | 70+ | 4000 | 5558.739
| DM1122070 | Taku LED3x64050 J837 T740 LSA2 | non-dimmable, I, IP66, IK08, asymmetric LSA2 optic, tempered glass, dark grey aluminium body | 637 | 464 | 900 |  | 135000/L80B10 | 3 | 192029 | 1464.9 | 131 | 70+ | 4000 | 5558.739
| DM1109006 | Taku LED1x48150 E950 T740 LSM1 | non-dimmable, I, IP66, IK08, street LSM1 optic, tempered glass, dark grey aluminium body | 320 | 640 | 165 |  | 135000/L80B10 | 3 | 48138 | 335.5 | 143 | 70+ | 4000 | 1759.173
| DM1109007 | Taku LED1x54000 E951 T740 LSM1 | non-dimmable, I, IP66, IK08, street LSM1 optic, tempered glass, dark grey aluminium body | 320 | 640 | 165 |  | 135000/L80B10 | 3 | 53989 | 383 | 141 | 70+ | 4000 | 1759.173
| DM1109008 | Taku LED1x65550 E952 T740 LSM1 | non-dimmable, I, IP66, IK08, street LSM1 optic, tempered glass, dark grey aluminium body | 320 | 640 | 165 |  | 135000/L80B10 | 3 | 65534 | 488.3 | 134 | 70+ | 4000 | 1759.173
| DM1109009 | Taku LED2x48150 E953 T740 LSM1 | non-dimmable, I, IP66, IK08, street LSM1 optic, tempered glass, dark grey aluminium body | 580 | 750 | 300 |  | 135000/L80B10 | 3 | 96275 | 671 | 143 | 70+ | 4000 | 3783.914
| DM1109010 | Taku LED2x54000 E954 T740 LSM1 | non-dimmable, I, IP66, IK08, street LSM1 optic, tempered glass, dark grey aluminium body | 580 | 750 | 300 |  | 135000/L80B10 | 3 | 107978 | 766 | 141 | 70+ | 4000 | 3783.914
| DM1109011 | Taku LED2x65550 E955 T740 LSM1 | non-dimmable, I, IP66, IK08, street LSM1 optic, tempered glass, dark grey aluminium body | 580 | 750 | 300 |  | 135000/L80B10 | 3 | 131067 | 976.6 | 134 | 70+ | 4000 | 3783.914
| DM1122071 | Taku LED3x48150 J835 T740 LSM1 | non-dimmable, I, IP66, IK08, street LSM1 optic, tempered glass, dark grey aluminium body | 637 | 464 | 900 |  | 135000/L80B10 | 3 | 144413 | 1006.5 | 143 | 70+ | 4000 | 5558.739
| DM1122072 | Taku LED3x54000 J836 T740 LSM1 | non-dimmable, I, IP66, IK08, street LSM1 optic, tempered glass, dark grey aluminium body | 637 | 464 | 900 |  | 135000/L80B10 | 3 | 161967 | 1148.9 | 141 | 70+ | 4000 | 5558.739
| DM1122073 | Taku LED3x65550 J837 T740 LSM1 | non-dimmable, I, IP66, IK08, street LSM1 optic, tempered glass, dark grey aluminium body | 637 | 464 | 900 |  | 135000/L80B10 | 3 | 196601 | 1464.9 | 134 | 70+ | 4000 | 5558.739
Available options:
|  | DALI (E950...E952) | Driver with DALI interface and switch-control dimming | [11 empty] | 117.39
|  | DALI (E953...E955) | Driver with DALI interface and switch-control dimming | [11 empty] | 162.798
|  | DALI (J835...J837) | Driver with DALI interface and switch-control dimming
|  | 10KV | Driver with DALI interface and switch-control dimming | [11 empty] | 51.342
|  | T740 | Colour temperature 4000K, CRI 70+
|  | LS30 | Optics with 30x30° beam angle
|  | LS45 | Optics with 45x45° beam angle
|  | LS60 | Optics with 60x60° beam angle
|  | LS90 | Optics with 90x90° beam angle
|  | LSA1 | Optics with asymmetric beam SA1
|  | LSA2 | Optics with asymmetric beam SA2
|  | LSM1 | Optics with asymmetric beam SM1
|  | C5-M (E950...E952) | Product prepared and suitable for installation in coastal areas | [11 empty] | 247.465
| DM1118107 | Taku LED1x52650 E950 T740 LS20 ta+55C | non-dimmable, I, IP66, IK08, 20° optic, tempered glass, dark grey aluminium body | 640 | 165 | 320 |  | 135000/L80B10 | 3 | 52616 | 335.5 | 155 | 70+ | 4000 | 1815.89
| DM1118108 | Taku LED1x59050 E951 T740 LS20 ta+55C | non-dimmable, I, IP66, IK08, 20° optic, tempered glass, dark grey aluminium body | 640 | 165 | 320 |  | 135000/L80B10 | 3 | 59011 | 383 | 152 | 70+ | 4000 | 1815.89
| DM1118110 | Taku LED2x52650 E953 T740 LS20 ta+55C | non-dimmable, I, IP66, IK08, 20° optic, tempered glass, dark grey aluminium body | 750 | 300 | 580 |  | 135000/L80B10 | 3 | 105231 | 671 | 155 | 70+ | 4000 | 3897.176
| DM1118111 | Taku LED2x59050 E954 T740 LS20 ta+55C | non-dimmable, I, IP66, IK08, 20° optic, tempered glass, dark grey aluminium body | 750 | 300 | 580 |  | 135000/L80B10 | 3 | 118023 | 766 | 152 | 70+ | 4000 | 3897.176
| DM1122053 | Taku LED3x52650 J835 T740 LS20 ta+55C | non-dimmable, I, IP66, IK08, 20° optic, tempered glass, dark grey aluminium body | 637 | 464 | 900 |  | 135000/L80B10 | 3 | 157847 | 1006.5 | 156.8276 | 70+ | 4000 | 5823.576
| DM1122054 | Taku LED3x59050 J836 T740 LS20 ta+55C | non-dimmable, I, IP66, IK08, 20° optic, tempered glass, dark grey aluminium body | 637 | 464 | 900 |  | 135000/L80B10 | 3 | 177034 | 1148.9 | 154.09 | 70+ | 4000 | 5823.576
Accent verlichting buiten
| DM1108732 | Grus S LED1x1100 C313 T730 L30 | non-dimmable, I, IP65, IK08, 30° optic, tempered glass, dark grey aluminium body | 120 | 120 | 90 |  | 50000/L70B50 | 5 | 994 | 7.3 | 136 | 70+ | 3000 | 185.072
| DM1108738 | Grus S LED1x1500 C314 T730 L30 | non-dimmable, I, IP65, IK08, 30° optic, tempered glass, dark grey aluminium body | 120 | 120 | 90 |  | 50000/L70B50 | 5 | 1391 | 10.7 | 130 | 70+ | 3000 | 185.072
| DM1021131 | Grus S LED1x1100 C313 T740 L30 | non-dimmable, I, IP65, IK08, 30° optic, tempered glass, dark grey aluminium body | 120 | 120 | 90 |  | 50000/L70B50 | 5 | 1061 | 7.3 | 145 | 70+ | 4000 | 185.072
| DM1021132 | Grus S LED1x1500 C314 T740 L30 | non-dimmable, I, IP65, IK08, 30° optic, tempered glass, dark grey aluminium body | 120 | 120 | 90 |  | 50000/L70B50 | 5 | 1484 | 10.7 | 139 | 70+ | 4000 | 185.072
Available options:
|  | L10 | Optics with 10° beam angle | [11 empty] | 9.374
|  | L15 | Optics with 15° beam angle | [11 empty] | 9.374
|  | L15x38 | Optics with 15x38° beam angle | [11 empty] | 9.374
|  | L30 | Optics with 30° beam angle
|  | L50 | Optics with 50° beam angle | [11 empty] | 9.374
| DM1108742 | Grus M LED1x4950 C399 T730 L30 | non-dimmable, I, IP65, IK08, 30° optic, tempered glass, dark grey aluminium body | 230 | 230 | 118 |  | 50000/L70B50 | 5 | 4208 | 30.1 | 140 | 70+ | 3000 | 536.425
| DM1108743 | Grus M LED1x7200 C400 T730 L30 | non-dimmable, I, IP65, IK08, 30° optic, tempered glass, dark grey aluminium body | 230 | 230 | 118 |  | 50000/L70B50 | 5 | 6159 | 46.6 | 132 | 70+ | 3000 | 545.283
| DM1108744 | Grus M LED1x8100 C401 T730 L30 | non-dimmable, I, IP65, IK08, 30° optic, tempered glass, dark grey aluminium body | 230 | 230 | 118 |  | 50000/L70B50 | 5 | 6913 | 53.7 | 129 | 70+ | 3000 | 508.948
| DM1021136 | Grus M LED1x4950 C399 T740 L30 | non-dimmable, I, IP65, IK08, 30° optic, tempered glass, dark grey aluminium body | 230 | 230 | 118 |  | 50000/L70B50 | 5 | 4914 | 30.1 | 163 | 70+ | 4000 | 536.425
| DM1021137 | Grus M LED1x7200 C400 T740 L30 | non-dimmable, I, IP65, IK08, 30° optic, tempered glass, dark grey aluminium body | 230 | 230 | 118 |  | 50000/L70B50 | 5 | 7193 | 46.6 | 154 | 70+ | 4000 | 545.283
| DM1021138 | Grus M LED1x8100 C401 T740 L30 | non-dimmable, I, IP65, IK08, 30° optic, tempered glass, dark grey aluminium body | 230 | 230 | 118 |  | 50000/L70B50 | 5 | 8072 | 53.7 | 150 | 70+ | 4000 | 508.948
Available options:
|  | DALI | Driver with DALI interface and switch-control dimming | [11 empty] | 55
|  | L10 | Optics with 10° beam angle | [11 empty] | 18.662
|  | L15 | Optics with 15° beam angle | [11 empty] | 18.662
|  | L15x38 | Optics with 15x38° beam angle | [11 empty] | 18.662
|  | L30 | Optics with 30° beam angle
|  | L50 | Optics with 50° beam angle | [11 empty] | 18.662
|  | CBF3x1.5-N m (price per 1 meter) | Outgoing flexible cable 3x1.5mm², length according to customer specification | [11 empty] | 6.407
|  | CBF5x1.5-N m (price per 1 meter) | Outgoing flexible cable 5x1.5mm², length according to customer specification | [11 empty] | 6.837
*note - Please specify the length of outgoing cable before placing an order
Accessories:
| DM9010617 | Grus M LED Louver D230 | Louver for better glare control | 230 | 230 | 50 | [8 empty] | 15.695
| DM1021142 | Grus B LED1x12500 C413 T740 L30 | non-dimmable, I, IP65, IK08, 30° optic, tempered glass, dark grey aluminium body | 310 | 310 | 137 |  | 50000/L70B50 | 5 | 12459 | 78.9 | 158 | 70+ | 4000 | 920.243
| DM1021143 | Grus B LED1x16150 C414 T740 L30 | non-dimmable, I, IP65, IK08, 30° optic, tempered glass, dark grey aluminium body | 310 | 310 | 137 |  | 50000/L70B50 | 5 | 16145 | 107.3 | 150 | 70+ | 4000 | 920.028
| DM1021144 | Grus B LED1x18600 C415 T740 L30 | non-dimmable, I, IP65, IK08, 30° optic, tempered glass, dark grey aluminium body | 310 | 310 | 137 |  | 50000/L70B50 | 5 | 18577 | 127.2 | 146 | 70+ | 4000 | 937.529
Available options:
|  | DALI | Driver with DALI interface and switch-control dimming | [11 empty] | 55
|  | L10 | Optics with 10° beam angle | [11 empty] | 27.95
|  | L15 | Optics with 15° beam angle | [11 empty] | 27.95
|  | L15x38 | Optics with 15x38° beam angle | [11 empty] | 27.95
|  | L30 | Optics with 30° beam angle
|  | L50 | Optics with 50° beam angle | [11 empty] | 27.95
|  | CBF3x1.5-N m (price per 1 meter) | Outgoing flexible cable 3x1.5mm², length according to customer specification | [11 empty] | 6.407
|  | CBF5x1.5-N m (price per 1 meter) | Outgoing flexible cable 5x1.5mm², length according to customer specification | [11 empty] | 6.837
*note - Please specify the length of outgoing cable before placing an order
Accessories:
| DM9010618 | GRUS B LED Louver D310 | Louver for better glare control | 310 | 310 | 50 | [8 empty] | 23.177
| DM1108729 | Cygni LED1x1900 D775 T730 L30 | non-dimmable, I, IP66, IK09, 30° optic, tempered glass, anodized aluminium body | 705 | 82 | 164 |  | 50000/L80B50 | 3 | 1858 | 13.9 | 134 | 70+ | 3000 | 394.353
| DM1108730 | Cygni LED1x2400 D776 T730 L30 | non-dimmable, I, IP66, IK09, 30° optic, tempered glass, anodized aluminium body | 705 | 82 | 164 |  | 50000/L80B50 | 3 | 2508 | 19.2 | 131 | 70+ | 3000 | 394.353
| DM1108731 | Cygni LED1x3200 D777 T730 L30 | non-dimmable, I, IP66, IK09, 30° optic, tempered glass, anodized aluminium body | 705 | 82 | 164 |  | 50000/L80B50 | 3 | 3520 | 27.1 | 130 | 70+ | 3000 | 394.353
| DM1110202 | Cygni LED1x3800 D778 T730 L30 | non-dimmable, I, IP66, IK09, 30° optic, tempered glass, anodized aluminium body | 1265 | 82 | 164 |  | 50000/L80B50 | 3 | 3681 | 27.3 | 135 | 70+ | 3000 | 598.603
| DM1108733 | Cygni LED1x4800 D779 T730 L30 | non-dimmable, I, IP66, IK09, 30° optic, tempered glass, anodized aluminium body | 1265 | 82 | 164 |  | 50000/L80B50 | 3 | 5029 | 37.5 | 134 | 70+ | 3000 | 600.194
| DM1108734 | Cygni LED1x6400 D780 T730 L30 | non-dimmable, I, IP66, IK09, 30° optic, tempered glass, anodized aluminium body | 1265 | 82 | 164 |  | 50000/L80B50 | 3 | 7126 | 53.1 | 134 | 70+ | 3000 | 600.194
| DM1025227 | Cygni LED1x1900 D775 T740 L30 | non-dimmable, I, IP66, IK09, 30° optic, tempered glass, anodized aluminium body | 705 | 82 | 164 |  | 50000/L80B50 | 3 | 1897 | 13.9 | 136 | 70+ | 4000 | 394.353
| DM1101597 | Cygni LED1x2400 D776 T740 L30 | non-dimmable, I, IP66, IK09, 30° optic, tempered glass, anodized aluminium body | 705 | 82 | 164 |  | 50000/L80B50 | 3 | 2593 | 19.2 | 135 | 70+ | 4000 | 394.353
| DM1101598 | Cygni LED1x3200 D777 T740 L30 | non-dimmable, I, IP66, IK09, 30° optic, tempered glass, anodized aluminium body | 705 | 82 | 164 |  | 50000/L80B50 | 3 | 3630 | 27.1 | 134 | 70+ | 4000 | 394.353
| DM1025142 | Cygni LED1x3800 D778 T740 L30 | non-dimmable, I, IP66, IK09, 30° optic, tempered glass, anodized aluminium body | 1265 | 82 | 164 |  | 50000/L80B50 | 3 | 3794 | 27.3 | 139 | 70+ | 4000 | 598.603
| DM1101599 | Cygni LED1x4800 D779 T740 L30 | non-dimmable, I, IP66, IK09, 30° optic, tempered glass, anodized aluminium body | 1265 | 82 | 164 |  | 50000/L80B50 | 3 | 5185 | 37.5 | 138 | 70+ | 4000 | 600.194
| DM1101600 | Cygni LED1x6400 D780 T740 L30 | non-dimmable, I, IP66, IK09, 30° optic, tempered glass, anodized aluminium body | 1265 | 82 | 164 |  | 50000/L80B50 | 3 | 7259 | 53.1 | 137 | 70+ | 4000 | 600.194
Available options:
|  | 1LIN 2xCBF3x0.3m | Through wiring single phase d=1.5 mm² with two flexible cables 3x1.5mm². Cable lengths: 0.3m | [11 empty] | 47.214
Available accessories:
| DM9016347 | Power supply connector - IP66/IP68, 3x1.5mm2 | Quick and easy to connect power supply and luminaire cables connector - IP66/IP68, 3x1.5mm2, 400V/16A, 1pcs | [11 empty] | 13.889
| DM1121943 | Bull S LED1x500 J782 T830 L8 | non-dimmable, I, IP66, IK08, 8° optic, tempered glass, grey aluminium body | 48 | 40 | 69 |  | 50000/L80B50 | 5 | 480 | 6 | 80 | 80+ | 3000 | 226.352
| DM1121944 | Bull S LED1x500 J782 T830 L12 | non-dimmable, I, IP66, IK08, 12° optic, tempered glass, grey aluminium body | 48 | 40 | 69 |  | 50000/L80B50 | 5 | 480 | 6 | 80 | 80+ | 3000 | 226.352
| DM1121945 | Bull S LED1x500 J782 T830 L30 | non-dimmable, I, IP66, IK08, 30° optic, tempered glass, grey aluminium body | 48 | 40 | 69 |  | 50000/L80B50 | 5 | 480 | 6 | 80 | 80+ | 3000 | 226.352
| DM1121946 | Bull S LED1x500 J782 T830 L10x60 | non-dimmable, I, IP66, IK08, 10x60° optic, tempered glass, grey aluminium body | 48 | 40 | 69 |  | 50000/L80B50 | 5 | 480 | 6 | 80 | 80+ | 3000 | 226.352
| DM1121947 | Bull S LED1x500 J782 T840 L8 | non-dimmable, I, IP66, IK08, 8° optic, tempered glass, grey aluminium body | 48 | 40 | 69 |  | 50000/L80B50 | 5 | 500 | 6 | 83 | 80+ | 4000 | 226.352
| DM1121948 | Bull S LED1x500 J782 T840 L12 | non-dimmable, I, IP66, IK08, 12° optic, tempered glass, grey aluminium body | 48 | 40 | 69 |  | 50000/L80B50 | 5 | 500 | 6 | 83 | 80+ | 4000 | 226.352
| DM1121949 | Bull S LED1x500 J782 T840 L30 | non-dimmable, I, IP66, IK08, 30° optic, tempered glass, grey aluminium body | 48 | 40 | 69 |  | 50000/L80B50 | 5 | 500 | 6 | 83 | 80+ | 4000 | 226.352
| DM1121950 | Bull S LED1x500 J782 T840 L10x60 | non-dimmable, I, IP66, IK08, 10x60° optic, tempered glass, grey aluminium body | 48 | 40 | 69 |  | 50000/L80B50 | 5 | 500 | 6 | 83 | 80+ | 4000 | 226.352
Available options:
|  | T830 | Colour temperature 3000K, CRI 80+
|  | T840 | Colour temperature 4000K, CRI 80+
|  | L8 | Optics with 8° beam angle
|  | L12 | Optics with 12° beam angle
|  | L30 | Optics with 30° beam angle
|  | L10x60 | Optics with 10x60° beam angle
Available accessories:
|  | Spike - Bull S LED | Ground spike | [11 empty] | 61.318
| DM1121951 | Bull M LED1x700 J783 T830 L2 | non-dimmable, I, IP66, IK08, 2° optic, tempered glass, grey aluminium body | 52 | 85 | 122 |  | 50000/L80B50 | 5 | 640 | 10 | 64 | 80+ | 3000 | 348.945
| DM1122010 | Bull M LED1x850 J783 T830 L8 | non-dimmable, I, IP66, IK08, 8° optic, tempered glass, grey aluminium body | 52 | 85 | 122 |  | 50000/L80B50 | 5 | 800 | 10 | 80 | 80+ | 3000 | 330.068
| DM1121952 | Bull M LED1x850 J783 T830 L12 | non-dimmable, I, IP66, IK08, 12° optic, tempered glass, grey aluminium body | 52 | 85 | 122 |  | 50000/L80B50 | 5 | 800 | 10 | 80 | 80+ | 3000 | 330.068
| DM1121953 | Bull M LED1x850 J783 T830 L30 | non-dimmable, I, IP66, IK08, 30° optic, tempered glass, grey aluminium body | 52 | 85 | 122 |  | 50000/L80B50 | 5 | 800 | 10 | 80 | 80+ | 3000 | 330.068
| DM1121954 | Bull M LED1x850 J783 T830 L10x70 | non-dimmable, I, IP66, IK08, 10x70° optic, tempered glass, grey aluminium body | 52 | 85 | 122 |  | 50000/L80B50 | 5 | 800 | 10 | 80 | 80+ | 3000 | 330.068
| DM1121955 | Bull M LED1x700 J783 T840 L2 | non-dimmable, I, IP66, IK08, 2° optic, tempered glass, grey aluminium body | 52 | 85 | 122 |  | 50000/L80B50 | 5 | 665 | 10 | 67 | 80+ | 4000 | 348.945
| DM1122011 | Bull M LED1x850 J783 T840 L8 | non-dimmable, I, IP66, IK08, 8° optic, tempered glass, grey aluminium body | 52 | 85 | 122 |  | 50000/L80B50 | 5 | 832 | 10 | 83 | 80+ | 4000 | 330.068
| DM1121956 | Bull M LED1x850 J783 T840 L12 | non-dimmable, I, IP66, IK08, 12° optic, tempered glass, grey aluminium body | 52 | 85 | 122 |  | 50000/L80B50 | 5 | 832 | 10 | 83 | 80+ | 4000 | 330.068
| DM1121957 | Bull M LED1x850 J783 T840 L30 | non-dimmable, I, IP66, IK08, 30° optic, tempered glass, grey aluminium body | 52 | 85 | 122 |  | 50000/L80B50 | 5 | 832 | 10 | 83 | 80+ | 4000 | 330.068
| DM1121958 | Bull M LED1x850 J783 T840 L10x70 | non-dimmable, I, IP66, IK08, 10x70° optic, tempered glass, grey aluminium body | 52 | 85 | 122 |  | 50000/L80B50 | 5 | 832 | 10 | 83 | 80+ | 4000 | 330.068
Available options:
|  | T830 | Colour temperature 3000K, CRI 80+
|  | T840 | Colour temperature 4000K, CRI 80+
|  | L2 | Optics with 2° beam angle
|  | L8 | Optics with 8° beam angle
|  | L12 | Optics with 12° beam angle
|  | L30 | Optics with 30° beam angle
|  | L10x70 | Optics with 10x70° beam angle
Available accessories:
|  | Spike - Bull M LED | Ground spike | [11 empty] | 47.214
| DM1121959 | Comet S LED1x550 J784 T830 L2 | non-dimmable, I, IP66, IK08, 2° optic, tempered glass, grey aluminium body | 86 | 50 | 81 |  | 50000/L80B50 | 5 | 500 | 10 | 50 | 80+ | 3000 | 330.068
| DM1122012 | Comet S LED1x850 J784 T830 L6 | non-dimmable, I, IP66, IK08, 6° optic, tempered glass, grey aluminium body | 86 | 50 | 81 |  | 50000/L80B50 | 5 | 800 | 10 | 80 | 80+ | 3000 | 311.234
| DM1121960 | Comet S LED1x850 J784 T830 L12 | non-dimmable, I, IP66, IK08, 12° optic, tempered glass, grey aluminium body | 86 | 50 | 81 |  | 50000/L80B50 | 5 | 800 | 10 | 80 | 80+ | 3000 | 311.234
| DM1121961 | Comet S LED1x850 J784 T830 L30 | non-dimmable, I, IP66, IK08, 30° optic, tempered glass, grey aluminium body | 86 | 50 | 81 |  | 50000/L80B50 | 5 | 800 | 10 | 80 | 80+ | 3000 | 311.234
| DM1121962 | Comet S LED1x850 J784 T830 L10x70 | non-dimmable, I, IP66, IK08, 10x70° optic, tempered glass, grey aluminium body | 86 | 50 | 81 |  | 50000/L80B50 | 5 | 800 | 10 | 80 | 80+ | 3000 | 311.234
| DM1121963 | Comet S LED1x550 J784 T840 L2 | non-dimmable, I, IP66, IK08, 2° optic, tempered glass, grey aluminium body | 86 | 50 | 81 |  | 50000/L80B50 | 5 | 520 | 10 | 52 | 80+ | 4000 | 330.068
| DM1122013 | Comet S LED1x850 J784 T840 L6 | non-dimmable, I, IP66, IK08, 6° optic, tempered glass, grey aluminium body | 86 | 50 | 81 |  | 50000/L80B50 | 5 | 800 | 10 | 80 | 80+ | 4000 | 311.234
| DM1121964 | Comet S LED1x850 J784 T840 L12 | non-dimmable, I, IP66, IK08, 12° optic, tempered glass, grey aluminium body | 86 | 50 | 81 |  | 50000/L80B50 | 5 | 832 | 10 | 83 | 80+ | 4000 | 311.234
| DM1121965 | Comet S LED1x850 J784 T840 L30 | non-dimmable, I, IP66, IK08, 30° optic, tempered glass, grey aluminium body | 86 | 50 | 81 |  | 50000/L80B50 | 5 | 832 | 10 | 83 | 80+ | 4000 | 311.234
| DM1121966 | Comet S LED1x850 J784 T840 L10x70 | non-dimmable, I, IP66, IK08, 10x70° optic, tempered glass, grey aluminium body | 86 | 50 | 81 |  | 50000/L80B50 | 5 | 832 | 10 | 83 | 80+ | 4000 | 311.234
Available options:
|  | T830 | Colour temperature 3000K, CRI 80+
|  | T840 | Colour temperature 4000K, CRI 80+
|  | L2 | Optics with 2° beam angle
|  | L6 | Optics with 6° beam angle
|  | L12 | Optics with 12° beam angle
|  | L30 | Optics with 30° beam angle
|  | L10x70 | Optics with 10x70° beam angle
Available accessories:
|  | Spike - Comet S LED | Ground spike | [11 empty] | 61.318
| DM1019005 | Austru D LED1x600 C406 T840 | non-dimmable, I, IP54, IK08, 2x60° optic with up and down light distribution, dark grey aluminium body | 125 | 90 | 80 |  | 40000/L70B50 | 5 | 510 | 6.7 | 76 | 80+ | 4000 | 136.697
| DM1121875 | Ray LED2x400 J787 T830 | non-dimmable, I, IP65, IK08, tempered glass, dark grey aluminium body | 137 | 55 | 162 |  | 50000/L80B50 | 5 | 770 | 12.5 | 62 | 80+ | 3000 | 148.909
| DM1121876 | Ray LED2x550 J787 T830 L15 | non-dimmable, I, IP65, IK08, 15° optic, tempered glass, dark grey aluminium body | 137 | 55 | 162 |  | 50000/L80B50 | 5 | 1010 | 10.5 | 96 | 80+ | 3000 | 148.909
| DM1121877 | Ray LED2x400 J787 T840 | non-dimmable, I, IP65, IK08, tempered glass, dark grey aluminium body | 137 | 55 | 162 |  | 50000/L80B50 | 5 | 800 | 12.5 | 64 | 80+ | 4000 | 148.909
| DM1121878 | Ray LED2x550 J787 T840 L15 | non-dimmable, I, IP65, IK08, 15° optic, tempered glass, dark grey aluminium body | 137 | 55 | 162 |  | 50000/L80B50 | 5 | 1050 | 10.5 | 100 | 80+ | 4000 | 148.909
| DM1101830 | Tube M LED2x1100 D042 T830 L30 | non-dimmable, I, IP65, IK08, 2x30° optic with up and down light distribution, tempered glass, dark grey aluminium body | 200 | 155 | 464 |  | 60000/L80B10 | 3 | 2063 | 19.3 | 107 | 80+ | 3000 | 540.51
| DM1101831 | Tube M LED2x1500 D043 T830 L30 | non-dimmable, I, IP65, IK08, 2x30° optic with up and down light distribution, tempered glass, dark grey aluminium body | 200 | 155 | 464 |  | 60000/L80B10 | 3 | 2829 | 26 | 109 | 80+ | 3000 | 581.102
| DM1101832 | Tube M LED2x2000 D044 T830 L30 | non-dimmable, I, IP65, IK08, 2x30° optic with up and down light distribution, tempered glass, dark grey aluminium body | 200 | 155 | 464 |  | 60000/L80B10 | 3 | 3927 | 38.4 | 102 | 80+ | 3000 | 581.102
| DM1101833 | Tube M LED2x1100 D042 T840 L30 | non-dimmable, I, IP65, IK08, 2x30° optic with up and down light distribution, tempered glass, dark grey aluminium body | 200 | 155 | 464 |  | 60000/L80B10 | 3 | 2115 | 19.3 | 110 | 80+ | 4000 | 540.51
| DM1101834 | Tube M LED2x1500 D043 T840 L30 | non-dimmable, I, IP65, IK08, 2x30° optic with up and down light distribution, tempered glass, dark grey aluminium body | 200 | 155 | 464 |  | 60000/L80B10 | 3 | 2901 | 26 | 112 | 80+ | 4000 | 581.102
| DM1101835 | Tube M LED2x2000 D044 T840 L30 | non-dimmable, I, IP65, IK08, 2x30° optic with up and down light distribution, tempered glass, dark grey aluminium body | 200 | 155 | 464 |  | 60000/L80B10 | 3 | 4026 | 38.4 | 105 | 80+ | 4000 | 581.102
| DM1021151 | Tube M LED2x1100 D042 T840 L30 | non-dimmable, I, IP65, IK08, 2x45° optic with up and down light distribution, tempered glass, dark grey aluminium body | 200 | 155 | 464 |  | 60000/L80B10 | 3 | 2063 | 19.3 | 107 | 80+ | 3000 | 540.51
| DM1020693 | Tube M LED2x1500 D043 T830 L45 | non-dimmable, I, IP65, IK08, 2x45° optic with up and down light distribution, tempered glass, dark grey aluminium body | 200 | 155 | 464 |  | 60000/L80B10 | 3 | 2829 | 26 | 109 | 80+ | 3000 | 581.102
| DM1021154 | Tube M LED2x2000 D044 T830 L45 | non-dimmable, I, IP65, IK08, 2x45° optic with up and down light distribution, tempered glass, dark grey aluminium body | 200 | 155 | 464 |  | 60000/L80B10 | 3 | 3927 | 38.4 | 102 | 80+ | 3000 | 581.102
| DM1020376 | Tube M LED2x1100 D042 T840 L45 | non-dimmable, I, IP65, IK08, 2x45° optic with up and down light distribution, tempered glass, dark grey aluminium body | 200 | 155 | 464 |  | 60000/L80B10 | 3 | 2115 | 19.3 | 110 | 80+ | 4000 | 540.51
| DM1020377 | Tube M LED2x1500 D043 T840 L30 | non-dimmable, I, IP65, IK08, 2x45° optic with up and down light distribution, tempered glass, dark grey aluminium body | 200 | 155 | 464 |  | 60000/L80B10 | 3 | 2901 | 26 | 112 | 80+ | 4000 | 581.102
| DM1020378 | Tube M LED2x2000 D044 T840 L45 | non-dimmable, I, IP65, IK08, 2x45° optic with up and down light distribution, tempered glass, dark grey aluminium body | 200 | 155 | 464 |  | 60000/L80B10 | 3 | 4026 | 38.4 | 105 | 80+ | 4000 | 581.102
| DM1021152 | Tube M LED2x1100 D042 T830 L60 | non-dimmable, I, IP65, IK08, 2x60° optic with up and down light distribution, tempered glass, dark grey aluminium body | 200 | 155 | 464 |  | 60000/L80B10 | 3 | 2118 | 19.3 | 110 | 80+ | 3000 | 540.51
| DM1021153 | Tube M LED2x1500 D043 T830 L60 | non-dimmable, I, IP65, IK08, 2x60° optic with up and down light distribution, tempered glass, dark grey aluminium body | 200 | 155 | 464 |  | 60000/L80B10 | 3 | 2904 | 26 | 112 | 80+ | 3000 | 581.102
| DM1021155 | Tube M LED2x2000 D044 T830 L60 | non-dimmable, I, IP65, IK08, 2x60° optic with up and down light distribution, tempered glass, dark grey aluminium body | 200 | 155 | 464 |  | 60000/L80B10 | 3 | 4032 | 38.4 | 105 | 80+ | 3000 | 581.102
| DM1020382 | Tube M LED2x1100 D042 T840 L60 | non-dimmable, I, IP65, IK08, 2x60° optic with up and down light distribution, tempered glass, dark grey aluminium body | 200 | 155 | 464 |  | 60000/L80B10 | 3 | 2171 | 19.3 | 112 | 80+ | 4000 | 540.51
| DM1020383 | Tube M LED2x1500 D043 T840 L60 | non-dimmable, I, IP65, IK08, 2x60° optic with up and down light distribution, tempered glass, dark grey aluminium body | 200 | 155 | 464 |  | 60000/L80B10 | 3 | 2978 | 26 | 115 | 80+ | 4000 | 581.102
| DM1020384 | Tube M LED2x2000 D044 T840 L60 | non-dimmable, I, IP65, IK08, 2x60° optic with up and down light distribution, tempered glass, dark grey aluminium body | 200 | 155 | 464 |  | 60000/L80B10 | 3 | 4133 | 38.4 | 108 | 80+ | 4000 | 581.102
| DM1101836 | Tube M UP LED1x1100 D045 T830 L30 | non-dimmable, I, IP65, IK08, 30° optic, tempered glass, dark grey aluminium body | 200 | 155 | 250 |  | 60000/L80B10 | 3 | 1031 | 9.6 | 107 | 80+ | 3000 | 299.624
| DM1101837 | Tube M UP LED1x1500 D046 T830 L30 | non-dimmable, I, IP65, IK08, 30° optic, tempered glass, dark grey aluminium body | 200 | 155 | 250 |  | 60000/L80B10 | 3 | 1415 | 13.1 | 108 | 80+ | 3000 | 315.792
| DM1101838 | Tube M UP LED1x2000 D047 T830 L30 | non-dimmable, I, IP65, IK08, 30° optic, tempered glass, dark grey aluminium body | 200 | 155 | 250 |  | 60000/L80B10 | 3 | 1964 | 19.4 | 101 | 80+ | 3000 | 315.792
| DM1101839 | Tube M UP LED1x1100 D045 T840 L30 | non-dimmable, I, IP65, IK08, 30° optic, tempered glass, dark grey aluminium body | 200 | 155 | 250 |  | 60000/L80B10 | 3 | 1058 | 9.6 | 110 | 80+ | 4000 | 299.624
| DM1101840 | Tube M UP LED1x1500 D046 T840 L30 | non-dimmable, I, IP65, IK08, 30° optic, tempered glass, dark grey aluminium body | 200 | 155 | 250 |  | 60000/L80B10 | 3 | 1451 | 13.1 | 111 | 80+ | 4000 | 315.792
| DM1101841 | Tube M UP LED1x2000 D047 T840 L30 | non-dimmable, I, IP65, IK08, 30° optic, tempered glass, dark grey aluminium body | 200 | 155 | 250 |  | 60000/L80B10 | 3 | 2013 | 19.4 | 104 | 80+ | 4000 | 315.792
| DM1021156 | Tube M UP LED1x1100 D045 T830 L45 | non-dimmable, I, IP65, IK08, 45° optic, tempered glass, dark grey aluminium body | 200 | 155 | 250 |  | 60000/L80B10 | 3 | 1031 | 9.6 | 107 | 80+ | 3000 | 299.624
| DM1021158 | Tube M UP LED1x1500 D046 T830 L45 | non-dimmable, I, IP65, IK08, 45° optic, tempered glass, dark grey aluminium body | 200 | 155 | 250 |  | 60000/L80B10 | 3 | 1415 | 13.1 | 108 | 80+ | 3000 | 315.792
| DM1021161 | Tube M UP LED1x2000 D047 T830 L45 | non-dimmable, I, IP65, IK08, 45° optic, tempered glass, dark grey aluminium body | 200 | 155 | 250 |  | 60000/L80B10 | 3 | 1964 | 19.4 | 101 | 80+ | 3000 | 315.792
| DM1020389 | Tube M UP LED1x1100 D045 T840 L45 | non-dimmable, I, IP65, IK08, 45° optic, tempered glass, dark grey aluminium body | 200 | 155 | 250 |  | 60000/L80B10 | 3 | 1058 | 9.6 | 110 | 80+ | 4000 | 299.624
| DM1020390 | Tube M UP LED1x1500 D046 T840 L45 | non-dimmable, I, IP65, IK08, 45° optic, tempered glass, dark grey aluminium body | 200 | 155 | 250 |  | 60000/L80B10 | 3 | 1451 | 13.1 | 111 | 80+ | 4000 | 315.792
| DM1020391 | Tube M UP LED1x2000 D047 T840 L45 | non-dimmable, I, IP65, IK08, 45° optic, tempered glass, dark grey aluminium body | 200 | 155 | 250 |  | 60000/L80B10 | 3 | 2013 | 19.4 | 104 | 80+ | 4000 | 315.792
| DM1021157 | Tube M UP LED1x1100 D045 T830 L60 | non-dimmable, I, IP65, IK08, 60° optic, tempered glass, dark grey aluminium body | 200 | 155 | 250 |  | 60000/L80B10 | 3 | 1059 | 9.6 | 110 | 80+ | 3000 | 299.624
| DM1021159 | Tube M UP LED1x1500 D046 T830 L60 | non-dimmable, I, IP65, IK08, 60° optic, tempered glass, dark grey aluminium body | 200 | 155 | 250 |  | 60000/L80B10 | 3 | 1452 | 13.1 | 111 | 80+ | 3000 | 315.792
| DM1021162 | Tube M UP LED1x2000 D047 T830 L60 | non-dimmable, I, IP65, IK08, 60° optic, tempered glass, dark grey aluminium body | 200 | 155 | 250 |  | 60000/L80B10 | 3 | 2016 | 19.4 | 104 | 80+ | 3000 | 315.792
| DM1020395 | Tube M UP LED1x1100 D045 T840 L60 | non-dimmable, I, IP65, IK08, 60° optic, tempered glass, dark grey aluminium body | 200 | 155 | 250 |  | 60000/L80B10 | 3 | 1086 | 9.6 | 113 | 80+ | 4000 | 299.624
| DM1020396 | Tube M UP LED1x1500 D046 T840 L60 | non-dimmable, I, IP65, IK08, 60° optic, tempered glass, dark grey aluminium body | 200 | 155 | 250 |  | 60000/L80B10 | 3 | 1489 | 13.1 | 114 | 80+ | 4000 | 315.792
| DM1020397 | Tube M UP LED1x2000 D047 T840 L60 | non-dimmable, I, IP65, IK08, 60° optic, tempered glass, dark grey aluminium body | 200 | 155 | 250 |  | 60000/L80B10 | 3 | 2067 | 19.4 | 107 | 80+ | 4000 | 315.792
| DM1101842 | Tube M SR LED1x1100 D048 T830 L30 | non-dimmable, I, IP65, IK08, 30° optic, tempered glass, dark grey aluminium body, surface-mounted | 155 | 155 | 250 |  | 60000/L80B10 | 3 | 1031 | 9.6 | 107 | 80+ | 3000 | 318.286
| DM1101843 | Tube M SR LED1x1500 D049 T830 L30 | non-dimmable, I, IP65, IK08, 30° optic, tempered glass, dark grey aluminium body, surface-mounted | 155 | 155 | 250 |  | 60000/L80B10 | 3 | 1415 | 13.1 | 108 | 80+ | 3000 | 334.626
| DM1101844 | Tube M SR LED1x2000 D050 T830 L30 | non-dimmable, I, IP65, IK08, 30° optic, tempered glass, dark grey aluminium body, surface-mounted | 155 | 155 | 250 |  | 60000/L80B10 | 3 | 1964 | 19.4 | 101 | 80+ | 3000 | 334.626
| DM1101845 | Tube M SR LED1x1100 D048 T840 L30 | non-dimmable, I, IP65, IK08, 30° optic, tempered glass, dark grey aluminium body, surface-mounted | 155 | 155 | 250 |  | 60000/L80B10 | 3 | 1058 | 9.6 | 110 | 80+ | 4000 | 318.286
| DM1101846 | Tube M SR LED1x1500 D049 T840 L30 | non-dimmable, I, IP65, IK08, 30° optic, tempered glass, dark grey aluminium body, surface-mounted | 155 | 155 | 250 |  | 60000/L80B10 | 3 | 1451 | 13.1 | 111 | 80+ | 4000 | 334.626
| DM1101847 | Tube M SR LED1x2000 D050 T840 L30 | non-dimmable, I, IP65, IK08, 30° optic, tempered glass, dark grey aluminium body, surface-mounted | 155 | 155 | 250 |  | 60000/L80B10 | 3 | 2013 | 19.4 | 104 | 80+ | 4000 | 334.626
| DM1021163 | Tube M SR LED1x1100 D048 T830 L45 | non-dimmable, I, IP65, IK08, 45° optic, tempered glass, dark grey aluminium body, surface-mounted | 155 | 155 | 250 |  | 60000/L80B10 | 3 | 1031 | 9.6 | 107 | 80+ | 3000 | 318.286
| DM1021167 | Tube M SR LED1x1500 D049 T830 L45 | non-dimmable, I, IP65, IK08, 45° optic, tempered glass, dark grey aluminium body, surface-mounted | 155 | 155 | 250 |  | 60000/L80B10 | 3 | 1415 | 13.1 | 108 | 80+ | 3000 | 334.626
| DM1021169 | Tube M SR LED1x2000 D050 T830 L45 | non-dimmable, I, IP65, IK08, 45° optic, tempered glass, dark grey aluminium body, surface-mounted | 155 | 155 | 250 |  | 60000/L80B10 | 3 | 1964 | 19.4 | 101 | 80+ | 3000 | 334.626
| DM1020401 | Tube M SR LED1x1100 D048 T840 L45 | non-dimmable, I, IP65, IK08, 45° optic, tempered glass, dark grey aluminium body, surface-mounted | 155 | 155 | 250 |  | 60000/L80B10 | 3 | 1058 | 9.6 | 110 | 80+ | 4000 | 318.286
| DM1020402 | Tube M SR LED1x1500 D049 T840 L45 | non-dimmable, I, IP65, IK08, 45° optic, tempered glass, dark grey aluminium body, surface-mounted | 155 | 155 | 250 |  | 60000/L80B10 | 3 | 1451 | 13.1 | 111 | 80+ | 4000 | 334.626
| DM1020403 | Tube M SR LED1x2000 D050 T840 L45 | non-dimmable, I, IP65, IK08, 45° optic, tempered glass, dark grey aluminium body, surface-mounted | 155 | 155 | 250 |  | 60000/L80B10 | 3 | 2013 | 19.4 | 104 | 80+ | 4000 | 334.626
| DM1021166 | Tube M SR LED1x1100 D048 T830 L60 | non-dimmable, I, IP65, IK08, 60° optic, tempered glass, dark grey aluminium body, surface-mounted | 155 | 155 | 250 |  | 60000/L80B10 | 3 | 1059 | 9.6 | 110 | 80+ | 3000 | 318.286
| DM1021168 | Tube M SR LED1x1500 D049 T830 L60 | non-dimmable, I, IP65, IK08, 60° optic, tempered glass, dark grey aluminium body, surface-mounted | 155 | 155 | 250 |  | 60000/L80B10 | 3 | 1452 | 13.1 | 111 | 80+ | 3000 | 334.626
| DM1021170 | Tube M SR LED1x2000 D050 T830 L60 | non-dimmable, I, IP65, IK08, 60° optic, tempered glass, dark grey aluminium body, surface-mounted | 155 | 155 | 250 |  | 60000/L80B10 | 3 | 2016 | 19.4 | 104 | 80+ | 3000 | 334.626
| DM1020407 | Tube M SR LED1x1100 D048 T840 L60 | non-dimmable, I, IP65, IK08, 60° optic, tempered glass, dark grey aluminium body, surface-mounted | 155 | 155 | 250 |  | 60000/L80B10 | 3 | 1086 | 9.6 | 113 | 80+ | 4000 | 318.286
| DM1020408 | Tube M SR LED1x1500 D049 T840 L60 | non-dimmable, I, IP65, IK08, 60° optic, tempered glass, dark grey aluminium body, surface-mounted | 155 | 155 | 250 |  | 60000/L80B10 | 3 | 1489 | 13.1 | 114 | 80+ | 4000 | 334.626
| DM1020409 | Tube M SR LED1x2000 D050 T840 L60 | non-dimmable, I, IP65, IK08, 60° optic, tempered glass, dark grey aluminium body, surface-mounted | 155 | 155 | 250 |  | 60000/L80B10 | 3 | 2067 | 19.4 | 107 | 80+ | 4000 | 334.626
Available options:
|  | L30 | Optics with 30x30° beam angle
|  | L45 | Optics with 45x45° beam angle
|  | L60 | Optics with 60x60° beam angle
| DM1007477 | Tube S 2GU10 O13 | 2xGU10, I, IP54, IK08, tempered glass, with up and down light distribution, dark grey aluminium body | 160 | 90 | 300 | [8 empty] | 107.156
| DM1009617 | Tube S 1GU10 O14 UP | 1xGU10, I, IP54, IK08, tempered glass, dark grey aluminium body | 160 | 90 | 158 | [8 empty] | 101.265
| DM1009618 | Tube S 1GU10 O15 DOWN | 1xGU10, I, IP54, IK08, tempered glass, dark grey aluminium body | 160 | 90 | 158 | [8 empty] | 101.265
| DM1108885 | Tube S LED2x400 G865 T830 L40 | non-dimmable, I, IP54, IK08, LED bulb with 2x40° optic, up and down light distrbution, tempered glass, dark grey aluminium body | 160 | 90 | 300 |  | 15000/L70B50 |  | 760 | 8.4 | 90 | 80+ | 3000 | 138.976
| DM1108886 | Tube S UP LED1x400 G866 T830 L40 | non-dimmable, I, IP54, IK08, LED bulb with 40° optic, tempered glass, dark grey aluminium body | 160 | 90 | 158 |  | 15000/L70B50 |  | 363 | 4.2 | 86 | 80+ | 3000 | 121.002
| DM1108865 | Tube S LED2x400 G865 T840 L40 | non-dimmable, I, IP54, IK08, LED bulb with 2x40° optic, up and down light distrbution, tempered glass, dark grey aluminium body | 160 | 90 | 300 |  | 15000/L70B50 |  | 794 | 8.4 | 95 | 80+ | 4000 | 138.976
| DM1108866 | Tube S UP LED1x400 G866 T840 L40 | non-dimmable, I, IP54, IK08, LED bulb with 40° optic, tempered glass, dark grey aluminium body | 160 | 90 | 158 |  | 15000/L70B50 |  | 397 | 4.2 | 95 | 80+ | 4000 | 121.002
Available options:
T830
T840
| DM1121893 | Pipe LED2x650 J789 T830 R36 | non-dimmable, I, IP65, IK08, 36° reflector, tempered glass, dark grey aluminium body | 132 | 90 | 220 |  | 50000/L80B50 | 5 | 1200 | 12.5 | 96 | 80+ | 3000 | 202.53
| DM1121894 | Pipe LED2x1100 J790 T830 R36 | non-dimmable, I, IP65, IK08, 36° reflector, tempered glass, dark grey aluminium body | 156 | 108 | 260 |  | 50000/L80B50 | 5 | 2080 | 27 | 77 | 80+ | 3000 | 270.857
| DM1121895 | Pipe LED2x650 J789 T840 R36 | non-dimmable, I, IP65, IK08, 36° reflector, tempered glass, dark grey aluminium body | 132 | 90 | 220 |  | 50000/L80B50 | 5 | 1250 | 12.5 | 100 | 80+ | 4000 | 202.53
| DM1121896 | Pipe LED2x1100 J790 T840 R36 | non-dimmable, I, IP65, IK08, 36° reflector, tempered glass, dark grey aluminium body | 156 | 108 | 260 |  | 50000/L80B50 | 5 | 2160 | 27 | 80 | 80+ | 4000 | 270.857
| DM1121897 | Pipe LED2x650 J791 T830 L15 | non-dimmable, I, IP65, IK08, 15° optic, tempered glass, dark grey aluminium body | 132 | 90 | 130 |  | 50000/L80B50 | 5 | 1236 | 12.5 | 99 | 80+ | 3000 | 176.171
| DM1121898 | Pipe LED2x750 J792 T830 L15 | non-dimmable, I, IP65, IK08, 15° optic, tempered glass, dark grey aluminium body | 156 | 108 | 160 |  | 50000/L80B50 | 5 | 1430 | 17 | 84 | 80+ | 3000 | 230.179
| DM1121899 | Pipe LED2x650 J791 T840 L15 | non-dimmable, I, IP65, IK08, 15° optic, tempered glass, dark grey aluminium body | 132 | 90 | 130 |  | 50000/L80B50 | 5 | 1288 | 12.5 | 103 | 80+ | 4000 | 176.171
| DM1121900 | Pipe LED2x750 J792 T840 L15 | non-dimmable, I, IP65, IK08, 15° optic, tempered glass, dark grey aluminium body | 156 | 108 | 160 |  | 50000/L80B50 | 5 | 1490 | 17 | 88 | 80+ | 4000 | 230.179
| DM1121901 | Pipe UP LED1x700 J793 T830 R36 | non-dimmable, I, IP65, IK08, 36° reflector, tempered glass, dark grey aluminium body | 132 | 90 | 220 |  | 50000/L80B50 | 5 | 653 | 8.5 | 77 | 80+ | 3000 | 148.909
| DM1121902 | Pipe UP LED1x1100 J794 T830 R36 | non-dimmable, I, IP65, IK08, 36° reflector, tempered glass, dark grey aluminium body | 156 | 108 | 260 |  | 50000/L80B50 | 5 | 1000 | 12.5 | 80 | 80+ | 3000 | 176.171
| DM1121903 | Pipe UP LED1x700 J793 T840 R36 | non-dimmable, I, IP65, IK08, 36° reflector, tempered glass, dark grey aluminium body | 132 | 90 | 220 |  | 50000/L80B50 | 5 | 680 | 8.5 | 80 | 80+ | 4000 | 148.909
| DM1121904 | Pipe UP LED1x1100 J794 T840 R36 | non-dimmable, I, IP65, IK08, 36° reflector, tempered glass, dark grey aluminium body | 156 | 108 | 260 |  | 50000/L80B50 | 5 | 1064 | 12.5 | 85 | 80+ | 4000 | 176.171
| DM1121905 | Pipe UP LED1x650 J795 T830 L15 | non-dimmable, I, IP65, IK08, 15° optic, tempered glass, dark grey aluminium body | 132 | 90 | 130 |  | 50000/L80B50 | 5 | 624 | 6.5 | 96 | 80+ | 3000 | 135.536
| DM1121906 | Pipe UP LED1x800 J796 T830 L15 | non-dimmable, I, IP65, IK08, 15° optic, tempered glass, dark grey aluminium body | 156 | 108 | 160 |  | 50000/L80B50 | 5 | 760 | 8.5 | 89 | 80+ | 3000 | 162.583
| DM1121907 | Pipe UP LED1x650 J795 T840 L15 | non-dimmable, I, IP65, IK08, 15° optic, tempered glass, dark grey aluminium body | 132 | 90 | 130 |  | 50000/L80B50 | 5 | 650 | 6.5 | 100 | 80+ | 4000 | 135.536
| DM1121908 | Pipe UP LED1x800 J796 T840 L15 | non-dimmable, I, IP65, IK08, 15° optic, tempered glass, dark grey aluminium body | 156 | 108 | 160 |  | 50000/L80B50 | 5 | 791 | 8.5 | 93 | 80+ | 4000 | 162.583
| DM1121909 | Pipe SR LED1x550 J797 T830 R60 | non-dimmable, I, IP65, IK08, 60° reflector, tempered glass, dark grey aluminium body | 90 | 90 | 113 |  | 50000/L80B50 | 5 | 500 | 6.5 | 77 | 80+ | 3000 | 108.532
| DM1122014 | Pipe SR LED1x1150 J845 T830 R60 | non-dimmable, I, IP65, IK08, 60° reflector, tempered glass, dark grey aluminium body | 90 | 90 | 180 |  | 50000/L80B50 | 5 | 1080 | 12.5 | 86 | 80+ | 4000 | 184.341
| DM1121910 | Pipe SR LED1x700 J798 T830 R60 | non-dimmable, I, IP65, IK08, 60° reflector, tempered glass, dark grey aluminium body | 108 | 108 | 150 |  | 50000/L80B50 | 5 | 653 | 8.5 | 77 | 80+ | 3000 | 149.21
| DM1121911 | Pipe SR LED1x1100 J799 T830 R90 | non-dimmable, I, IP65, IK08, 90° reflector, tempered glass, dark grey aluminium body | 145 | 145 | 120 |  | 50000/L80B50 | 5 | 1056 | 12.5 | 84 | 80+ | 3000 | 189.802
| DM1121912 | Pipe SR LED1x550 J797 T840 R60 | non-dimmable, I, IP65, IK08, 60° reflector, tempered glass, dark grey aluminium body | 90 | 90 | 113 |  | 50000/L80B50 | 5 | 520 | 6.5 | 80 | 80+ | 4000 | 108.532
| DM1122015 | Pipe SR LED1x1150 J845 T840 R60 | non-dimmable, I, IP65, IK08, 60° reflector, tempered glass, dark grey aluminium body | 90 | 90 | 180 |  | 50000/L80B50 | 5 | 1136 | 12.5 | 91 | 80+ | 4000 | 184.341
| DM1121913 | Pipe SR LED1x700 J798 T840 R60 | non-dimmable, I, IP65, IK08, 60° reflector, tempered glass, dark grey aluminium body | 108 | 108 | 150 |  | 50000/L80B50 | 5 | 680 | 8.5 | 80 | 80+ | 4000 | 149.21
| DM1121914 | Pipe SR LED1x1100 J799 T840 R90 | non-dimmable, I, IP65, IK08, 90° reflector, tempered glass, dark grey aluminium body | 145 | 145 | 120 |  | 50000/L80B50 | 5 | 1100 | 12.5 | 88 | 80+ | 4000 | 189.802
| DM1121915 | Cube LED2x500 J800 T830 R36 | non-dimmable, I, IP65, IK08, 36° reflector, tempered glass, dark grey aluminium body | 130 | 86 | 180 |  | 50000/L80B50 | 5 | 960 | 12.5 | 77 | 80+ | 3000 | 189.802
| DM1121916 | Cube LED2x1250 J801 T830 R36 | non-dimmable, I, IP65, IK08, 36° reflector, tempered glass, dark grey aluminium body | 170 | 118 | 220 |  | 50000/L80B50 | 5 | 2349 | 27 | 87 | 80+ | 3000 | 284.445
| DM1121917 | Cube LED2x500 J800 T840 R36 | non-dimmable, I, IP65, IK08, 36° reflector, tempered glass, dark grey aluminium body | 130 | 86 | 180 |  | 50000/L80B50 | 5 | 1000 | 12.5 | 80 | 80+ | 4000 | 189.802
| DM1121918 | Cube LED2x1250 J801 T840 R36 | non-dimmable, I, IP65, IK08, 36° reflector, tempered glass, dark grey aluminium body | 170 | 118 | 220 |  | 50000/L80B50 | 5 | 2447 | 27 | 91 | 80+ | 4000 | 284.445
| DM1121919 | Cube LED2x400 J802 T830 L15 | non-dimmable, I, IP65, IK08, 15° optic, tempered glass, dark grey aluminium body | 130 | 86 | 135 |  | 50000/L80B50 | 5 | 738 | 8.5 | 87 | 80+ | 3000 | 176.171
| DM1121920 | Cube LED2x750 J803 T830 L15 | non-dimmable, I, IP65, IK08, 15° optic, tempered glass, dark grey aluminium body | 170 | 118 | 165 |  | 50000/L80B50 | 5 | 1430 | 17 | 84 | 80+ | 3000 | 270.857
| DM1121921 | Cube LED2x400 J802 T840 L15 | non-dimmable, I, IP65, IK08, 15° optic, tempered glass, dark grey aluminium body | 130 | 86 | 135 |  | 50000/L80B50 | 5 | 769 | 8.5 | 90 | 80+ | 4000 | 176.171
| DM1121922 | Cube LED2x750 J803 T840 L15 | non-dimmable, I, IP65, IK08, 15° optic, tempered glass, dark grey aluminium body | 170 | 118 | 165 |  | 50000/L80B50 | 5 | 1490 | 17 | 88 | 80+ | 4000 | 270.857
| DM1121923 | Cube UP LED1x700 J804 T830 R36 | non-dimmable, I, IP65, IK08, 36° reflector, tempered glass, dark grey aluminium body | 130 | 86 | 180 |  | 50000/L80B50 | 5 | 653 | 8.5 | 77 | 80+ | 3000 | 148.909
| DM1121924 | Cube UP LED1x1100 J805 T830 R36 | non-dimmable, I, IP65, IK08, 36° reflector, tempered glass, dark grey aluminium body | 170 | 118 | 220 |  | 50000/L80B50 | 5 | 1000 | 12.5 | 80 | 80+ | 3000 | 203.218
| DM1121925 | Cube UP LED1x700 J804 T840 R36 | non-dimmable, I, IP65, IK08, 36° reflector, tempered glass, dark grey aluminium body | 130 | 86 | 180 |  | 50000/L80B50 | 5 | 680 | 8.5 | 80 | 80+ | 4000 | 148.909
| DM1121926 | Cube UP LED1x1100 J805 T840 R36 | non-dimmable, I, IP65, IK08, 36° reflector, tempered glass, dark grey aluminium body | 170 | 118 | 220 |  | 50000/L80B50 | 5 | 1064 | 12.5 | 85 | 80+ | 4000 | 203.218
| DM1121927 | Cube UP LED1x400 J806 T830 L15 | non-dimmable, I, IP65, IK08, 15° optic, tempered glass, dark grey aluminium body | 130 | 86 | 135 |  | 50000/L80B50 | 5 | 370 | 4.5 | 82 | 80+ | 3000 | 135.536
| DM1121928 | Cube UP LED1x800 J807 T830 L15 | non-dimmable, I, IP65, IK08, 15° optic, tempered glass, dark grey aluminium body | 170 | 118 | 165 |  | 50000/L80B50 | 5 | 768 | 8.5 | 90 | 80+ | 3000 | 203.218
| DM1121929 | Cube UP LED1x400 J806 T840 L15 | non-dimmable, I, IP65, IK08, 15° optic, tempered glass, dark grey aluminium body | 130 | 86 | 135 |  | 50000/L80B50 | 5 | 386 | 4.5 | 86 | 80+ | 4000 | 135.536
| DM1121930 | Cube UP LED1x800 J807 T840 L15 | non-dimmable, I, IP65, IK08, 15° optic, tempered glass, dark grey aluminium body | 170 | 118 | 165 |  | 50000/L80B50 | 5 | 800 | 8.5 | 94 | 80+ | 4000 | 203.218
| DM1121931 | Cube SR LED1x550 J808 T830 R60 | non-dimmable, I, IP65, IK08, 60° reflector, tempered glass, dark grey aluminium body | 86 | 86 | 115 |  | 50000/L80B50 | 5 | 499 | 6.5 | 77 | 80+ | 3000 | 108.532
| DM1121932 | Cube SR LED1x700 J809 T830 R60 | non-dimmable, I, IP65, IK08, 60° reflector, tempered glass, dark grey aluminium body | 118 | 118 | 120 |  | 50000/L80B50 | 5 | 653 | 8.5 | 77 | 80+ | 3000 | 162.583
| DM1121933 | Cube SR LED1x1100 J810 T830 R90 | non-dimmable, I, IP65, IK08, 90° reflector, tempered glass, dark grey aluminium body | 150 | 150 | 120 |  | 50000/L80B50 | 5 | 1045 | 12.5 | 84 | 80+ | 3000 | 203.218
| DM1121934 | Cube SR LED1x550 J808 T840 R60 | non-dimmable, I, IP65, IK08, 60° reflector, tempered glass, dark grey aluminium body | 86 | 86 | 115 |  | 50000/L80B50 | 5 | 520 | 6.5 | 80 | 80+ | 4000 | 108.532
| DM1121935 | Cube SR LED1x700 J809 T840 R60 | non-dimmable, I, IP65, IK08, 60° reflector, tempered glass, dark grey aluminium body | 118 | 118 | 120 |  | 50000/L80B50 | 5 | 680 | 8.5 | 80 | 80+ | 4000 | 162.583
| DM1121936 | Cube SR LED1x1100 J810 T840 R90 | non-dimmable, I, IP65, IK08, 90° reflector, tempered glass, dark grey aluminium body | 150 | 150 | 120 |  | 50000/L80B50 | 5 | 1089 | 12.5 | 87 | 80+ | 4000 | 203.218
| DM1121879 | Angle LED1x900 J788 T830 | non-dimmable, I, IP65, IK08, tempered glass, dark grey aluminium body | 111 | 95 | 111 |  | 50000/L80B50 | 5 | 840 | 8.5 | 99 | 80+ | 3000 | 121.948
| DM1121880 | Angle LED1x900 J788 T840 | non-dimmable, I, IP65, IK08, tempered glass, dark grey aluminium body | 111 | 95 | 111 |  | 50000/L80B50 | 5 | 875 | 8.5 | 103 | 80+ | 4000 | 121.948
| DM1121937 | Thuban A LED1x100 J811 T830 | non-dimmable, I, IP65, IK08, dark grey aluminium body | 85 | 85 | 59 | 80x80x56 | 50000/L80B50 | 5 | 54 | 2.5 | 22 | 80+ | 3000 | 50.697
| DM1121938 | Thuban A LED1x100 J811 T840 | non-dimmable, I, IP65, IK08, dark grey aluminium body | 85 | 85 | 59 | 80x80x56 | 50000/L80B50 | 5 | 57 | 2.5 | 23 | 80+ | 4000 | 50.697
| DM1121939 | Thuban B LED1x200 J812 T830 | non-dimmable, I, IP65, IK08, dark grey aluminium body | 170 | 90 | 71 | 162x87x71 | 50000/L80B50 | 5 | 160 | 6.5 | 25 | 80+ | 3000 | 101.265
| DM1121940 | Thuban B LED1x200 J812 T840 | non-dimmable, I, IP65, IK08, dark grey aluminium body | 170 | 90 | 71 | 162x87x71 | 50000/L80B50 | 5 | 167 | 6.5 | 26 | 80+ | 4000 | 101.265
| DM1121941 | Thabit Q LED1x400 J813 T830 | non-dimmable, I, IP65, IK08, dark grey aluminium body | 200 | 200 | 52 |  | 50000/L80B50 | 5 | 351 | 8.5 | 41 | 80+ | 3000 | 151.661
| DM1121942 | Thabit Q LED1x400 J813 T840 | non-dimmable, I, IP65, IK08, dark grey aluminium body | 200 | 200 | 52 |  | 50000/L80B50 | 5 | 366 | 8.5 | 43 | 80+ | 4000 | 151.661
| DM1122194 | Antares A LED1x 1600/2100/2350/2550/3200 K120 T830/840/850 CLR | non-dimmable, I, IP65, IK10, asymmetrical polycarbonate clear optic, dark grey aluminium body | 238 | 139 | 212 |  | 80000/L80B50 | 5 | 1570/2055/2320/2530/3180 | 13/16/18/ 20/25 | 120-140 | 80+ | 3000/4000/5000 | 211.388
Available options:
|  | T830 | Colour temperature 3000K, CRI 80+
|  | T840 | Colour temperature 4000K, CRI 80+
|  | DALI | Driver with DALI interface | [11 empty] | 125.603
|  | *note - for DALI option, indicate what output is required | for DALI, COR options indicate what output is required
|  | EM3 | Emergency version 3 hours | [11 empty] | 90
|  | EM3A | Emergency version equipped with an autonomous testing system, 3 hours | [11 empty] | 162.798
|  | EM3D | Emergency version 3 hours with DALI interface | [11 empty] | 268.578
*note - Operating temperature range for Luminaires with EM option, C: ta 0... +35
|  | EM3Atmin-25 | Emergency version equipped with an autonomous testing system, 3 hours. Suitable for low ambient temperatures up to -25 C | [11 empty] | 482.89
|  | PCA | Photocell 20mm miniature type, IP65, 35 lux; 1:05 ratio | [11 empty] | 86.086
|  | CBF3x1.5-N m | Outgoing flexible cable 3x1.5mm². Cable length: according to the customer's specification | [11 empty] | 7.783
|  | CBF5x1.5-N m | Outgoing flexible cable 5x1.5mm², length according to customer specification | [11 empty] | 8.213
*note - please specify the length of outgoing cable before placing an order
|  | RAL (OPTIONAL QNT. ≤10) | RAL colour from OPTIONAL RAL colours list. Order quantity ≤10 pcs. | [11 empty] | 77.443
|  | RAL (OPTIONAL QNT. >10) | RAL colour from OPTIONAL RAL colours list. Order quantity >10 pcs. | [11 empty] | 25.929
| DM1121981 | Floor LED1x450 J692 T830 | non-dimmable, I, IP67, IK10, frosted tempered glass, 316 stainless steel frame | 430 | 115 | 105 | 410x105x110 | 50000/L80B10 | 3 | 412 | 5.3 | 78 | 80+ | 3000 | 546.874
| DM1121982 | Floor LED1x550 J693 T830 | non-dimmable, I, IP67, IK10, frosted tempered glass, 316 stainless steel frame | 430 | 115 | 105 | 410x105x110 | 50000/L80B10 | 3 | 506 | 6.7 | 76 | 80+ | 3000 | 541.886
| DM1121983 | Floor LED1x750 J694 T830 | non-dimmable, I, IP67, IK10, frosted tempered glass, 316 stainless steel frame | 630 | 115 | 105 | 610x105x110 | 50000/L80B10 | 3 | 720 | 9.3 | 77 | 80+ | 3000 | 691.44
| DM1121984 | Floor LED1x900 J695 T830 | non-dimmable, I, IP67, IK10, frosted tempered glass, 316 stainless steel frame | 630 | 115 | 105 | 610x105x110 | 50000/L80B10 | 3 | 885 | 11.1 | 80 | 80+ | 3000 | 691.44
| DM1121985 | Floor LED1x1350 J696 T830 | non-dimmable, I, IP67, IK10, frosted tempered glass, 316 stainless steel frame | 1050 | 115 | 105 | 1025x105x110 | 50000/L80B10 | 3 | 1338 | 16.5 | 81 | 80+ | 3000 | 964.963
| DM1121986 | Floor LED1x1650 J697 T830 | non-dimmable, I, IP67, IK10, frosted tempered glass, 316 stainless steel frame | 1050 | 115 | 105 | 1025x105x110 | 50000/L80B10 | 3 | 1644 | 19.9 | 83 | 80+ | 3000 | 964.963
| DM1121987 | Floor LED1x450 J692 T840 | non-dimmable, I, IP67, IK10, frosted tempered glass, 316 stainless steel frame | 430 | 115 | 105 | 410x105x110 | 50000/L80B10 | 3 | 431 | 5.3 | 81 | 80+ | 4000 | 546.874
| DM1121988 | Floor LED1x550 J693 T840 | non-dimmable, I, IP67, IK10, frosted tempered glass, 316 stainless steel frame | 430 | 115 | 105 | 410x105x110 | 50000/L80B10 | 3 | 529 | 6.7 | 79 | 80+ | 4000 | 541.886
| DM1121989 | Floor LED1x800 J694 T840 | non-dimmable, I, IP67, IK10, frosted tempered glass, 316 stainless steel frame | 630 | 115 | 105 | 610x105x110 | 50000/L80B10 | 3 | 754 | 9.3 | 81 | 80+ | 4000 | 691.44
| DM1121990 | Floor LED1x950 J695 T840 | non-dimmable, I, IP67, IK10, frosted tempered glass, 316 stainless steel frame | 630 | 115 | 105 | 610x105x110 | 50000/L80B10 | 3 | 926 | 11.1 | 83 | 80+ | 4000 | 691.44
| DM1121991 | Floor LED1x1450 J696 T840 | non-dimmable, I, IP67, IK10, frosted tempered glass, 316 stainless steel frame | 1050 | 115 | 105 | 1025x105x110 | 50000/L80B10 | 3 | 1401 | 16.5 | 85 | 80+ | 4000 | 964.963
| DM1121992 | Floor LED1x1750 J697 T840 | non-dimmable, I, IP67, IK10, frosted tempered glass, 316 stainless steel frame | 1050 | 115 | 105 | 1025x105x110 | 50000/L80B10 | 3 | 1721 | 19.9 | 86 | 80+ | 4000 | 964.963
Available options:
|  | T830 | Colour temperature 3000K, CRI 80+
|  | T840 | Colour temperature 4000K, CRI 80+
|  | DALI | Driver with DALI interface and switch-control dimming | [11 empty] | 55
Available accessories:
| DM9025607 | Power supply connector I IP68 2x3x2.5mm2 | Connection box IP68 filled with gel, "I" type, 2x3x2.5mm2, 250V/6A, external cable diameter: 5,5-10mm, 1pcs | [11 empty] | 32.551
*note - for installation IP68 waterproof connectors are recommended
| DM9025636 | Power supply connector T IP68 3x3x2.5mm2 | Junction box IP68 filled with gel, "T" type, 3x3x2.5mm2, 250V/16A, external cable diameter: 6,5-12mm, devivation cable diameter: 5,5-10mm, 1pcs | [11 empty] | 37.281
*note - for installation IP68 waterproof connectors are recommended
| DM1003119 | Oval B 1E27 Q83 | E27, IP54, impact resistant opal diffuser, dark grey aluminium body | 280 | 185 | 95 | [8 empty] | 78.088
| DM1020472 | Oval B LED1x900 D055 T830 | non-dimmable, I, IP54, IK08, opal polycarbonate diffuser, dark grey aluminium body | 280 | 185 | 95 |  | 50000/L80B10 | 3 | 860 | 9.4 | 91 | 80+ | 3000 | 135.321
| DM1020473 | Oval B LED1x900 D055 T840 | non-dimmable, I, IP54, IK08, opal polycarbonate diffuser, dark grey aluminium body | 280 | 185 | 95 |  | 50000/L80B10 | 3 | 901 | 9.4 | 96 | 80+ | 4000 | 135.321
| DM1021880 | Oval B 1E27 Q83 GRID | E27, IP54, impact resistant opal diffuser with grid, dark grey aluminium body | 280 | 185 | 95 | [8 empty] | 95.374
| DM1003120 | Oval B 1E27 Q83 LOUVER | E27, IP54, impact resistant opal diffuser with louver, dark grey aluminium body | 280 | 185 | 95 | [8 empty] | 92.192
| DM1020475 | Oval B LED1x500 D056 T830 LOUVER | non-dimmable, I, IP54, IK08, opal polycarbonate diffuser, dark grey aluminium body with louver | 280 | 185 | 95 |  | 50000/L80B10 | 3 | 455 | 7.1 | 64 | 80+ | 3000 | 134.418
| DM1020476 | Oval B LED1x500 D056 T840 LOUVER | non-dimmable, I, IP54, IK08, opal polycarbonate diffuser, dark grey aluminium body with louver | 280 | 185 | 95 |  | 50000/L80B10 | 3 | 476 | 7.1 | 67 | 80+ | 4000 | 134.418
| DM1020419 | Eta M 1E27 C404 | 1xE27, I, IP65, IK10, opal polycarbonate diffuser, dark grey aluminium body | 265 | 265 | 90 | [8 empty] | 142.588
| DM1020421 | Eta M LED1x1200 D036 T830 | non-dimmable, I, IP65, IK10, opal polycarbonate diffuser, dark grey aluminium body | 265 | 265 | 90 |  | 50000/L80B10 | 3 | 1092 | 14.3 | 76 | 80+ | 3000 | 209.109
| DM1020422 | Eta M LED1x1200 D036 T840 | non-dimmable, I, IP65, IK10, opal polycarbonate diffuser, dark grey aluminium body | 265 | 265 | 90 |  | 50000/L80B10 | 3 | 1143 | 14.3 | 80 | 80+ | 4000 | 209.109
| DM1020423 | Eta M 1E27 C404 LOUVER | 1xE27, I, IP65, IK10, opal polycarbonate diffuser, dark grey aluminium body with louver | 265 | 265 | 100 | [8 empty] | 147.361
| DM1020425 | Eta M LED1x700 D037 T830 LOUVER | non-dimmable, I, IP65, IK10, opal polycarbonate diffuser, dark grey aluminium body with louver | 265 | 265 | 100 |  | 50000/L80B10 | 3 | 669 | 11 | 61 | 80+ | 3000 | 225.879
| DM1020426 | Eta M LED1x700 D037 T840 LOUVER | non-dimmable, I, IP65, IK10, opal polycarbonate diffuser, dark grey aluminium body with louver | 265 | 265 | 100 |  | 50000/L80B10 | 3 | 700 | 11 | 64 | 80+ | 4000 | 225.879
| DM1021856 | Eta B 1E27 Q78 | E27, IP65, impact resistant opal diffuser, dark grey aluminium body | 360 | 360 | 130 | [8 empty] | 201.412
| DM1003501 | Eta B 2E27 S53 | E27, IP65, impact resistant opal diffuser, dark grey aluminium body | 360 | 360 | 130 | [8 empty] | 202.96
| DM1020429 | Eta B LED1x1300 D057 T830 | non-dimmable, I, IP65, IK10, opal polycarbonate diffuser, dark grey aluminium body | 360 | 360 | 130 |  | 50000/L80B10 | 3 | 1112 | 13.8 | 81 | 80+ | 3000 | 298.764
| DM1020431 | Eta B LED1x1800 D038 T830 | non-dimmable, I, IP65, IK10, opal polycarbonate diffuser, dark grey aluminium body | 360 | 360 | 130 |  | 50000/L80B10 | 3 | 1529 | 19.5 | 78 | 80+ | 3000 | 298.764
| DM1109244 | Eta B LED1x2000 G919 T830 | non-dimmable, I, IP65, IK10, opal polycarbonate diffuser, dark grey aluminium body | 360 | 360 | 130 |  | 50000/L80B10 | 3 | 1868 | 23.6 | 79 | 80+ | 3000 | 306.246
| DM1020430 | Eta B LED1x1300 D057 T840 | non-dimmable, I, IP65, IK10, opal polycarbonate diffuser, dark grey aluminium body | 360 | 360 | 130 |  | 50000/L80B10 | 3 | 1164 | 13.8 | 84 | 80+ | 4000 | 298.764
| DM1020432 | Eta B LED1x1800 D038 T840 | non-dimmable, I, IP65, IK10, opal polycarbonate diffuser, dark grey aluminium body | 360 | 360 | 130 |  | 50000/L80B10 | 3 | 1600 | 19.5 | 82 | 80+ | 4000 | 298.764
| DM1109245 | Eta B LED1x2000 G919 T840 | non-dimmable, I, IP65, IK10, opal polycarbonate diffuser, dark grey aluminium body | 360 | 360 | 130 |  | 50000/L80B10 | 3 | 1956 | 23.6 | 83 | 80+ | 4000 | 306.246
| DM1003108 | Eta B 1E27 Q78 LOUVER | E27, IP65, impact resistant opal diffuser with louver, dark grey aluminium body | 360 | 360 | 145 | [8 empty] | 255.377
| DM1021859 | Eta B 2E27 S53 LOUVER | E27, IP65, impact resistant opal diffuser with louver, dark grey aluminium body | 360 | 360 | 145 | [8 empty] | 256.753
| DM1020435 | Eta B LED1x700 D051 T830 LOUVER | non-dimmable, I, IP65, IK10, opal polycarbonate diffuser, dark grey aluminium body with louver | 360 | 360 | 145 |  | 50000/L80B10 | 3 | 556 | 10.2 | 55 | 80+ | 3000 | 363.694
| DM1020437 | Eta B LED1x1000 D039 T830 LOUVER | non-dimmable, I, IP65, IK10, opal polycarbonate diffuser, dark grey aluminium body with louver | 360 | 360 | 145 |  | 50000/L80B10 | 3 | 764 | 14.3 | 53 | 80+ | 3000 | 366.403
| DM1020436 | Eta B LED1x700 D051 T840 LOUVER | non-dimmable, I, IP65, IK10, opal polycarbonate diffuser, dark grey aluminium body with louver | 360 | 360 | 145 |  | 50000/L80B10 | 3 | 582 | 10.2 | 57 | 80+ | 4000 | 363.694
| DM1020438 | Eta B LED1x1000 D039 T840 LOUVER | non-dimmable, I, IP65, IK10, opal polycarbonate diffuser, dark grey aluminium body with louver | 360 | 360 | 145 |  | 50000/L80B10 | 3 | 800 | 14.3 | 56 | 80+ | 4000 | 366.403
Available options:
|  | DALI | Driver with DALI interface and switch-control dimming | [11 empty] | 55
|  | MW | Integrated microwave (MW) motion sensor with on-off control | [11 empty] | 40
*note - in outdoor environment frequently moving objects (eg. trees, bushes, flags) can impact MW sensor operation
*note - MW option is not compatible with LOUVER models and EM options
|  | EM3 | Emergency version 3 hours | [11 empty] | 90
|  | EM3A | Emergency version equipped with an autonomous testing system, 3 hours | [11 empty] | 162.798
|  | EM3D | Emergency version 3 hours with DALI interface | [11 empty] | 268.578
*note - Operating temperature range for Luminaires with EM option,°C: ta 0... +35
|  | RAL (MOQ: 1-9pcs) | RAL colour | [11 empty] | 83.549
|  | RAL (MOQ: 10pcs) | RAL colour | [11 empty] | 31.39
*note - price for uncommon RAL colour could be different from indicated. Ask before placing an order
|  | T830 | Colour temperature 3000K, CRI 80+
|  | T840 | Colour temperature 4000K, CRI 80+
| DM1003128 | Theta 1E27 Q75 | E27, IP54, tempered glass, dark grey aluminium body | 255 | 70 | 95 | Ø257x75x95 | [7 empty] | 58.609
| DM1020479 | Theta LED1x300 D058 T830 | non-dimmable, I, IP54, IK08, frosted glass, dark grey aluminium body | 255 | 70 | 95 | Ø257x75x95 | 50000/L80B10 |  | 222 | 3.6 | 62 | 80+ | 3000 | 113.305
| DM1020480 | Theta LED1x300 D058 T840 | non-dimmable, I, IP54, IK08, frosted glass, dark grey aluminium body | 255 | 70 | 95 | Ø257x75x95 | 50000/L80B10 |  | 232 | 3.6 | 64 | 80+ | 4000 | 113.305
| DM1003129 | Theta 1E27 Q75 GRID | E27, IP54, tempered glass, dark grey aluminium body with grid | 255 | 70 | 95 | Ø257x75x95 | [7 empty] | 50.181
| DM1020481 | Theta LED1x300 D058 T830 GRID | non-dimmable, I, IP54, IK08, frosted glass, dark grey aluminium body with protective grid | 255 | 70 | 95 | Ø257x75x95 | 50000/L80B10 |  | 111 | 3.6 | 31 | 80+ | 3000 | 100.362
| DM1020482 | Theta LED1x300 D058 T840 GRID | non-dimmable, I, IP54, IK08, frosted glass, dark grey aluminium body with protective grid | 255 | 70 | 95 | Ø257x75x95 | 50000/L80B10 |  | 116 | 3.6 | 32 | 80+ | 4000 | 100.362
Available options:
Grid
|  | RAL | [12 empty] | 17.501
*note - price for uncommon RAL colour could be different from indicated. Ask before placing an order
T830
T840
| DM1121993 | Atlas LED1x1650 J725 T840 L30 | non-dimmable, I, IP67, IK10, 30° optic, tempered glass, 316 stainless steel frame | 210 | 210 | 120 | Ø200x125 | 60000/L80B10 | 3 | 1636 | 12.8 | 128 | 80+ | 4000
| DM1121994 | Atlas LED1x2250 J726 T840 L30 | non-dimmable, I, IP67, IK10, 30° optic, tempered glass, 316 stainless steel frame | 210 | 210 | 120 | Ø200x125 | 60000/L80B10 | 3 | 2223 | 18.7 | 119 | 80+ | 4000
| DM1121995 | Atlas LED1x2250 J727 T840 L30 | non-dimmable, I, IP67, IK10, 30° optic, tempered glass, 316 stainless steel frame | 260 | 260 | 125 | Ø250x130 | 60000/L80B10 | 3 | 2223 | 18.7 | 119 | 80+ | 4000
| DM1121996 | Atlas LED1x3000 J728 T840 L30 | non-dimmable, I, IP67, IK10, 30° optic, tempered glass, 316 stainless steel frame | 260 | 260 | 125 | Ø250x130 | 60000/L80B10 | 3 | 2993 | 26.8 | 112 | 80+ | 4000
| DM1121997 | Atlas LED1x3000 J729 T840 L30 | non-dimmable, I, IP67, IK10, 30° optic, tempered glass, 316 stainless steel frame | 320 | 320 | 160 | Ø310x165 | 60000/L80B10 | 3 | 2993 | 26.8 | 112 | 80+ | 4000
| DM1121998 | Atlas LED1x3800 J730 T840 L30 | non-dimmable, I, IP67, IK10, 30° optic, tempered glass, 316 stainless steel frame | 320 | 320 | 160 | Ø310x165 | 60000/L80B10 | 3 | 3754 | 34.3 | 109 | 80+ | 4000
Available options:
|  | T830 | Colour temperature 3000K, CRI 80+
|  | T840 | Colour temperature 4000K, CRI 80+
|  | DALI | Driver with DALI interface and switch-control dimming | [11 empty] | 55
Available accessories:
| DM9025607 | Power supply connector I IP68 2x3x2.5mm2 | Connection box IP68 filled with gel, "I" type, 2x3x2.5mm2, 250V/6A, external cable diameter: 5,5-10mm, 1pcs | [11 empty] | 32.551
*note - for installation IP68 waterproof connectors are recommended
| DM9025636 | Power supply connector T IP68 3x3x2.5mm2 | Junction box IP68 filled with gel, "T" type, 3x3x2.5mm2, 250V/16A, external cable diameter: 6,5-12mm, devivation cable diameter: 5,5-10mm, 1pcs | [11 empty] | 37.281
*note - for installation IP68 waterproof connectors are recommended
| DM1101848 | Atlas M LED1x1100 D454 T830 L30 | non-dimmable, I, IP67, IK10, 30° optic, tempered glass, 316 stainless steel frame | 200 | 200 | 235 |  | 40000/L80B50 | 3 | 1031 | 9.6 | 107 | 80+ | 3000 | 384.334
| DM1101849 | Atlas M LED1x1500 D455 T830 L30 | non-dimmable, I, IP67, IK10, 30° optic, tempered glass, 316 stainless steel frame | 200 | 200 | 235 |  | 40000/L80B50 | 3 | 1415 | 13.1 | 108 | 80+ | 3000 | 364.124
| DM1101850 | Atlas M LED1x2000 D456 T830 L30 | non-dimmable, I, IP67, IK10, 30° optic, tempered glass, 316 stainless steel frame | 200 | 200 | 235 |  | 40000/L70B50 | 3 | 1964 | 19.4 | 101 | 80+ | 3000 | 363.694
| DM1101851 | Atlas M LED1x1100 D454 T840 L30 | non-dimmable, I, IP67, IK10, 30° optic, tempered glass, 316 stainless steel frame | 200 | 200 | 235 |  | 40000/L80B50 | 3 | 1058 | 9.6 | 110 | 80+ | 4000 | 384.334
| DM1101852 | Atlas M LED1x1500 D455 T840 L30 | non-dimmable, I, IP67, IK10, 30° optic, tempered glass, 316 stainless steel frame | 200 | 200 | 235 |  | 40000/L80B50 | 3 | 1451 | 13.1 | 111 | 80+ | 4000 | 364.124
| DM1101853 | Atlas M LED1x2000 D456 T840 L30 | non-dimmable, I, IP67, IK10, 30° optic, tempered glass, 316 stainless steel frame | 200 | 200 | 235 |  | 40000/L70B50 | 3 | 2013 | 19.4 | 104 | 80+ | 4000 | 363.694
| DM1020483 | Atlas M LED1x1100 D454 T830 L45 | non-dimmable, I, IP67, IK10, 45° optic, tempered glass, 316 stainless steel frame | 200 | 200 | 235 |  | 40000/L80B50 | 3 | 1031 | 9.6 | 107 | 80+ | 3000 | 384.334
| DM1020484 | Atlas M LED1x1500 D455 T830 L45 | non-dimmable, I, IP67, IK10, 45° optic, tempered glass, 316 stainless steel frame | 200 | 200 | 235 |  | 40000/L80B50 | 3 | 1415 | 13.1 | 108 | 80+ | 3000 | 364.124
| DM1020485 | Atlas M LED1x2000 D456 T830 L45 | non-dimmable, I, IP67, IK10, 45° optic, tempered glass, 316 stainless steel frame | 200 | 200 | 235 |  | 40000/L70B50 | 3 | 1964 | 19.4 | 101 | 80+ | 3000 | 363.694
| DM1020486 | Atlas M LED1x1100 D454 T840 L45 | non-dimmable, I, IP67, IK10, 45° optic, tempered glass, 316 stainless steel frame | 200 | 200 | 235 |  | 40000/L80B50 | 3 | 1058 | 9.6 | 110 | 80+ | 4000 | 384.334
| DM1020487 | Atlas M LED1x1500 D455 T840 L45 | non-dimmable, I, IP67, IK10, 45° optic, tempered glass, 316 stainless steel frame | 200 | 200 | 235 |  | 40000/L80B50 | 3 | 1451 | 13.1 | 111 | 80+ | 4000 | 364.124
| DM1020488 | Atlas M LED1x2000 D456 T840 L45 | non-dimmable, I, IP67, IK10, 45° optic, tempered glass, 316 stainless steel frame | 200 | 200 | 235 |  | 40000/L70B50 | 3 | 2013 | 19.4 | 104 | 80+ | 4000 | 363.694
| DM1020492 | Atlas M LED1x1100 D454 T830 L60 | non-dimmable, I, IP67, IK10, 60° optic, tempered glass, 316 stainless steel frame | 200 | 200 | 235 |  | 40000/L80B50 | 3 | 1059 | 9.6 | 110 | 80+ | 3000 | 384.334
| DM1020493 | Atlas M LED1x1500 D455 T830 L60 | non-dimmable, I, IP67, IK10, 60° optic, tempered glass, 316 stainless steel frame | 200 | 200 | 235 |  | 40000/L80B50 | 3 | 1452 | 13.1 | 111 | 80+ | 3000 | 364.124
| DM1020494 | Atlas M LED1x2000 D456 T830 L60 | non-dimmable, I, IP67, IK10, 60° optic, tempered glass, 316 stainless steel frame | 200 | 200 | 235 |  | 40000/L70B50 | 3 | 2016 | 19.4 | 104 | 80+ | 3000 | 363.694
| DM1020495 | Atlas M LED1x1100 D454 T840 L60 | non-dimmable, I, IP67, IK10, 60° optic, tempered glass, 316 stainless steel frame | 200 | 200 | 235 |  | 40000/L80B50 | 3 | 1086 | 9.6 | 113 | 80+ | 4000 | 384.334
| DM1020496 | Atlas M LED1x1500 D455 T840 L60 | non-dimmable, I, IP67, IK10, 60° optic, tempered glass, 316 stainless steel frame | 200 | 200 | 235 |  | 40000/L80B50 | 3 | 1489 | 13.1 | 114 | 80+ | 4000 | 364.124
| DM1020497 | Atlas M LED1x2000 D456 T840 L60 | non-dimmable, I, IP67, IK10, 60° optic, tempered glass, 316 stainless steel frame | 200 | 200 | 235 |  | 40000/L70B50 | 3 | 2067 | 19.4 | 107 | 80+ | 4000 | 363.694
| DM1101854 | Atlas M LED1x1100 D454 T830 LA1 | non-dimmable, I, IP67, IK10, asymmetric optic, tempered glass, 316 stainless steel frame | 200 | 200 | 235 |  | 40000/L80B50 | 3 | 1059 | 9.6 | 110 | 80+ | 3000 | 384.334
| DM1101855 | Atlas M LED1x1500 D455 T830 LA1 | non-dimmable, I, IP67, IK10, asymmetric optic, tempered glass, 316 stainless steel frame | 200 | 200 | 235 |  | 40000/L80B50 | 3 | 1452 | 13.1 | 111 | 80+ | 3000 | 364.124
| DM1101856 | Atlas M LED1x2000 D456 T830 LA1 | non-dimmable, I, IP67, IK10, asymmetric optic, tempered glass, 316 stainless steel frame | 200 | 200 | 235 |  | 40000/L70B50 | 3 | 2016 | 19.4 | 104 | 80+ | 3000 | 363.694
| DM1101857 | Atlas M LED1x1100 D454 T840 LA1 | non-dimmable, I, IP67, IK10, asymmetric optic, tempered glass, 316 stainless steel frame | 200 | 200 | 235 |  | 40000/L80B50 | 3 | 1086 | 9.6 | 113 | 80+ | 4000 | 384.334
| DM1101858 | Atlas M LED1x1500 D455 T840 LA1 | non-dimmable, I, IP67, IK10, asymmetric optic, tempered glass, 316 stainless steel frame | 200 | 200 | 235 |  | 40000/L80B50 | 3 | 1489 | 13.1 | 114 | 80+ | 4000 | 364.124
| DM1101859 | Atlas M LED1x2000 D456 T840 LA1 | non-dimmable, I, IP67, IK10, asymmetric optic, tempered glass, 316 stainless steel frame | 200 | 200 | 235 |  | 40000/L70B50 | 3 | 2067 | 19.4 | 107 | 80+ | 4000 | 363.694
| DM1101860 | Atlas M LED1x1100 D454 T830 L30 SQUARE | non-dimmable, I, IP67, IK10, 30° optic, tempered glass, 316 stainless steel frame | 200 | 200 | 235 | 200x200x235 | 40000/L80B50 | 3 | 1031 | 9.6 | 107 | 80+ | 3000 | 462.422
| DM1101861 | Atlas M LED1x1500 D455 T830 L30 SQUARE | non-dimmable, I, IP67, IK10, 30° optic, tempered glass, 316 stainless steel frame | 200 | 200 | 235 | 200x200x235 | 40000/L80B50 | 3 | 1415 | 13.1 | 108 | 80+ | 3000 | 442.212
| DM1101862 | Atlas M LED1x2000 D456 T830 L30 SQUARE | non-dimmable, I, IP67, IK10, 30° optic, tempered glass, 316 stainless steel frame | 200 | 200 | 235 | 200x200x235 | 40000/L70B50 | 3 | 1964 | 19.4 | 101 | 80+ | 3000 | 440.836
| DM1101863 | Atlas M LED1x1100 D454 T840 L30 SQUARE | non-dimmable, I, IP67, IK10, 30° optic, tempered glass, 316 stainless steel frame | 200 | 200 | 235 | 200x200x235 | 40000/L80B50 | 3 | 1058 | 9.6 | 110 | 80+ | 4000 | 462.422
| DM1101864 | Atlas M LED1x1500 D455 T840 L30 SQUARE | non-dimmable, I, IP67, IK10, 30° optic, tempered glass, 316 stainless steel frame | 200 | 200 | 235 | 200x200x235 | 40000/L80B50 | 3 | 1451 | 13.1 | 111 | 80+ | 4000 | 442.212
| DM1101865 | Atlas M LED1x2000 D456 T840 L30 SQUARE | non-dimmable, I, IP67, IK10, 30° optic, tempered glass, 316 stainless steel frame | 200 | 200 | 235 | 200x200x235 | 40000/L70B50 | 3 | 2013 | 19.4 | 104 | 80+ | 4000 | 440.836
| DM1020501 | Atlas M LED1x1100 D454 T830 L45 SQUARE | non-dimmable, I, IP67, IK10, 45° optic, tempered glass, 316 stainless steel frame | 200 | 200 | 235 | 200x200x235 | 40000/L80B50 | 3 | 1031 | 9.6 | 107 | 80+ | 3000 | 462.422
| DM1020502 | Atlas M LED1x1500 D455 T830 L45 SQUARE | non-dimmable, I, IP67, IK10, 45° optic, tempered glass, 316 stainless steel frame | 200 | 200 | 235 | 200x200x235 | 40000/L80B50 | 3 | 1415 | 13.1 | 108 | 80+ | 3000 | 442.212
| DM1020503 | Atlas M LED1x2000 D456 T830 L45 SQUARE | non-dimmable, I, IP67, IK10, 45° optic, tempered glass, 316 stainless steel frame | 200 | 200 | 235 | 200x200x235 | 40000/L70B50 | 3 | 1964 | 19.4 | 101 | 80+ | 3000 | 440.836
| DM1020504 | Atlas M LED1x1100 D454 T840 L45 SQUARE | non-dimmable, I, IP67, IK10, 45° optic, tempered glass, 316 stainless steel frame | 200 | 200 | 235 | 200x200x235 | 40000/L80B50 | 3 | 1058 | 9.6 | 110 | 80+ | 4000 | 462.422
| DM1020505 | Atlas M LED1x1500 D455 T840 L45 SQUARE | non-dimmable, I, IP67, IK10, 45° optic, tempered glass, 316 stainless steel frame | 200 | 200 | 235 | 200x200x235 | 40000/L80B50 | 3 | 1451 | 13.1 | 111 | 80+ | 4000 | 442.212
| DM1020506 | Atlas M LED1x2000 D456 T840 L45 SQUARE | non-dimmable, I, IP67, IK10, 45° optic, tempered glass, 316 stainless steel frame | 200 | 200 | 235 | 200x200x235 | 40000/L70B50 | 3 | 2013 | 19.4 | 104 | 80+ | 4000 | 440.836
| DM1020510 | Atlas M LED1x1100 D454 T830 L60 SQUARE | non-dimmable, I, IP67, IK10, 60° optic, tempered glass, 316 stainless steel frame | 200 | 200 | 235 | 200x200x235 | 40000/L80B50 | 3 | 1059 | 9.6 | 110 | 80+ | 3000 | 462.422
| DM1020511 | Atlas M LED1x1500 D455 T830 L60 SQUARE | non-dimmable, I, IP67, IK10, 60° optic, tempered glass, 316 stainless steel frame | 200 | 200 | 235 | 200x200x235 | 40000/L80B50 | 3 | 1452 | 13.1 | 111 | 80+ | 3000 | 442.212
| DM1020512 | Atlas M LED1x2000 D456 T830 L60 SQUARE | non-dimmable, I, IP67, IK10, 60° optic, tempered glass, 316 stainless steel frame | 200 | 200 | 235 | 200x200x235 | 40000/L70B50 | 3 | 2016 | 19.4 | 104 | 80+ | 3000 | 440.836
| DM1020513 | Atlas M LED1x1100 D454 T840 L60 SQUARE | non-dimmable, I, IP67, IK10, 60° optic, tempered glass, 316 stainless steel frame | 200 | 200 | 235 | 200x200x235 | 40000/L80B50 | 3 | 1086 | 9.6 | 113 | 80+ | 4000 | 462.422
| DM1020514 | Atlas M LED1x1500 D455 T840 L60 SQUARE | non-dimmable, I, IP67, IK10, 60° optic, tempered glass, 316 stainless steel frame | 200 | 200 | 235 | 200x200x235 | 40000/L80B50 | 3 | 1489 | 13.1 | 114 | 80+ | 4000 | 442.212
| DM1020515 | Atlas M LED1x2000 D456 T840 L60 SQUARE | non-dimmable, I, IP67, IK10, 60° optic, tempered glass, 316 stainless steel frame | 200 | 200 | 235 | 200x200x235 | 40000/L70B50 | 3 | 2067 | 19.4 | 107 | 80+ | 4000 | 440.836
| DM1101866 | Atlas M LED1x1100 D454 T830 LA1 SQUARE | non-dimmable, I, IP67, IK10, asymmetric optic, tempered glass, 316 stainless steel frame | 200 | 200 | 235 | 200x200x235 | 40000/L80B50 | 3 | 1059 | 9.6 | 110 | 80+ | 3000 | 462.422
| DM1101867 | Atlas M LED1x1500 D455 T830 LA1 SQUARE | non-dimmable, I, IP67, IK10, asymmetric optic, tempered glass, 316 stainless steel frame | 200 | 200 | 235 | 200x200x235 | 40000/L80B50 | 3 | 1452 | 13.1 | 111 | 80+ | 3000 | 442.212
| DM1101868 | Atlas M LED1x2000 D456 T830 LA1 SQUARE | non-dimmable, I, IP67, IK10, asymmetric optic, tempered glass, 316 stainless steel frame | 200 | 200 | 235 | 200x200x235 | 40000/L70B50 | 3 | 2016 | 19.4 | 104 | 80+ | 3000 | 440.836
| DM1101869 | Atlas M LED1x1100 D454 T840 LA1 SQUARE | non-dimmable, I, IP67, IK10, asymmetric optic, tempered glass, 316 stainless steel frame | 200 | 200 | 235 | 200x200x235 | 40000/L80B50 | 3 | 1086 | 9.6 | 113 | 80+ | 4000 | 462.422
| DM1101870 | Atlas M LED1x1500 D455 T840 LA1 SQUARE | non-dimmable, I, IP67, IK10, asymmetric optic, tempered glass, 316 stainless steel frame | 200 | 200 | 235 | 200x200x235 | 40000/L80B50 | 3 | 1489 | 13.1 | 114 | 80+ | 4000 | 442.212
| DM1101871 | Atlas M LED1x2000 D456 T840 LA1 SQUARE | non-dimmable, I, IP67, IK10, asymmetric optic, tempered glass, 316 stainless steel frame | 200 | 200 | 235 | 200x200x235 | 40000/L70B50 | 3 | 2067 | 19.4 | 107 | 80+ | 4000 | 440.836
Available options:
|  | L30 | Optics with 30x30° beam angle
|  | L45 | Optics with 45x45° beam angle
|  | L60 | Optics with 60x60° beam angle
|  | LA1 | Optic with asymmetric beam LA1
Accessories:
| DM9025607 | Power supply connector I IP68 2x3x2.5mm2 | Connection box IP68 filled with gel, "I" type, 2x3x2.5mm2, 250V/6A, external cable diameter: 5,5-10mm, 1pcs | [11 empty] | 32.551
*note - for installation IP68 waterproof connectors are recommended
| DM9025636 | Power supply connector T IP68 3x3x2.5mm2 | Junction box IP68 filled with gel, "T" type, 3x3x2.5mm2, 250V/16A, external cable diameter: 6,5-12mm, devivation cable diameter: 5,5-10mm, 1pcs | [11 empty] | 37.281
*note - for installation IP68 waterproof connectors are recommended
| DM1003176 | Atlas S 1GU10 Q72 | 1xGU10, I, IP67, IK10, tempered glass, 316 stainless steel frame, die-cast aluminium body | 105 | 105 | 165 | Ø110x135 | [7 empty] | 93.138
| DM1003322 | Atlas S 1GU10 Q72 GLASS COVER1 | 1xGU10, I, IP67, IK10, tempered glass, 316 stainless steel cover with single window, die-cast aluminium body | 105 | 105 | 165 | Ø110x135 | [7 empty] | 184.814
| DM1003323 | Atlas S 1GU10 Q72 GLASS COVER2 | 1xGU10, I, IP67, IK10, tempered glass, 316 stainless steel cover with two windows, die-cast aluminium body | 105 | 105 | 165 | Ø110x135 | [7 empty] | 184.814
| DM1003324 | Atlas S 1GU10 Q72 GLASS COVER12 | 1xGU10, I, IP67, IK10, tempered glass, 316 stainless steel cover with twelve windows, die-cast aluminium body | 105 | 105 | 165 | Ø110x135 | [7 empty] | 184.814
| DM1109131 | Atlas S LED1x400 G867 T830 L40 | non-dimmable, I, IP67, IK10, LED bulb with 40° optic, tempered glass, 316 stainless steel ring, die-cast aluminium body | 105 | 105 | 165 | Ø110x135 | 15000/L70B50 |  | 380 | 4.2 | 90 | 80+ | 3000 | 107.887
| DM1108867 | Atlas S LED1x400 G867 T840 L40 | non-dimmable, I, IP67, IK10, LED bulb with 40° optic, tempered glass, 316 stainless steel ring, die-cast aluminium body | 105 | 105 | 165 | Ø110x135 | 15000/L70B50 |  | 397 | 4.2 | 95 | 80+ | 4000 | 107.887
Available options:
T830
T840
| DM1101872 | Atlas S 1GU10 Q72 SS304 | 1xGU10, I, IP67, IK10, tempered glass, 304 stainless steel frame, die-cast aluminium body | 105 | 105 | 165 | Ø110x135 | [7 empty] | 72.67
| DM1101873 | Atlas S 1GU10 Q72 SS304 SQUARE | 1xGU10, I, IP67, IK10, tempered glass, 304 stainless steel frame, die-cast aluminium body | 105 | 105 | 165 | Ø110x145 | [7 empty] | 72.67
| DM1108887 | Atlas S LED1x400 G868 T830 SS304 L40 | non-dimmable, I, IP67, IK10, LED bulb with 40° optic, tempered glass, 304 stainless steel ring, die-cast aluminium body | 105 | 105 | 165 | Ø110x135 | 15000/L70B50 |  | 380 | 4.2 | 90 | 80+ | 3000 | 83.549
| DM1108888 | Atlas S LED1x400 G869 T830 SS304 L40 SQUARE | non-dimmable, I, IP67, IK10, LED bulb with 40° optic, tempered glass, 304 stainless steel frame, die-cast aluminium body | 105 | 105 | 165 | Ø110x145 | 15000/L70B50 |  | 380 | 4.2 | 90 | 80+ | 3000 | 83.549
| DM1108868 | Atlas S LED1x400 G868 T840 SS304 L40 | non-dimmable, I, IP67, IK10, LED bulb with 40° optic, tempered glass, 304 stainless steel ring, die-cast aluminium body | 105 | 105 | 165 | Ø110x135 | 15000/L70B50 |  | 397 | 4.2 | 95 | 80+ | 4000 | 83.549
| DM1108869 | Atlas S LED1x400 G869 T840 SS304 L40 SQUARE | non-dimmable, I, IP67, IK10, LED bulb with 40° optic, tempered glass, 304 stainless steel frame, die-cast aluminium body | 105 | 105 | 165 | Ø110x145 | 15000/L70B50 |  | 397 | 4.2 | 95 | 80+ | 4000 | 83.549
Available options:
T830
T840
| DM1003181 | Kappa 1GU10 Q87 | 1xGU10, I, IP65, IK08, tempered glass, adjustable, dark grey aluminium body | 150 | 101 | 210 | [8 empty] | 69.531
| DM1003182 | Kappa 1GU10 Q88 LONG | 1xGU10, I, IP65, IK08, tempered glass, adjustable, dark grey aluminium body with arm | 150 | 101 | 605 | [8 empty] | 96.105
| DM1108889 | Kappa LED1x400 G870 T830 L40 | non-dimmable, I, IP65, IK08, LED bulb with 40° optic, tempered glass, adjustable, dark grey aluminium body | 150 | 101 | 210 |  | 15000/L70B50 |  | 380 | 4.2 | 90 | 80+ | 3000 | 79.249
| DM1108890 | Kappa LED1x400 G871 T830 LONG L40 | non-dimmable, I, IP65, IK08, LED bulb with 40° optic, tempered glass, adjustable, dark grey aluminium body with arm | 150 | 101 | 605 |  | 15000/L70B50 |  | 380 | 4.2 | 90 | 80+ | 3000 | 98.556
| DM1108870 | Kappa LED1x400 G870 T840 L40 | non-dimmable, I, IP65, IK08, LED bulb with 40° optic, tempered glass, adjustable, dark grey aluminium body | 150 | 101 | 210 |  | 15000/L70B50 |  | 397 | 4.2 | 95 | 80+ | 4000 | 79.249
| DM1108871 | Kappa LED1x400 G871 T840 LONG L40 | non-dimmable, I, IP65, IK08, LED bulb with 40° optic, tempered glass, adjustable, dark grey aluminium body with arm | 150 | 101 | 605 |  | 15000/L70B50 |  | 397 | 4.2 | 95 | 80+ | 4000 | 98.556
Available options:
T830
T840
| DM1000089 | Apus 1GU10 O11 HOL | 1xGU10, I, IP65, IK08, tempered glass, dark grey aluminium body, surface/wall mounted | 90 | 90 | 150 | [8 empty] | 33.841
| DM1000090 | Apus 1GU10 O12 GRO | 1xGU10, I, IP65, IK08, tempered glass, dark grey aluminium body, spike-mounted | 90 | 90 | 310 | [8 empty] | 37.281
| DM1108891 | Apus LED1x400 G872 T830 HOL L40 | non-dimmable, I, IP65, IK08, LED bulb with 40° optic, tempered glass, dark grey aluminium body, surface/wall mounted | 90 | 90 | 150 |  | 15000/L70B50 |  | 375 | 4.2 | 89 | 80+ | 3000 | 46.354
| DM1108892 | Apus LED1x400 G873 T830 GRO L40 | non-dimmable, I, IP65, IK08, LED bulb with 40° optic, tempered glass, dark grey aluminium body, spike-mounted | 90 | 90 | 310 |  | 15000/L70B50 |  | 375 | 4.2 | 89 | 80+ | 3000 | 49.751
| DM1108872 | Apus LED1x400 G872 T840 HOL L40 | non-dimmable, I, IP65, IK08, LED bulb with 40° optic, tempered glass, dark grey aluminium body, surface/wall mounted | 90 | 90 | 150 |  | 15000/L70B50 |  | 392 | 4.2 | 93 | 80+ | 4000 | 46.354
| DM1108873 | Apus LED1x400 G873 T840 GRO L40 | non-dimmable, I, IP65, IK08, LED bulb with 40° optic, tempered glass, dark grey aluminium body, spike-mounted | 90 | 90 | 310 |  | 15000/L70B50 |  | 392 | 4.2 | 93 | 80+ | 4000 | 49.751
Available options:
|  | LOUVER | Decorative louver | [11 empty] | 3.01
T830
T840
| DM1121881 | Ancha LED1x950 J785 T830 R15 | non-dimmable, I, IP65, IK06, 15° reflector, tempered glass, black aluminium body | 104 | 80 | 309 |  | 50000/L80B50 | 5 | 852 | 8 | 107 | 80+ | 3000 | 111.714
| DM1121882 | Ancha LED1x950 J785 T830 R25 | non-dimmable, I, IP65, IK06, 25° reflector, tempered glass, black aluminium body | 104 | 80 | 309 |  | 50000/L80B50 | 5 | 854 | 8 | 107 | 80+ | 3000 | 111.714
| DM1121883 | Ancha LED1x950 J785 T830 R45 | non-dimmable, I, IP65, IK06, 45° reflector, tempered glass, black aluminium body | 104 | 80 | 309 |  | 50000/L80B50 | 5 | 857 | 8 | 107 | 80+ | 3000 | 94.944
| DM1121884 | Ancha LED1x950 J785 T840 R15 | non-dimmable, I, IP65, IK06, 15° reflector, tempered glass, black aluminium body | 104 | 80 | 309 |  | 50000/L80B50 | 5 | 909 | 8 | 114 | 80+ | 4000 | 111.714
| DM1121885 | Ancha LED1x950 J785 T840 R25 | non-dimmable, I, IP65, IK06, 25° reflector, tempered glass, black aluminium body | 104 | 80 | 309 |  | 50000/L80B50 | 5 | 903 | 8 | 113 | 80+ | 4000 | 111.714
| DM1121886 | Ancha LED1x950 J785 T840 R45 | non-dimmable, I, IP65, IK06, 45° reflector, tempered glass, black aluminium body | 104 | 80 | 309 |  | 50000/L80B50 | 5 | 916 | 8 | 115 | 80+ | 4000 | 94.944
Available accessories:
| DM9035880 | SUFACE HOLDER KIT - ANCHA LED | Surface mounting kit | 100 | 100 | 13 | [8 empty] | 10.492
Park en straat armaturen
| DM1109753 | Nigea LED1x1650 G989 T830 | non-dimmable, I, IP65, IK08, clear polycarbonate diffuser, dark grey aluminium body | 165 | 165 | 805 |  | 50000/L80B10 | 3 | 1542 | 14.3 | 108 | 80+ | 3000 | 412.929
| DM1109754 | Nigea LED1x1650 G989 T840 | non-dimmable, I, IP65, IK08, clear polycarbonate diffuser, dark grey aluminium body | 165 | 165 | 805 |  | 50000/L80B10 | 3 | 1627 | 14.3 | 114 | 80+ | 4000 | 412.929
Available options:
|  | DALI | Driver with DALI interface and switch-control dimming | [11 empty] | 55
|  | LOOP | LED driver with doubled input terminals for looping the mains cables | [11 empty] | 24.768
|  | RAL (MOQ: 1-9pcs) | RAL colour | [11 empty] | 161.637
|  | RAL (MOQ: 10pcs) | RAL colour | [11 empty] | 63.124
*note - price for uncommon RAL colour could be different from indicated. Ask before placing an order
|  | T830 | Colour temperature 3000K, CRI 80+
|  | T840 | Colour temperature 4000K, CRI 80+
Available accessories:
| DM9028119 | Ground MTG KIT - Nigea LED | Kit for mounting the luminaire to the ground | [11 empty] | 34.787
| DM1119401 | Nodus LED1x1200 J707 T830 | non-dimmable, I, IP65, IK08, clear polycarbonate diffuser, dark grey aluminium body | 150 | 150 | 800 |  | 50000/L80B50 |  | 1059 | 14 | 76 | 80+ | 3000 | 416.799
| DM1119402 | Nodus LED1x1200 J707 T840 | non-dimmable, I, IP65, IK08, clear polycarbonate diffuser, dark grey aluminium body | 150 | 150 | 800 |  | 50000/L80B50 |  | 1197 | 14 | 86 | 80+ | 4000 | 416.799
Available options:
|  | DALI | Driver with DALI interface and switch-control dimming | [11 empty] | 121.518
|  | LOOP | LED driver with doubled input terminals for looping the mains cables | [11 empty] | 24.768
|  | RAL (MOQ: 1-9pcs) | RAL colour | [11 empty] | 161.637
|  | RAL (MOQ: 10pcs) | RAL colour | [11 empty] | 63.124
*note - price for uncommon RAL colour could be different from indicated. Ask before placing an order
|  | T830 | Colour temperature 3000K, CRI 80+
|  | T840 | Colour temperature 4000K, CRI 80+
Available accessories:
| DM9028119 | Ground MTG KIT - Nigea LED | Kit for mounting the luminaire to the ground | [11 empty] | 34.787
| DM1133134 | Phad B LED1x1300 K398 T840 LSS2 | non-dimmable, I, IP66, IK08, LSS2 beam optic, tempered glass, dark grey aluminium body, bollard | 237 | 150 | 1000 |  | 100000/L90B10 | 5 | 1267 | 10 | 126.7 | 80+ | 4000 | 438.815
Available options:
|  | T830 | Colour temperature 3000K, CRI 80+
|  | T840 | Colour temperature 4000K, CRI 80+
|  | DALI | Driver with DALI interface and switch-control dimming | [11 empty] | 55
|  | LOOP | LED driver with doubled input terminals for looping the mains cables | [11 empty] | 26.144
|  | RAL (MOQ: 1-9pcs) | RAL colour | [11 empty] | 170.968
|  | RAL (MOQ: 10pcs) | RAL colour | [11 empty] | 57.018
*note - price for uncommon RAL colour could be different from indicated. Ask before placing an order
| DM1109186 | Sphere LED1x3300 G930 T830 OP PMMA | non-dimmable, I, IP54, IK06, opal acrylic diffuser, black polycarbonate chassis, for Ø60mm pole | 500 | 500 | 555 |  | 50000/L80B10 | 3 | 3105 | 21.4 | 145 | 80+ | 3000 | 604.064
| DM1109187 | Sphere LED1x4300 G931 T830 OP PMMA | non-dimmable, I, IP54, IK06, opal acrylic diffuser, black polycarbonate chassis, for Ø60mm pole | 500 | 500 | 555 |  | 50000/L80B10 | 3 | 4086 | 28.7 | 142 | 80+ | 3000 | 604.064
| DM1109188 | Sphere LED1x6400 G932 T830 OP PMMA | non-dimmable, I, IP54, IK06, opal acrylic diffuser, black polycarbonate chassis, for Ø60mm pole | 500 | 500 | 555 |  | 50000/L80B10 | 3 | 6074 | 42.6 | 143 | 80+ | 3000 | 621.522
| DM1109189 | Sphere LED1x3300 G930 T840 OP PMMA | non-dimmable, I, IP54, IK06, opal acrylic diffuser, black polycarbonate chassis, for Ø60mm pole | 500 | 500 | 555 |  | 50000/L80B10 | 3 | 3251 | 21.4 | 152 | 80+ | 4000 | 604.064
| DM1109190 | Sphere LED1x4300 G931 T840 OP PMMA | non-dimmable, I, IP54, IK06, opal acrylic diffuser, black polycarbonate chassis, for Ø60mm pole | 500 | 500 | 555 |  | 50000/L80B10 | 3 | 4278 | 28.7 | 149 | 80+ | 4000 | 604.064
| DM1109191 | Sphere LED1x6400 G932 T840 OP PMMA | non-dimmable, I, IP54, IK06, opal acrylic diffuser, black polycarbonate chassis, for Ø60mm pole | 500 | 500 | 555 |  | 50000/L80B10 | 3 | 6359 | 42.6 | 149 | 80+ | 4000 | 621.522
| DM1109192 | Sphere LED1x2450 G933 T830 OP PMMA | non-dimmable, I, IP54, IK06, opal acrylic diffuser, black polycarbonate chassis, for Ø60mm pole | 400 | 400 | 470 |  | 50000/L80B10 | 3 | 2329 | 16.2 | 144 | 80+ | 3000 | 466.722
| DM1109193 | Sphere LED1x3250 G934 T830 OP PMMA | non-dimmable, I, IP54, IK06, opal acrylic diffuser, black polycarbonate chassis, for Ø60mm pole | 400 | 400 | 470 |  | 50000/L80B10 | 3 | 3065 | 21.8 | 141 | 80+ | 3000 | 466.722
| DM1109194 | Sphere LED1x2450 G933 T840 OP PMMA | non-dimmable, I, IP54, IK06, opal acrylic diffuser, black polycarbonate chassis, for Ø60mm pole | 400 | 400 | 470 |  | 50000/L80B10 | 3 | 2438 | 16.2 | 150 | 80+ | 4000 | 466.722
| DM1109195 | Sphere LED1x3250 G934 T840 OP PMMA | non-dimmable, I, IP54, IK06, opal acrylic diffuser, black polycarbonate chassis, for Ø60mm pole | 400 | 400 | 470 |  | 50000/L80B10 | 3 | 3209 | 21.8 | 147 | 80+ | 4000 | 466.722
Available options:
|  | DALI | Driver with DALI interface and switch-control dimming | [11 empty] | 55
|  | ADIM | Driver with autonomous two-level dimming | [11 empty] | 9.116
|  | COR | Driver with Corridor function (never off) | [11 empty] | 76.6899
|  | COR1min | Driver with Corridor function 1min (switch off after 1 min.) | [11 empty] | 76.6899
|  | COR30min | Driver with Corridor function 30min (switch off after 30 min.) | [11 empty] | 76.6899
|  | II | Electric shock protection class II | [11 empty] | 9.116
|  | CBF3x1.5-N m (price per 1 meter) | Outgoing flexible cable 3x1.5mm² 2.0m | [11 empty] | 7.783
*note - please specify the length of outgoing cable before placing an order
|  | PC (D500) | Opal PC diffuser for IK08 impact resistance | [11 empty] | 28.896
|  | PC (D400) | Opal PC diffuser for IK08 impact resistance | [11 empty] | 68.37
*note - luminaire output with PC option is about 20% lower
|  | T830 | Colour temperature 3000K, CRI 80+
|  | T840 | Colour temperature 4000K, CRI 80+
| DM1108745 | Signus LED1x2700 G663 T830 | non-dimmable, I, IP65, IK08, frosted polycarbonate diffuser, dark grey aluminium body, for Ø60mm pole | 420 | 420 | 420 |  | 50000/L80B10 | 3 | 2536 | 18.6 | 136 | 80+ | 3000 | 578.393
| DM1108746 | Signus LED1x3650 G664 T830 | non-dimmable, I, IP65, IK08, frosted polycarbonate diffuser, dark grey aluminium body, for Ø60mm pole | 420 | 420 | 420 |  | 50000/L80B10 | 3 | 3455 | 26.3 | 131 | 80+ | 3000 | 577.49
| DM1108747 | Signus LED1x4550 G665 T830 | non-dimmable, I, IP65, IK08, frosted polycarbonate diffuser, dark grey aluminium body, for Ø60mm pole | 420 | 420 | 420 |  | 50000/L80B10 | 3 | 4318 | 34.4 | 126 | 80+ | 3000 | 577.49
| DM1108748 | Signus LED1x5200 G666 T830 | non-dimmable, I, IP65, IK08, frosted polycarbonate diffuser, dark grey aluminium body, for Ø60mm pole | 420 | 420 | 420 |  | 50000/L80B10 | 3 | 4962 | 41.2 | 120 | 80+ | 3000 | 591.809
| DM1108749 | Signus LED1x2700 G663 T840 | non-dimmable, I, IP65, IK08, frosted polycarbonate diffuser, dark grey aluminium body, for Ø60mm pole | 420 | 420 | 420 |  | 50000/L80B10 | 3 | 2655 | 18.6 | 143 | 80+ | 4000 | 578.393
| DM1108750 | Signus LED1x3650 G664 T840 | non-dimmable, I, IP65, IK08, frosted polycarbonate diffuser, dark grey aluminium body, for Ø60mm pole | 420 | 420 | 420 |  | 50000/L80B10 | 3 | 3617 | 26.3 | 138 | 80+ | 4000 | 577.49
| DM1108751 | Signus LED1x4550 G665 T840 | non-dimmable, I, IP65, IK08, frosted polycarbonate diffuser, dark grey aluminium body, for Ø60mm pole | 420 | 420 | 420 |  | 50000/L80B10 | 3 | 4521 | 34.4 | 131 | 80+ | 4000 | 577.49
| DM1108752 | Signus LED1x5200 G666 T840 | non-dimmable, I, IP65, IK08, frosted polycarbonate diffuser, dark grey aluminium body, for Ø60mm pole | 420 | 420 | 420 |  | 50000/L80B10 | 3 | 5195 | 41.2 | 126 | 80+ | 4000 | 591.809
Available options:
|  | DALI | Driver with DALI interface and switch-control dimming | [11 empty] | 55
|  | PCA | Photocell 20mm miniature type, IP65, 35 lux; 1:05 ratio | [11 empty] | 73.358
|  | II | Electric Shock protection class II | [11 empty] | 16.383
|  | RAL (MOQ: 1-9pcs) | RAL colour | [11 empty] | 176.859
|  | RAL (MOQ: 10pcs) | RAL colour | [11 empty] | 63.124
*note - price for uncommon RAL colour could be different from indicated. Ask before placing an order
|  | T830 | Colour temperature 3000K, CRI 80+
|  | T840 | Colour temperature 4000K, CRI 80+
| DM1133093 | Sadal LED1x5000/3900/2560 K399 T840/35/30 šviestuvas | non-dimmable, I,IP65, IK08, tempered glass, grey aluminium body, for Ø60mm pole | 520 | 460 | 460 |  | 85000/L80B10 | 5 | 5000/3900/2560 | 40/30/20 | 125/130/128 | 80+ | 4000/3500/3000 | 422.475
Available options:
|  | T830 | Colour temperature 3000K, CRI 80+
|  | T835 | Colour temperature 3500K, CRI 80+
|  | T840 | Colour temperature 4000K, CRI 80+
|  | DALI | Driver with DALI interface and switch-control dimming | [11 empty] | 247.465
|  | ADIM | Driver with autonomous two-level dimming | [11 empty] | 247.465
|  | II | Electric shock protection class II | [11 empty] | 234.522
|  | CLO | Driver with Constant Light Output functionality | [11 empty] | 234.522
|  | Tmin-40C | Luminaire suitable for low ambient temperatures up to -40°C | [11 empty] | 234.522
|  | PCA | Photocell 20mm miniature type, IP65, 35 lux; 1:05 ratio | [11 empty] | 180.041
|  | DALI ZHAGA18 | Driver with D4i DALI interface and integrated ZHAGA 18 socket. W/O sensor | [11 empty] | 327.144
|  | CBF3x1.5-N m (price per 1 meter) | Outgoing flexible cable 3x1.5mm² 2.0m | [11 empty] | 9.116
|  | CBF5x1.5-N m (price per 1 meter) | Outgoing flexible cable 5x1.5mm², length according to customer specification | [11 empty] | 9.589
*note - please specify the length of outgoing cable before placing an order
|  | 10KV | Additional Surge Protection device - 10KV | [11 empty] | 153.94
|  | RAL | RAL colour
| DM1102547 | Segin LED1x4350 E941 T730 LS140 | non-dimmable, I, IP65, IK08, park optic, tempered glass, black grey aluminium body, for Ø60mm pole | 425 | 425 | 816 |  | 100000/L90B10 | 3 | 4281 | 34 | 126 | 70+ | 3000 | 608.837
| DM1102548 | Segin LED1x5400 E942 T730 LS140 | non-dimmable, I, IP65, IK08, park optic, tempered glass, black grey aluminium body, for Ø60mm pole | 425 | 425 | 816 |  | 100000/L90B10 | 3 | 5344 | 44.3 | 121 | 70+ | 3000 | 608.837
| DM1102549 | Segin LED1x6500 E943 T730 LS140 | non-dimmable, I, IP65, IK08, park optic, tempered glass, black grey aluminium body, for Ø60mm pole | 425 | 425 | 816 |  | 100000/L90B10 | 3 | 6421 | 51 | 126 | 70+ | 3000 | 653.084
| DM1102550 | Segin LED1x8150 E944 T730 LS140 | non-dimmable, I, IP65, IK08, park optic, tempered glass, black grey aluminium body, for Ø60mm pole | 425 | 425 | 816 |  | 100000/L90B10 | 3 | 8016 | 65.8 | 122 | 70+ | 3000 | 653.084
| DM1102552 | Segin LED1x4350 E941 T740 LS140 | non-dimmable, I, IP65, IK08, park optic, tempered glass, black grey aluminium body, for Ø60mm pole | 425 | 425 | 816 |  | 100000/L90B10 | 3 | 4451 | 34 | 131 | 70+ | 4000 | 608.837
| DM1102553 | Segin LED1x5400 E942 T740 LS140 | non-dimmable, I, IP65, IK08, park optic, tempered glass, black grey aluminium body, for Ø60mm pole | 425 | 425 | 816 |  | 100000/L90B10 | 3 | 5557 | 44.3 | 125 | 70+ | 4000 | 608.837
| DM1102554 | Segin LED1x6500 E943 T740 LS140 | non-dimmable, I, IP65, IK08, park optic, tempered glass, black grey aluminium body, for Ø60mm pole | 425 | 425 | 816 |  | 100000/L90B10 | 3 | 6677 | 51 | 131 | 70+ | 4000 | 653.084
| DM1102555 | Segin LED1x8150 E944 T740 LS140 | non-dimmable, I, IP65, IK08, park optic, tempered glass, black grey aluminium body, for Ø60mm pole | 425 | 425 | 816 |  | 100000/L90B10 | 3 | 8335 | 65.8 | 127 | 70+ | 4000 | 653.084
| DM1107514 | Segin LED1x4350 E941 T730 LSM1 | non-dimmable, I, IP65, IK08, LSM1 optic, tempered glass, black grey aluminium body | 425 | 425 | 816 |  | 100000/L90B10 | 3 | 4166 | 34 | 123 | 70+ | 3000 | 608.837
| DM1107515 | Segin LED1x5400 E942 T730 LSM1 | non-dimmable, I, IP65, IK08, LSM1 optic, tempered glass, black grey aluminium body | 425 | 425 | 816 |  | 100000/L90B10 | 3 | 5201 | 44.3 | 117 | 70+ | 3000 | 608.837
| DM1107516 | Segin LED1x6500 E943 T730 LSM1 | non-dimmable, I, IP65, IK08, LSM1 optic, tempered glass, black grey aluminium body | 425 | 425 | 816 |  | 100000/L90B10 | 3 | 6250 | 51 | 123 | 70+ | 3000 | 653.084
| DM1107517 | Segin LED1x8150 E944 T730 LSM1 | non-dimmable, I, IP65, IK08, LSM1 optic, tempered glass, black grey aluminium body | 425 | 425 | 816 |  | 100000/L90B10 | 3 | 7802 | 65.8 | 119 | 70+ | 3000 | 653.084
| DM1107518 | Segin LED1x4350 E941 T740 LSM1 | non-dimmable, I, IP65, IK08, LSM1 optic, tempered glass, black grey aluminium body | 425 | 425 | 816 |  | 100000/L90B10 | 3 | 4333 | 34 | 127 | 70+ | 4000 | 608.837
| DM1107519 | Segin LED1x5400 E942 T740 LSM1 | non-dimmable, I, IP65, IK08, LSM1 optic, tempered glass, black grey aluminium body | 425 | 425 | 816 |  | 100000/L90B10 | 3 | 5409 | 44.3 | 122 | 70+ | 4000 | 608.837
| DM1107520 | Segin LED1x6500 E943 T740 LSM1 | non-dimmable, I, IP65, IK08, LSM1 optic, tempered glass, black grey aluminium body | 425 | 425 | 816 |  | 100000/L90B10 | 3 | 6499 | 51 | 127 | 70+ | 4000 | 653.084
| DM1107521 | Segin LED1x8150 E944 T740 LSM1 | non-dimmable, I, IP65, IK08, LSM1 optic, tempered glass, black grey aluminium body | 425 | 425 | 816 |  | 100000/L90B10 | 3 | 8113 | 65.8 | 123 | 70+ | 4000 | 653.084
| DM1107522 | Segin LED1x4350 E941 T730 LSS1 | non-dimmable, I, IP65, IK08, LSS1 optic, tempered glass, black grey aluminium body | 425 | 425 | 816 |  | 100000/L90B10 | 3 | 4223 | 34 | 124 | 70+ | 3000 | 608.837
| DM1107523 | Segin LED1x5400 E942 T730 LSS1 | non-dimmable, I, IP65, IK08, LSS1 optic, tempered glass, black grey aluminium body | 425 | 425 | 816 |  | 100000/L90B10 | 3 | 5273 | 44.3 | 119 | 70+ | 3000 | 608.837
| DM1107524 | Segin LED1x6500 E943 T730 LSS1 | non-dimmable, I, IP65, IK08, LSS1 optic, tempered glass, black grey aluminium body | 425 | 425 | 816 |  | 100000/L90B10 | 3 | 6335 | 51 | 124 | 70+ | 3000 | 653.084
| DM1107525 | Segin LED1x8150 E944 T730 LSS1 | non-dimmable, I, IP65, IK08, LSS1 optic, tempered glass, black grey aluminium body | 425 | 425 | 816 |  | 100000/L90B10 | 3 | 7909 | 65.8 | 120 | 70+ | 3000 | 653.084
| DM1107526 | Segin LED1x4350 E941 T740 LSS1 | non-dimmable, I, IP65, IK08, LSS1 optic, tempered glass, black grey aluminium body | 425 | 425 | 816 |  | 100000/L90B10 | 3 | 4392 | 34 | 129 | 70+ | 4000 | 608.837
| DM1107527 | Segin LED1x5400 E942 T740 LSS1 | non-dimmable, I, IP65, IK08, LSS1 optic, tempered glass, black grey aluminium body | 425 | 425 | 816 |  | 100000/L90B10 | 3 | 5483 | 44.3 | 124 | 70+ | 4000 | 608.837
| DM1107528 | Segin LED1x6500 E943 T740 LSS1 | non-dimmable, I, IP65, IK08, LSS1 optic, tempered glass, black grey aluminium body | 425 | 425 | 816 |  | 100000/L90B10 | 3 | 6588 | 51 | 129 | 70+ | 4000 | 653.084
| DM1107529 | Segin LED1x8150 E944 T740 LSS1 | non-dimmable, I, IP65, IK08, LSS1 optic, tempered glass, black grey aluminium body | 425 | 425 | 816 |  | 100000/L90B10 | 3 | 8224 | 65.8 | 125 | 70+ | 4000 | 653.084
Available options:
|  | DALI | Driver with DALI interface and switch-control dimming | [11 empty] | 55
|  | ADIM | Driver with autonomous two-level dimming | [11 empty] | 81.055
|  | PCA | Photocell 20mm miniature type, IP65, 35 lux; 1:05 ratio | [11 empty] | 73.358
|  | II | Electric Shock protection class II | [11 empty] | 16.383
|  | Tmin-40C | Luminaire suitable for low ambient temperatures up to -40°C | [11 empty] | 42.484
|  | LS140 | Optics with 140x140° beam angle
|  | LSS1 | Optics with asymmetric beam SS1
|  | LSM1 | Optics with asymmetric beam SM1
|  | RAL (MOQ: 1-9pcs) | RAL colour | [11 empty] | 205.927
|  | RAL (MOQ: 10pcs) | RAL colour | [11 empty] | 80.41
*note - price for uncommon RAL colour could be different from indicated. Ask before placing an order
|  | T730 | Colour temperature 3000K, CRI 70+
|  | T740 | Colour temperature 4000K, CRI 70+
|  | T750 | Colour temperature 5000K, CRI 70+ | [11 empty] | 8.643
| DM1102557 | Squall LED1x5350 E946 T730 LS140 | LED, IP66, IK08, park optic, tempered glass, black grey aluminium body | 475 | 475 | 535 |  | 100000/L90B10 | 3 | 5258 | 43.3 | 121 | 70+ | 3000 | 868.944
| DM1102558 | Squall LED1x6150 E947 T730 LS140 | LED, IP66, IK08, park optic, tempered glass, black grey aluminium body | 475 | 475 | 535 |  | 100000/L90B10 | 3 | 6078 | 51 | 119 | 70+ | 3000 | 868.944
| DM1102559 | Squall LED1x8200 E948 T730 LS140 Tmin-40C | LED, IP66, IK08, park optic, tempered glass, black grey aluminium body | 475 | 475 | 535 |  | 100000/L90B10 | 3 | 8104 | 68.7 | 118 | 70+ | 3000 | 928.886
| DM1102560 | Squall LED1x10250 E949 T730 LS140 Tmin-40C | LED, IP66, IK08, park optic, tempered glass, black grey aluminium body | 475 | 475 | 535 |  | 100000/L90B10 | 3 | 10118 | 87.7 | 115 | 70+ | 3000 | 958.384
| DM1102561 | Squall LED1x5350 E946 T740 LS140 | LED, IP66, IK08, park optic, tempered glass, black grey aluminium body | 475 | 475 | 535 |  | 100000/L90B10 | 3 | 5468 | 43.3 | 126 | 70+ | 4000 | 868.944
| DM1102562 | Squall LED1x6150 E947 T740 LS140 | LED, IP66, IK08, park optic, tempered glass, black grey aluminium body | 475 | 475 | 535 |  | 100000/L90B10 | 3 | 6321 | 51 | 124 | 70+ | 4000 | 868.944
| DM1102563 | Squall LED1x8200 E948 T740 LS140 Tmin-40C | LED, IP66, IK08, park optic, tempered glass, black grey aluminium body | 475 | 475 | 535 |  | 100000/L90B10 | 3 | 8427 | 68.7 | 123 | 70+ | 4000 | 928.886
| DM1102564 | Squall LED1x10250 E949 T740 LS140 Tmin-40C | LED, IP66, IK08, park optic, tempered glass, black grey aluminium body | 475 | 475 | 535 |  | 100000/L90B10 | 3 | 10521 | 87.7 | 120 | 70+ | 4000 | 958.384
| DM1105258 | Squall LED1x5350 E946 T730 LSM1 | LED, IP66, IK08, LSM1 optic, tempered glass, black grey aluminium body | 475 | 475 | 535 |  | 100000/L90B10 | 3 | 5110 | 43.3 | 118 | 70+ | 3000 | 868.944
| DM1105259 | Squall LED1x6150 E947 T730 LSM1 | LED, IP66, IK08, LSM1 optic, tempered glass, black grey aluminium body | 475 | 475 | 535 |  | 100000/L90B10 | 3 | 5907 | 51 | 116 | 70+ | 3000 | 868.944
| DM1105260 | Squall LED1x8200 E948 T730 LSM1 Tmin-40C | LED, IP66, IK08, LSM1 optic, tempered glass, black grey aluminium body | 475 | 475 | 535 |  | 100000/L90B10 | 3 | 7876 | 68.7 | 115 | 70+ | 3000 | 928.886
| DM1105261 | Squall LED1x10250 E949 T730 LSM1 Tmin-40C | LED, IP66, IK08, LSM1 optic, tempered glass, black grey aluminium body | 475 | 475 | 535 |  | 100000/L90B10 | 3 | 9833 | 87.7 | 112 | 70+ | 3000 | 958.384
| DM1105262 | Squall LED1x5350 E946 T740 LSM1 | LED, IP66, IK08, LSM1 optic, tempered glass, black grey aluminium body | 475 | 475 | 535 |  | 100000/L90B10 | 3 | 5314 | 43.3 | 123 | 70+ | 4000 | 868.944
| DM1105263 | Squall LED1x6150 E947 T740 LSM1 | LED, IP66, IK08, LSM1 optic, tempered glass, black grey aluminium body | 475 | 475 | 535 |  | 100000/L90B10 | 3 | 6143 | 51 | 120 | 70+ | 4000 | 868.944
| DM1105264 | Squall LED1x8200 E948 T740 LSM1 Tmin-40C | LED, IP66, IK08, LSM1 optic, tempered glass, black grey aluminium body | 475 | 475 | 535 |  | 100000/L90B10 | 3 | 8190 | 68.7 | 119 | 70+ | 4000 | 928.886
| DM1105265 | Squall LED1x10250 E949 T740 LSM1 Tmin-40C | LED, IP66, IK08, LSM1 optic, tempered glass, black grey aluminium body | 475 | 475 | 535 |  | 100000/L90B10 | 3 | 10225 | 87.7 | 117 | 70+ | 4000 | 958.384
| DM1105250 | Squall LED1x5350 E946 T730 LSS1 | LED, IP66, IK08, LSS1 optic, tempered glass, black grey aluminium body | 475 | 475 | 535 |  | 100000/L90B10 | 3 | 5184 | 43.3 | 120 | 70+ | 3000 | 868.944
| DM1105251 | Squall LED1x6150 E947 T730 LSS1 | LED, IP66, IK08, LSS1 optic, tempered glass, black grey aluminium body | 475 | 475 | 535 |  | 100000/L90B10 | 3 | 5993 | 51 | 118 | 70+ | 3000 | 868.944
| DM1105252 | Squall LED1x8200 E948 T730 LSS1 Tmin-40C | LED, IP66, IK08, LSS1 optic, tempered glass, black grey aluminium body | 475 | 475 | 535 |  | 100000/L90B10 | 3 | 7990 | 68.7 | 116 | 70+ | 3000 | 928.886
| DM1105253 | Squall LED1x10250 E949 T730 LSS1 Tmin-40C | LED, IP66, IK08, LSS1 optic, tempered glass, black grey aluminium body | 475 | 475 | 535 |  | 100000/L90B10 | 3 | 9975 | 87.7 | 114 | 70+ | 3000 | 958.384
| DM1105254 | Squall LED1x5350 E946 T740 LSS1 | LED, IP66, IK08, LSS1 optic, tempered glass, black grey aluminium body | 475 | 475 | 535 |  | 100000/L90B10 | 3 | 5391 | 43.3 | 125 | 70+ | 4000 | 868.944
| DM1105255 | Squall LED1x6150 E947 T740 LSS1 | LED, IP66, IK08, LSS1 optic, tempered glass, black grey aluminium body | 475 | 475 | 535 |  | 100000/L90B10 | 3 | 6232 | 51 | 122 | 70+ | 4000 | 868.944
| DM1105256 | Squall LED1x8200 E948 T740 LSS1 Tmin-40C | LED, IP66, IK08, LSS1 optic, tempered glass, black grey aluminium body | 475 | 475 | 535 |  | 100000/L90B10 | 3 | 8309 | 68.7 | 121 | 70+ | 4000 | 928.886
| DM1105257 | Squall LED1x10250 E949 T740 LSS1 Tmin-40C | LED, IP66, IK08, LSS1 optic, tempered glass, black grey aluminium body | 475 | 475 | 535 |  | 100000/L90B10 | 3 | 10373 | 87.7 | 118 | 70+ | 4000 | 958.384
Available options:
|  | DALI (E946...E947) | Driver with DALI interface and switch-control dimming | [11 empty] | 55
|  | DALI (E948...E949) | Driver with DALI interface and switch-control dimming | [11 empty] | 55
|  | ADIM | Driver with autonomous two-level dimming | [11 empty] | 81.055
|  | PCA | Photocell 20mm miniature type, IP65, 35 lux; 1:05 ratio | [11 empty] | 73.358
*note - with PCA option luminaire operating temperature range starts from -25˚ C
|  | II | Electric Shock protection class II | [11 empty] | 16.383
|  | Tmin-40C | Luminaire suitable for low ambient temperatures up to -40°C | [11 empty] | 42.484
|  | LS140 | Optics with 140x140° beam angle
|  | LSS1 | Optics with asymmetric beam SS1
|  | LSM1 | Optics with asymmetric beam SM1
|  | RAL (MOQ: 1-9pcs) | RAL colour | [11 empty] | 227.513
|  | RAL (MOQ: 10pcs) | RAL colour | [11 empty] | 80.41
*note - price for uncommon RAL colour could be different from indicated. Ask before placing an order
|  | T730 | Colour temperature 3000K, CRI 70+
|  | T740 | Colour temperature 4000K, CRI 70+
|  | T750 | Colour temperature 5000K, CRI 70+ | [11 empty] | 8.643
| DM1119196 | Sargas LED1x5050 J455 T740 LS140 | non-dimmable, I, IP66, IK08, light grey aluminium body | 500 | 500 | 235 |  | 100000/L90B10 | 5 | 5009 | 34.3 | 146 | 70+ | 4000 | 829.212
| DM1119197 | Sargas LED1x7100 J456 T740 LS140 | non-dimmable, I, IP66, IK08, clear glass diffuser, light grey aluminium body | 500 | 500 | 235 |  | 100000/L90B10 | 5 | 7073 | 48.7 | 145 | 70+ | 4000 | 829.212
| DM1119198 | Sargas LED1x9700 J457 T740 LS140 | non-dimmable, I, IP66, IK08, clear glass diffuser, light grey aluminium body | 500 | 500 | 235 |  | 100000/L90B10 | 5 | 9663 | 68 | 142 | 70+ | 4000 | 868.299
Available options:
|  | T730 | Colour temperature 3000K, CRI 70+
|  | T740 | Colour temperature 4000K, CRI 70+
|  | DALI | Driver with DALI interface and switch-control dimming | [11 empty] | 55
|  | Shade | Deglaring decorative shade for Sargas LED luminaire | [11 empty] | 65.661
|  | ADIM | Driver with autonomous two-level dimming | [11 empty] | 27.09
|  | PCA | Photocell 20mm miniature type, IP65, 35 lux; 1:05 ratio | [11 empty] | 73.358
|  | II | Electric Shock protection class II | [11 empty] | 9.116
|  | RAL (OPTIONAL QNT. ≤10) | RAL colour from OPTIONAL RAL colours list. Order quantity ≤10 pcs. | [11 empty] | 110.596
|  | RAL (OPTIONAL QNT. >10) | RAL colour from OPTIONAL RAL colours list. Order quantity >10 pcs. | [11 empty] | 37.066
| DM1119407 | Sirius LED1x5300 J674 T830 | non-dimmable, I, IP66, IK08, light grey aluminium body | 500 | 500 | 523 |  | 50000/L80B10 | 5 | 4852 | 39.3 | 123 | 80+ | 3000 | 846.24
| DM1119408 | Sirius LED1x7400 J675 T830 | non-dimmable, I, IP66, IK08, light grey aluminium body | 500 | 500 | 523 |  | 50000/L80B10 | 5 | 6802 | 58.3 | 117 | 80+ | 3000 | 856.001
| DM1119409 | Sirius LED1x9350 J708 T830 | non-dimmable, I, IP66, IK08, light grey aluminium body | 500 | 500 | 523 |  | 50000/L80B10 | 5 | 8649 | 78.1 | 111 | 80+ | 3000 | 913.922
| DM1119210 | Sirius LED1x5300 J674 T840 | non-dimmable, I, IP66, IK08, light grey aluminium body | 500 | 500 | 523 |  | 50000/L80B10 | 5 | 5275 | 39.3 | 134 | 80+ | 4000 | 846.24
| DM1119211 | Sirius LED1x7400 J675 T840 | non-dimmable, I, IP66, IK08, light grey aluminium body | 500 | 500 | 523 |  | 50000/L80B10 | 5 | 7394 | 58.3 | 127 | 80+ | 4000 | 856.001
| DM1119406 | Sirius LED1x9350 J708 T840 | non-dimmable, I, IP66, IK08, light grey aluminium body | 500 | 500 | 523 |  | 50000/L80B10 | 5 | 9328 | 78.1 | 119 | 80+ | 4000 | 913.922
Available options:
|  | T730 | Colour temperature 3000K, CRI 70+
|  | T740 | Colour temperature 4000K, CRI 70+
|  | DALI | Driver with DALI interface and switch-control dimming | [11 empty] | 55
|  | ADIM | Driver with autonomous two-level dimming | [11 empty] | 67.467
|  | CBF3x1.5-N m (price per 1 meter) | Outgoing flexible cable 3x1.5mm², length according to customer specification | [11 empty] | 7.783
|  | CBF5x1.5-N m (price per 1 meter) | Outgoing flexible cable 5x1.5mm², length according to customer specification | [11 empty] | 8.643
*note - please specify the length of outgoing cable before placing an order
| DM1119404 | Pole LED1x5000 J673 T730 LS140 | non-dimmable, I, IP66, IK08, dark grey aluminium body | 168 | 168 | 3500 |  | 100000/L90B10 | 5 | 4300 | 50 | 86 | 70+ | 3000 | 2117.191
| DM1119405 | Pole LED1x5000 J673 T730 LSM1 | non-dimmable, I, IP66, IK08, dark grey aluminium body | 168 | 168 | 3500 |  | 100000/L90B10 | 5 | 4300 | 50 | 86 | 70+ | 3000 | 2117.191
| DM1119207 | Pole LED1x5000 J673 T740 LS140 | non-dimmable, I, IP66, IK08, dark grey aluminium body | 168 | 168 | 3500 |  | 100000/L90B10 | 5 | 5000 | 50 | 100 | 70+ | 4000 | 2117.191
| DM1119403 | Pole LED1x5000 J673 T740 LSM1 | non-dimmable, I, IP66, IK08, dark grey aluminium body | 168 | 168 | 3500 |  | 100000/L90B10 | 5 | 5000 | 50 | 100 | 70+ | 4000 | 2117.191
Available options:
|  | T730 | Colour temperature 3000K, CRI 70+
|  | T740 | Colour temperature 4000K, CRI 70+
|  | LSM1 | Optics with asymmetric beam SM1, Universal road lighting
|  | DALI | Driver with DALI interface and switch-control dimming | [11 empty] | 55
| DM1119199 | Alkes A LED1x5850 J458 T740 LSM1 | non-dimmable, I, IP66, IK08 | 672 | 490 | 91 |  | 100000/L90B10 | 5 | 5820 | 36.2 | 161 | 70+ | 4000 | 649.687
| DM1119200 | Alkes A LED1x7950 J459 T740 LSM1 | non-dimmable, I, IP66, IK08 | 672 | 490 | 91 |  | 100000/L90B10 | 5 | 7923 | 51 | 155 | 70+ | 4000 | 649.687
| DM1119201 | Alkes A LED1x9900 J460 T740 LSM1 | non-dimmable, I, IP66, IK08 | 672 | 490 | 91 |  | 100000/L90B10 | 5 | 9891 | 67.2 | 147 | 70+ | 4000 | 679.185
| DM1119202 | Alkes A LED1x11300 J461 T740 LSM1 | non-dimmable, I, IP66, IK08 | 672 | 490 | 91 |  | 100000/L90B10 | 5 | 11255 | 78.4 | 144 | 70+ | 4000 | 679.185
Available options:
|  | T730 | Colour temperature 3000K, CRI 70+
|  | T740 | Colour temperature 4000K, CRI 70+
|  | LS140 | Optics with 140x140 beam angle
|  | LSM1 | Optics with asymmetric beam SM1
|  | LSM2 | Optics with asymmetric beam SM2 | [11 empty] | 1.849
|  | LSS1 | Optics with asymmetric beam SS1
|  | LSS2 | Optics with asymmetric beam SS2
|  | LSPR | Optics with asymmetric beam LSPR for pedestrian-crossing "right" | [11 empty] | 37.066
|  | LSPL | Optics with asymmetric beam LSPL for pedestrian-crossing "left" | [11 empty] | 37.066
|  | DALI | Driver with DALI interface and switch-control dimming | [11 empty] | 55
|  | ADIM | Driver with autonomous two-level dimming | [11 empty] | 27.09
|  | II | Electric Shock protection class II | [11 empty] | 27.09
|  | CBF3x1.5-N m (price per 1 meter) | Outgoing flexible cable 3x1.5mm², length according to customer specification | [11 empty] | 7.783
|  | CBF5x1.5-N m (price per 1 meter) | Outgoing flexible cable 5x1.5mm², length according to customer specification | [11 empty] | 8.643
|  | RAL (OPTIONAL QNT. ≤10) | RAL colour from OPTIONAL RAL colours list. Order quantity ≤10 pcs. | [11 empty] | 75.637
|  | RAL (OPTIONAL QNT. >10) | RAL colour from OPTIONAL RAL colours list. Order quantity >10 pcs. | [11 empty] | 25.284
Available accessories:
| DM9020578 | WALL MTG bracket (Street LED D60mm 10 P7035S) | Bracket for street luminaire installation onto wall, pole diameter D60mm, 10 angle, 1pcs | [11 empty] | 67.209
| DM1119203 | Alkes B LED1x5850 J462 T740 LS140 | non-dimmable, I, IP66, IK08 | 490 | 490 | 130 |  | 100000/L90B10 | 5 | 5820 | 36.2 | 161 | 70+ | 4000 | 755.682
| DM1119204 | Alkes B LED1x7950 J463 T740 LS140 | non-dimmable, I, IP66, IK08 | 490 | 490 | 130 |  | 100000/L90B10 | 5 | 7923 | 51 | 155 | 70+ | 4000 | 755.682
| DM1119205 | Alkes B LED1x9900 J464 T740 LS140 | non-dimmable, I, IP66, IK08 | 490 | 490 | 130 |  | 100000/L90B10 | 5 | 9891 | 67.2 | 147 | 70+ | 4000 | 783.159
| DM1119206 | Alkes B LED1x11300 J465 T740 LS140 | non-dimmable, I, IP66, IK08, | 490 | 490 | 130 |  | 100000/L90B10 | 5 | 11255 | 78.4 | 144 | 70+ | 4000 | 783.159
Available options:
|  | T730 | Colour temperature 3000K, CRI 70+
|  | T740 | Colour temperature 4000K, CRI 70+
LS90
|  | DALI | Driver with DALI interface and switch-control dimming | [11 empty] | 55
|  | ADIM | Driver with autonomous two-level dimming | [11 empty] | 27.09
|  | II | Electric Shock protection class II | [11 empty] | 9.116
|  | CBF3x1.5-N m (price per 1 meter) | Outgoing flexible cable 3x1.5mm², length according to customer specification | [11 empty] | 7.783
|  | CBF5x1.5-N m (price per 1 meter) | Outgoing flexible cable 5x1.5mm², length according to customer specification | [11 empty] | 8.643
|  | RAL (OPTIONAL QNT. ≤10) | RAL colour from OPTIONAL RAL colours list. Order quantity ≤10 pcs. | [11 empty] | 62.006
|  | RAL (OPTIONAL QNT. >10) | RAL colour from OPTIONAL RAL colours list. Order quantity >10 pcs. | [11 empty] | 20.726
| DM1133135 | Phad L LED1x4050 T740 LSS2 h-3m | non-dimmable, I, IP66, IK08,beam optic, tempered glass, dark grey aluminium body, ground mounted LED | 335 | 150 | 3000 |  | 100000/L90B10 | 5 | 4026 | 27.5 | 146.4 | 70+ | 4000 | 1332.871
| DM1133136 | Phad L LED1x4050 T740 LSS2 h-4m | non-dimmable, I, IP66, IK08,beam optic, tempered glass, dark grey aluminium body, ground mounted LED | 335 | 150 | 4000 |  | 100000/L90B10 | 5 | 4026 | 27.5 | 146.4 | 70+ | 4000 | 1696.995
| DM1133137 | Phad L LED1x4050 T740 LSS2 h-5m | non-dimmable, I, IP66, IK08,beam optic, tempered glass, dark grey aluminium body, ground mounted LED | 335 | 150 | 5000 |  | 100000/L90B10 | 5 | 4026 | 27.5 | 146.4 | 70+ | 4000 | 1801.227
Available options:
|  | T730 | Colour temperature 3000K, CRI 70+
|  | T740 | Colour temperature 4000K, CRI 70+
|  | T750 | Colour temperature 5000K, CRI 70+ | [11 empty] | 8.213
|  | T830 | Colour temperature 3000K, CRI 80+
|  | LSPR | Fully asymmetric beam designed to highlight pedestrian crossings for right side traffic
|  | LSPL | Fully asymmetric beam designed to highlight pedestrian crossings for left side traffic
|  | LS140 | Optics with 140x140 beam angle
|  | LSA1 | Optics with asymmetric beam SA1
|  | LSA2 | Optics with asymmetric beam SA2
|  | LSM1 | Optics with asymmetric beam SM1
|  | LSM2 | Optics with asymmetric beam SM2
|  | LSS1 | Optics with asymmetric beam SS1
|  | LSS2 | Optics with asymmetric beam SS2
|  | ADIM | Driver with autonomous two-level dimming | [11 empty] | 68.585
|  | CLO | Driver with Constant Light Output functionality
|  | Tmin-40C | Luminaire suitable for low ambient temperatures up to -40 C
|  | HT | Luminaire suitable fof high ambient temperatures up to 55 C
|  | RAL (MOQ: 1-9pcs) | RAL colour | [11 empty] | 170.968
|  | RAL (MOQ: 10pcs) | RAL colour | [11 empty] | 57.018
*note - price for uncommon RAL colour could be different from indicated. Ask before placing an order
| DM1133138 | Phad T LED2x4050 T740 LSS2 h-3m | non-dimmable, I, IP66, IK08,beam optic, tempered glass, dark grey aluminium body, ground mounted LED | 630 | 150 | 3000 |  | 100000/L90B10 | 5 | 8063 | 53 | 152.1321 | 70+ | 4000 | 1379.655
| DM1133139 | Phad T LED2x4050 T740 LSS2 h-4m | non-dimmable, I, IP66, IK08,beam optic, tempered glass, dark grey aluminium body, ground mounted LED | 630 | 150 | 4000 |  | 100000/L90B10 | 5 | 8063 | 53 | 152.1321 | 70+ | 4000 | 1733.072
| DM1133140 | Phad T LED2x4050 T740 LSS2 h-5m | non-dimmable, I, IP66, IK08,beam optic, tempered glass, dark grey aluminium body, ground mounted LED | 630 | 150 | 5000 |  | 100000/L90B10 | 5 | 8063 | 53 | 152.1321 | 70+ | 4000 | 1834.079
Available options:
|  | T730 | Colour temperature 3000K, CRI 70+
|  | T740 | Colour temperature 4000K, CRI 70+
|  | T750 | Colour temperature 5000K, CRI 70+ | [11 empty] | 8.213
|  | T830 | Colour temperature 3000K, CRI 80+
|  | LSPR | Fully asymmetric beam designed to highlight pedestrian crossings for right side traffic
|  | LSPL | Fully asymmetric beam designed to highlight pedestrian crossings for left side traffic
|  | LS140 | Optics with 140x140 beam angle
|  | LSA1 | Optics with asymmetric beam SA1
|  | LSA2 | Optics with asymmetric beam SA2
|  | LSM1 | Optics with asymmetric beam SM1
|  | LSM2 | Optics with asymmetric beam SM2
|  | LSS1 | Optics with asymmetric beam SS1
|  | LSS2 | Optics with asymmetric beam SS2
|  | ADIM | Driver with autonomous two-level dimming | [11 empty] | 68.585
|  | CLO | Driver with Constant Light Output functionality
|  | Tmin-40C | Luminaire suitable for low ambient temperatures up to -40 C
|  | HT | Luminaire suitable fof high ambient temperatures up to 55 C
|  | RAL (MOQ: 1-9pcs) | RAL colour | [11 empty] | 170.968
|  | RAL (MOQ: 10pcs) | RAL colour | [11 empty] | 57.018
*note - price for uncommon RAL colour could be different from indicated. Ask before placing an order
| DM1118471 | Auva LED1x1900 J001 T730 LSM1 | non-dimmable, I, IP66, IK09, LSM1 beam optic, tempered glass, light grey aluminium body, for Ø60mm pole | 525 | 205 | 102 |  | 100000/L90B10 | 3 | 1840 | 12.5 | 147 | 70+ | 3000 | 354.105
| DM1118472 | Auva LED1x2250 J002 T730 LSM1 | non-dimmable, I, IP66, IK09, LSM1 beam optic, tempered glass, light grey aluminium body, for Ø60mm pole | 525 | 205 | 102 |  | 100000/L90B10 | 3 | 2172 | 15.1 | 144 | 70+ | 3000 | 354.105
| DM1118473 | Auva LED1x2600 J003 T730 LSM1 | non-dimmable, I, IP66, IK09, LSM1 beam optic, tempered glass, light grey aluminium body, for Ø60mm pole | 525 | 205 | 102 |  | 100000/L90B10 | 3 | 2514 | 17.2 | 146 | 70+ | 3000 | 354.105
| DM1118474 | Auva LED1x2900 J004 T730 LSM1 | non-dimmable, I, IP66, IK09, LSM1 beam optic, tempered glass, light grey aluminium body, for Ø60mm pole | 525 | 205 | 102 |  | 100000/L90B10 | 3 | 2818 | 19.8 | 142 | 70+ | 3000 | 354.105
| DM1118475 | Auva LED1x3250 J005 T730 LSM1 | non-dimmable, I, IP66, IK09, LSM1 beam optic, tempered glass, light grey aluminium body, for Ø60mm pole | 525 | 205 | 102 |  | 100000/L90B10 | 3 | 3140 | 22.2 | 141 | 70+ | 3000 | 354.105
| DM1118476 | Auva LED1x3700 J006 T730 LSM1 | non-dimmable, I, IP66, IK09, LSM1 beam optic, tempered glass, light grey aluminium body, for Ø60mm pole | 525 | 205 | 102 |  | 100000/L90B10 | 3 | 3106 | 26.1 | 119 | 70+ | 3000 | 354.105
| DM1118477 | Auva LED1x3800 J007 T730 LSM1 | non-dimmable, I, IP66, IK09, LSM1 beam optic, tempered glass, light grey aluminium body, for Ø60mm pole | 525 | 205 | 102 |  | 100000/L90B10 | 3 | 3680 | 23.9 | 154 | 70+ | 3000 | 375.734
| DM1118478 | Auva LED1x4500 J008 T730 LSM1 | non-dimmable, I, IP66, IK09, LSM1 beam optic, tempered glass, light grey aluminium body, for Ø60mm pole | 525 | 205 | 102 |  | 100000/L90B10 | 3 | 4345 | 28.9 | 150 | 70+ | 3000 | 375.734
| DM1118479 | Auva LED1x5200 J009 T730 LSM1 | non-dimmable, I, IP66, IK09, LSM1 beam optic, tempered glass, light grey aluminium body, for Ø60mm pole | 525 | 205 | 102 |  | 100000/L90B10 | 3 | 5028 | 33.6 | 150 | 70+ | 3000 | 375.734
| DM1118480 | Auva LED1x5800 J010 T730 LSM1 | non-dimmable, I, IP66, IK09, LSM1 beam optic, tempered glass, light grey aluminium body, for Ø60mm pole | 525 | 205 | 102 |  | 100000/L90B10 | 3 | 5635 | 38.7 | 146 | 70+ | 3000 | 375.734
| DM1118481 | Auva LED1x6450 J011 T730 LSM1 | non-dimmable, I, IP66, IK09, LSM1 beam optic, tempered glass, light grey aluminium body, for Ø60mm pole | 525 | 205 | 102 |  | 100000/L90B10 | 3 | 6279 | 43.9 | 143 | 70+ | 3000 | 375.734
| DM1118482 | Auva LED1x7350 J012 T730 LSM1 | non-dimmable, I, IP66, IK09, LSM1 beam optic, tempered glass, light grey aluminium body, for Ø60mm pole | 525 | 205 | 102 |  | 100000/L90B10 | 3 | 6212 | 51.7 | 120 | 70+ | 3000 | 391.601
| DM1118483 | Auva LED1x5700 J013 T730 LSM1 | non-dimmable, I, IP66, IK09, LSM1 beam optic, tempered glass, light grey aluminium body, for Ø60mm pole | 525 | 250 | 102 |  | 100000/L90B10 | 3 | 5520 | 35.8 | 154 | 70+ | 3000 | 489.856
| DM1118484 | Auva LED1x6700 J014 T730 LSM1 | non-dimmable, I, IP66, IK09, LSM1 beam optic, tempered glass, light grey aluminium body, for Ø60mm pole | 525 | 250 | 102 |  | 100000/L90B10 | 3 | 6517 | 43.3 | 151 | 70+ | 3000 | 489.856
| DM1118485 | Auva LED1x7750 J015 T730 LSM1 | non-dimmable, I, IP66, IK09, LSM1 beam optic, tempered glass, light grey aluminium body, for Ø60mm pole | 525 | 250 | 102 |  | 100000/L90B10 | 3 | 7542 | 51 | 148 | 70+ | 3000 | 489.856
| DM1118486 | Auva LED1x8700 J016 T730 LSM1 | non-dimmable, I, IP66, IK09, LSM1 beam optic, tempered glass, light grey aluminium body, for Ø60mm pole | 525 | 250 | 102 |  | 100000/L90B10 | 3 | 8453 | 58.6 | 144 | 70+ | 3000 | 518.279
| DM1118487 | Auva LED1x9700 J017 T730 LSM1 | non-dimmable, I, IP66, IK09, LSM1 beam optic, tempered glass, light grey aluminium body, for Ø60mm pole | 525 | 250 | 102 |  | 100000/L90B10 | 3 | 9419 | 66.5 | 142 | 70+ | 3000 | 518.279
| DM1118488 | Auva LED1x11050 J018 T730 LSM1 | non-dimmable, I, IP66, IK09, LSM1 beam optic, tempered glass, light grey aluminium body, for Ø60mm pole | 525 | 250 | 102 |  | 100000/L90B10 | 3 | 9317 | 78.3 | 119 | 70+ | 3000 | 518.279
| DM1118489 | Auva LED1x7600 J019 T730 LSM1 | non-dimmable, I, IP66, IK09, LSM1 beam optic, tempered glass, light grey aluminium body, for Ø60mm pole | 625 | 288 | 102 |  | 100000/L90B10 | 3 | 7360 | 48.3 | 152 | 70+ | 3000 | 643.108
| DM1118490 | Auva LED1x8950 J020 T730 LSM1 | non-dimmable, I, IP66, IK09, LSM1 beam optic, tempered glass, light grey aluminium body, for Ø60mm pole | 625 | 288 | 102 |  | 100000/L90B10 | 3 | 8689 | 57.7 | 151 | 70+ | 3000 | 643.108
| DM1118491 | Auva LED1x10350 J021 T730 LSM1 | non-dimmable, I, IP66, IK09, LSM1 beam optic, tempered glass, light grey aluminium body, for Ø60mm pole | 625 | 288 | 102 |  | 100000/L90B10 | 3 | 10056 | 68 | 148 | 70+ | 3000 | 671.445
| DM1118492 | Auva LED1x11600 J022 T730 LSM1 | non-dimmable, I, IP66, IK09, LSM1 beam optic, tempered glass, light grey aluminium body, for Ø60mm pole | 625 | 288 | 102 |  | 100000/L90B10 | 3 | 11271 | 77.3 | 146 | 70+ | 3000 | 671.445
| DM1118493 | Auva LED1x12900 J023 T730 LSM1 | non-dimmable, I, IP66, IK09, LSM1 beam optic, tempered glass, light grey aluminium body, for Ø60mm pole | 625 | 288 | 102 |  | 100000/L90B10 | 3 | 12559 | 87.7 | 143 | 70+ | 3000 | 671.445
| DM1118494 | Auva LED1x14700 J024 T730 LSM1 | non-dimmable, I, IP66, IK09, LSM1 beam optic, tempered glass, light grey aluminium body, for Ø60mm pole | 625 | 288 | 102 |  | 100000/L90B10 | 3 | 14283 | 103.3 | 138 | 70+ | 3000 | 698.965
| DM1118495 | Auva LED1x11400 J025 T730 LSM1 | non-dimmable, I, IP66, IK09, LSM1 beam optic, tempered glass, light grey aluminium body, for Ø60mm pole | 625 | 288 | 102 |  | 100000/L90B10 | 3 | 11040 | 71.6 | 154 | 70+ | 3000 | 709.844
| DM1118496 | Auva LED1x13400 J026 T730 LSM1 | non-dimmable, I, IP66, IK09, LSM1 beam optic, tempered glass, light grey aluminium body, for Ø60mm pole | 625 | 288 | 102 |  | 100000/L90B10 | 3 | 13034 | 86.6 | 151 | 70+ | 3000 | 709.844
| DM1118497 | Auva LED1x15500 J027 T730 LSM1 | non-dimmable, I, IP66, IK09, LSM1 beam optic, tempered glass, light grey aluminium body, for Ø60mm pole | 625 | 288 | 102 |  | 100000/L90B10 | 3 | 15085 | 100.9 | 150 | 70+ | 3000 | 737.966
| DM1118498 | Auva LED1x17400 J028 T730 LSM1 | non-dimmable, I, IP66, IK09, LSM1 beam optic, tempered glass, light grey aluminium body, for Ø60mm pole | 625 | 288 | 102 |  | 100000/L90B10 | 3 | 16906 | 116 | 146 | 70+ | 3000 | 737.966
| DM1118499 | Auva LED1x19350 J029 T730 LSM1 | non-dimmable, I, IP66, IK09, LSM1 beam optic, tempered glass, light grey aluminium body, for Ø60mm pole | 625 | 288 | 102 |  | 100000/L90B10 | 3 | 18838 | 131.6 | 143 | 70+ | 3000 | 737.966
| DM1118501 | Auva LED1x15200 J031 T730 LSM1 | non-dimmable, I, IP66, IK09, LSM1 beam optic, tempered glass, light grey aluminium body, for Ø60mm pole | 776 | 320 | 102 |  | 100000/L90B10 | 3 | 14721 | 94.5 | 156 | 70+ | 3000 | 947.935
| DM1118502 | Auva LED1x17900 J032 T730 LSM1 | non-dimmable, I, IP66, IK09, LSM1 beam optic, tempered glass, light grey aluminium body, for Ø60mm pole | 776 | 320 | 102 |  | 100000/L90B10 | 3 | 17379 | 114.2 | 152 | 70+ | 3000 | 947.935
| DM1118503 | Auva LED1x20700 J033 T730 LSM1 | non-dimmable, I, IP66, IK09, LSM1 beam optic, tempered glass, light grey aluminium body, for Ø60mm pole | 776 | 320 | 102 |  | 100000/L90B10 | 3 | 20113 | 134.5 | 150 | 70+ | 3000 | 947.935
| DM1118504 | Auva LED1x23150 J034 T730 LSM1 | non-dimmable, I, IP66, IK09, LSM1 beam optic, tempered glass, light grey aluminium body, for Ø60mm pole | 776 | 320 | 102 |  | 100000/L90B10 | 3 | 22541 | 154.7 | 146 | 70+ | 3000 | 968.833
| DM1118505 | Auva LED1x25800 J035 T730 LSM1 | non-dimmable, I, IP66, IK09, LSM1 beam optic, tempered glass, light grey aluminium body, for Ø60mm pole | 776 | 320 | 102 |  | 100000/L90B10 | 3 | 25118 | 175.5 | 143 | 70+ | 3000 | 968.833
| DM1115286 | Auva LED1x1900 J001 T740 LSM1 | non-dimmable, I, IP66, IK09, LSM1 beam optic, tempered glass, light grey aluminium body, for Ø60mm pole | 525 | 205 | 102 |  | 100000/L90B10 | 3 | 1897 | 12.5 | 152 | 70+ | 4000 | 354.105
| DM1115287 | Auva LED1x2250 J002 T740 LSM1 | non-dimmable, I, IP66, IK09, LSM1 beam optic, tempered glass, light grey aluminium body, for Ø60mm pole | 525 | 205 | 102 |  | 100000/L90B10 | 3 | 2233 | 15.1 | 148 | 70+ | 4000 | 354.105
| DM1115288 | Auva LED1x2600 J003 T740 LSM1 | non-dimmable, I, IP66, IK09, LSM1 beam optic, tempered glass, light grey aluminium body, for Ø60mm pole | 525 | 205 | 102 |  | 100000/L90B10 | 3 | 2582 | 17.2 | 150 | 70+ | 4000 | 354.105
| DM1115289 | Auva LED1x2900 J004 T740 LSM1 | non-dimmable, I, IP66, IK09, LSM1 beam optic, tempered glass, light grey aluminium body, for Ø60mm pole | 525 | 205 | 102 |  | 100000/L90B10 | 3 | 2892 | 19.8 | 146 | 70+ | 4000 | 354.105
| DM1115290 | Auva LED1x3250 J005 T740 LSM1 | non-dimmable, I, IP66, IK09, LSM1 beam optic, tempered glass, light grey aluminium body, for Ø60mm pole | 525 | 205 | 102 |  | 100000/L90B10 | 3 | 3223 | 22.2 | 145 | 70+ | 4000 | 354.105
| DM1115291 | Auva LED1x3700 J006 T740 LSM1 | non-dimmable, I, IP66, IK09, LSM1 beam optic, tempered glass, light grey aluminium body, for Ø60mm pole | 525 | 205 | 102 |  | 100000/L90B10 | 3 | 3667 | 26.1 | 140 | 70+ | 4000 | 354.105
| DM1115292 | Auva LED1x3800 J007 T740 LSM1 | non-dimmable, I, IP66, IK09, LSM1 beam optic, tempered glass, light grey aluminium body, for Ø60mm pole | 525 | 205 | 102 |  | 100000/L90B10 | 3 | 3793 | 23.9 | 159 | 70+ | 4000 | 375.734
| DM1115293 | Auva LED1x4500 J008 T740 LSM1 | non-dimmable, I, IP66, IK09, LSM1 beam optic, tempered glass, light grey aluminium body, for Ø60mm pole | 525 | 205 | 102 |  | 100000/L90B10 | 3 | 4466 | 28.9 | 155 | 70+ | 4000 | 375.734
| DM1115294 | Auva LED1x5200 J009 T740 LSM1 | non-dimmable, I, IP66, IK09, LSM1 beam optic, tempered glass, light grey aluminium body, for Ø60mm pole | 525 | 205 | 102 |  | 100000/L90B10 | 3 | 5163 | 33.6 | 154 | 70+ | 4000 | 375.734
| DM1115295 | Auva LED1x5800 J010 T740 LSM1 | non-dimmable, I, IP66, IK09, LSM1 beam optic, tempered glass, light grey aluminium body, for Ø60mm pole | 525 | 205 | 102 |  | 100000/L90B10 | 3 | 5785 | 38.7 | 149 | 70+ | 4000 | 375.734
| DM1115296 | Auva LED1x6450 J011 T740 LSM1 | non-dimmable, I, IP66, IK09, LSM1 beam optic, tempered glass, light grey aluminium body, for Ø60mm pole | 525 | 205 | 102 |  | 100000/L90B10 | 3 | 6446 | 43.9 | 147 | 70+ | 4000 | 375.734
| DM1115297 | Auva LED1x7350 J012 T740 LSM1 | non-dimmable, I, IP66, IK09, LSM1 beam optic, tempered glass, light grey aluminium body, for Ø60mm pole | 525 | 205 | 102 |  | 100000/L90B10 | 3 | 7335 | 51.7 | 142 | 70+ | 4000 | 391.601
| DM1115310 | Auva LED1x5700 J013 T740 LSM1 | non-dimmable, I, IP66, IK09, LSM1 beam optic, tempered glass, light grey aluminium body, for Ø60mm pole | 525 | 250 | 102 |  | 100000/L90B10 | 3 | 5690 | 35.8 | 159 | 70+ | 4000 | 489.856
| DM1115311 | Auva LED1x6700 J014 T740 LSM1 | non-dimmable, I, IP66, IK09, LSM1 beam optic, tempered glass, light grey aluminium body, for Ø60mm pole | 525 | 250 | 102 |  | 100000/L90B10 | 3 | 6700 | 43.3 | 155 | 70+ | 4000 | 489.856
| DM1115312 | Auva LED1x7750 J015 T740 LSM1 | non-dimmable, I, IP66, IK09, LSM1 beam optic, tempered glass, light grey aluminium body, for Ø60mm pole | 525 | 250 | 102 |  | 100000/L90B10 | 3 | 7745 | 51 | 152 | 70+ | 4000 | 489.856
| DM1115313 | Auva LED1x8700 J016 T740 LSM1 | non-dimmable, I, IP66, IK09, LSM1 beam optic, tempered glass, light grey aluminium body, for Ø60mm pole | 525 | 250 | 102 |  | 100000/L90B10 | 3 | 8677 | 58.6 | 148 | 70+ | 4000 | 518.279
| DM1115284 | Auva LED1x9700 J017 T740 LSM1 | non-dimmable, I, IP66, IK09, LSM1 beam optic, tempered glass, light grey aluminium body, for Ø60mm pole | 525 | 250 | 102 |  | 100000/L90B10 | 3 | 9669 | 66.5 | 145 | 70+ | 4000 | 518.279
| DM1115315 | Auva LED1x11050 J018 T740 LSM1 | non-dimmable, I, IP66, IK09, LSM1 beam optic, tempered glass, light grey aluminium body, for Ø60mm pole | 525 | 250 | 102 |  | 100000/L90B10 | 3 | 11002 | 78.3 | 141 | 70+ | 4000 | 518.279
| DM1115316 | Auva LED1x7600 J019 T740 LSM1 | non-dimmable, I, IP66, IK09, LSM1 beam optic, tempered glass, light grey aluminium body, for Ø60mm pole | 625 | 288 | 102 |  | 100000/L90B10 | 3 | 7586 | 48.3 | 157 | 70+ | 4000 | 643.108
| DM1115317 | Auva LED1x8950 J020 T740 LSM1 | non-dimmable, I, IP66, IK09, LSM1 beam optic, tempered glass, light grey aluminium body, for Ø60mm pole | 625 | 288 | 102 |  | 100000/L90B10 | 3 | 8933 | 57.7 | 155 | 70+ | 4000 | 643.108
| DM1115318 | Auva LED1x10350 J021 T740 LSM1 | non-dimmable, I, IP66, IK09, LSM1 beam optic, tempered glass, light grey aluminium body, for Ø60mm pole | 625 | 288 | 102 |  | 100000/L90B10 | 3 | 10327 | 68 | 152 | 70+ | 4000 | 671.445
| DM1115319 | Auva LED1x11600 J022 T740 LSM1 | non-dimmable, I, IP66, IK09, LSM1 beam optic, tempered glass, light grey aluminium body, for Ø60mm pole | 625 | 288 | 102 |  | 100000/L90B10 | 3 | 11569 | 77.3 | 150 | 70+ | 4000 | 671.445
| DM1115320 | Auva LED1x12900 J023 T740 LSM1 | non-dimmable, I, IP66, IK09, LSM1 beam optic, tempered glass, light grey aluminium body, for Ø60mm pole | 625 | 288 | 102 |  | 100000/L90B10 | 3 | 12892 | 87.7 | 147 | 70+ | 4000 | 671.445
| DM1115321 | Auva LED1x14700 J024 T740 LSM1 | non-dimmable, I, IP66, IK09, LSM1 beam optic, tempered glass, light grey aluminium body, for Ø60mm pole | 625 | 288 | 102 |  | 100000/L90B10 | 3 | 14669 | 103.3 | 142 | 70+ | 4000 | 698.965
| DM1115322 | Auva LED1x11400 J025 T740 LSM1 | non-dimmable, I, IP66, IK09, LSM1 beam optic, tempered glass, light grey aluminium body, for Ø60mm pole | 625 | 288 | 102 |  | 100000/L90B10 | 3 | 11379 | 71.6 | 159 | 70+ | 4000 | 709.844
| DM1115323 | Auva LED1x13400 J026 T740 LSM1 | non-dimmable, I, IP66, IK09, LSM1 beam optic, tempered glass, light grey aluminium body, for Ø60mm pole | 625 | 288 | 102 |  | 100000/L90B10 | 3 | 13399 | 86.6 | 155 | 70+ | 4000 | 709.844
| DM1115285 | Auva LED1x15500 J027 T740 LSM1 | non-dimmable, I, IP66, IK09, LSM1 beam optic, tempered glass, light grey aluminium body, for Ø60mm pole | 625 | 288 | 102 |  | 100000/L90B10 | 3 | 15490 | 100.9 | 154 | 70+ | 4000 | 737.966
| DM1115325 | Auva LED1x17400 J028 T740 LSM1 | non-dimmable, I, IP66, IK09, LSM1 beam optic, tempered glass, light grey aluminium body, for Ø60mm pole | 625 | 288 | 102 |  | 100000/L90B10 | 3 | 17354 | 116 | 150 | 70+ | 4000 | 737.966
| DM1115326 | Auva LED1x19350 J029 T740 LSM1 | non-dimmable, I, IP66, IK09, LSM1 beam optic, tempered glass, light grey aluminium body, for Ø60mm pole | 625 | 288 | 102 |  | 100000/L90B10 | 3 | 19338 | 131.6 | 147 | 70+ | 4000 | 737.966
| DM1115328 | Auva LED1x15200 J031 T740 LSM1 | non-dimmable, I, IP66, IK09, LSM1 beam optic, tempered glass, light grey aluminium body, for Ø60mm pole | 776 | 320 | 102 |  | 100000/L90B10 | 3 | 15173 | 94.5 | 161 | 70+ | 4000 | 947.935
| DM1115329 | Auva LED1x17900 J032 T740 LSM1 | non-dimmable, I, IP66, IK09, LSM1 beam optic, tempered glass, light grey aluminium body, for Ø60mm pole | 776 | 320 | 102 |  | 100000/L90B10 | 3 | 17866 | 114.2 | 156 | 70+ | 4000 | 947.935
| DM1115330 | Auva LED1x20700 J033 T740 LSM1 | non-dimmable, I, IP66, IK09, LSM1 beam optic, tempered glass, light grey aluminium body, for Ø60mm pole | 776 | 320 | 102 |  | 100000/L90B10 | 3 | 20653 | 134.5 | 154 | 70+ | 4000 | 947.935
| DM1115331 | Auva LED1x23150 J034 T740 LSM1 | non-dimmable, I, IP66, IK09, LSM1 beam optic, tempered glass, light grey aluminium body, for Ø60mm pole | 776 | 320 | 102 |  | 100000/L90B10 | 3 | 23138 | 154.7 | 150 | 70+ | 4000 | 968.833
| DM1115332 | Auva LED1x25800 J035 T740 LSM1 | non-dimmable, I, IP66, IK09, LSM1 beam optic, tempered glass, light grey aluminium body, for Ø60mm pole | 776 | 320 | 102 |  | 100000/L90B10 | 3 | 25784 | 175.5 | 147 | 70+ | 4000 | 968.833
| DM1118506 | Auva LED1x1900 J001 T730 LSM2 | non-dimmable, I, IP66, IK09, LSM2 beam optic, tempered glass, light grey aluminium body, for Ø60mm pole | 525 | 205 | 102 |  | 100000/L90B10 | 3 | 1882 | 12.5 | 151 | 70+ | 3000 | 354.105
| DM1118507 | Auva LED1x2250 J002 T730 LSM2 | non-dimmable, I, IP66, IK09, LSM2 beam optic, tempered glass, light grey aluminium body, for Ø60mm pole | 525 | 205 | 102 |  | 100000/L90B10 | 3 | 2222 | 15.1 | 147 | 70+ | 3000 | 354.105
| DM1118508 | Auva LED1x2600 J003 T730 LSM2 | non-dimmable, I, IP66, IK09, LSM2 beam optic, tempered glass, light grey aluminium body, for Ø60mm pole | 525 | 205 | 102 |  | 100000/L90B10 | 3 | 2572 | 17.2 | 150 | 70+ | 3000 | 354.105
| DM1118509 | Auva LED1x2900 J004 T730 LSM2 | non-dimmable, I, IP66, IK09, LSM2 beam optic, tempered glass, light grey aluminium body, for Ø60mm pole | 525 | 205 | 102 |  | 100000/L90B10 | 3 | 2882 | 19.8 | 146 | 70+ | 3000 | 354.105
| DM1118510 | Auva LED1x3250 J005 T730 LSM2 | non-dimmable, I, IP66, IK09, LSM2 beam optic, tempered glass, light grey aluminium body, for Ø60mm pole | 525 | 205 | 102 |  | 100000/L90B10 | 3 | 3212 | 22.2 | 145 | 70+ | 3000 | 354.105
| DM1118511 | Auva LED1x3700 J006 T730 LSM2 | non-dimmable, I, IP66, IK09, LSM2 beam optic, tempered glass, light grey aluminium body, for Ø60mm pole | 525 | 205 | 102 |  | 100000/L90B10 | 3 | 3177 | 26.1 | 122 | 70+ | 3000 | 354.105
| DM1118512 | Auva LED1x3800 J007 T730 LSM2 | non-dimmable, I, IP66, IK09, LSM2 beam optic, tempered glass, light grey aluminium body, for Ø60mm pole | 525 | 205 | 102 |  | 100000/L90B10 | 3 | 3765 | 23.9 | 158 | 70+ | 3000 | 375.734
| DM1118513 | Auva LED1x4500 J008 T730 LSM2 | non-dimmable, I, IP66, IK09, LSM2 beam optic, tempered glass, light grey aluminium body, for Ø60mm pole | 525 | 205 | 102 |  | 100000/L90B10 | 3 | 4445 | 28.9 | 154 | 70+ | 3000 | 375.734
| DM1118514 | Auva LED1x5200 J009 T730 LSM2 | non-dimmable, I, IP66, IK09, LSM2 beam optic, tempered glass, light grey aluminium body, for Ø60mm pole | 525 | 205 | 102 |  | 100000/L90B10 | 3 | 5144 | 33.6 | 153 | 70+ | 3000 | 375.734
| DM1118515 | Auva LED1x5800 J010 T730 LSM2 | non-dimmable, I, IP66, IK09, LSM2 beam optic, tempered glass, light grey aluminium body, for Ø60mm pole | 525 | 205 | 102 |  | 100000/L90B10 | 3 | 5765 | 38.7 | 149 | 70+ | 3000 | 375.734
| DM1118516 | Auva LED1x6450 J011 T730 LSM2 | non-dimmable, I, IP66, IK09, LSM2 beam optic, tempered glass, light grey aluminium body, for Ø60mm pole | 525 | 205 | 102 |  | 100000/L90B10 | 3 | 6424 | 43.9 | 146 | 70+ | 3000 | 375.734
| DM1118517 | Auva LED1x7350 J012 T730 LSM2 | non-dimmable, I, IP66, IK09, LSM2 beam optic, tempered glass, light grey aluminium body, for Ø60mm pole | 525 | 205 | 102 |  | 100000/L90B10 | 3 | 6354 | 51.7 | 123 | 70+ | 3000 | 391.601
| DM1118518 | Auva LED1x5700 J013 T730 LSM2 | non-dimmable, I, IP66, IK09, LSM2 beam optic, tempered glass, light grey aluminium body, for Ø60mm pole | 525 | 250 | 102 |  | 100000/L90B10 | 3 | 5647 | 35.8 | 158 | 70+ | 3000 | 489.856
| DM1118519 | Auva LED1x6700 J014 T730 LSM2 | non-dimmable, I, IP66, IK09, LSM2 beam optic, tempered glass, light grey aluminium body, for Ø60mm pole | 525 | 250 | 102 |  | 100000/L90B10 | 3 | 6667 | 43.3 | 154 | 70+ | 3000 | 489.856
| DM1118520 | Auva LED1x7750 J015 T730 LSM2 | non-dimmable, I, IP66, IK09, LSM2 beam optic, tempered glass, light grey aluminium body, for Ø60mm pole | 525 | 250 | 102 |  | 100000/L90B10 | 3 | 7716 | 51 | 151 | 70+ | 3000 | 489.856
| DM1118521 | Auva LED1x8700 J016 T730 LSM2 | non-dimmable, I, IP66, IK09, LSM2 beam optic, tempered glass, light grey aluminium body, for Ø60mm pole | 525 | 250 | 102 |  | 100000/L90B10 | 3 | 8647 | 58.6 | 148 | 70+ | 3000 | 518.279
| DM1118522 | Auva LED1x9700 J017 T730 LSM2 | non-dimmable, I, IP66, IK09, LSM2 beam optic, tempered glass, light grey aluminium body, for Ø60mm pole | 525 | 250 | 102 |  | 100000/L90B10 | 3 | 9636 | 66.5 | 145 | 70+ | 3000 | 518.279
| DM1118523 | Auva LED1x11050 J018 T730 LSM2 | non-dimmable, I, IP66, IK09, LSM2 beam optic, tempered glass, light grey aluminium body, for Ø60mm pole | 525 | 250 | 102 |  | 100000/L90B10 | 3 | 9532 | 78.3 | 122 | 70+ | 3000 | 518.279
| DM1118524 | Auva LED1x7600 J019 T730 LSM2 | non-dimmable, I, IP66, IK09, LSM2 beam optic, tempered glass, light grey aluminium body, for Ø60mm pole | 625 | 288 | 102 |  | 100000/L90B10 | 3 | 7530 | 48.3 | 156 | 70+ | 3000 | 643.108
| DM1118525 | Auva LED1x8950 J020 T730 LSM2 | non-dimmable, I, IP66, IK09, LSM2 beam optic, tempered glass, light grey aluminium body, for Ø60mm pole | 625 | 288 | 102 |  | 100000/L90B10 | 3 | 8889 | 57.7 | 154 | 70+ | 3000 | 643.108
| DM1118526 | Auva LED1x10350 J021 T730 LSM2 | non-dimmable, I, IP66, IK09, LSM2 beam optic, tempered glass, light grey aluminium body, for Ø60mm pole | 625 | 288 | 102 |  | 100000/L90B10 | 3 | 10288 | 68 | 151 | 70+ | 3000 | 671.445
| DM1118527 | Auva LED1x11600 J022 T730 LSM2 | non-dimmable, I, IP66, IK09, LSM2 beam optic, tempered glass, light grey aluminium body, for Ø60mm pole | 625 | 288 | 102 |  | 100000/L90B10 | 3 | 11530 | 77.3 | 149 | 70+ | 3000 | 671.445
| DM1118528 | Auva LED1x12900 J023 T730 LSM2 | non-dimmable, I, IP66, IK09, LSM2 beam optic, tempered glass, light grey aluminium body, for Ø60mm pole | 625 | 288 | 102 |  | 100000/L90B10 | 3 | 12848 | 87.7 | 146 | 70+ | 3000 | 671.445
| DM1118529 | Auva LED1x14700 J024 T730 LSM2 | non-dimmable, I, IP66, IK09, LSM2 beam optic, tempered glass, light grey aluminium body, for Ø60mm pole | 625 | 288 | 102 |  | 100000/L90B10 | 3 | 14611 | 103.3 | 141 | 70+ | 3000 | 698.965
| DM1118530 | Auva LED1x11400 J025 T730 LSM2 | non-dimmable, I, IP66, IK09, LSM2 beam optic, tempered glass, light grey aluminium body, for Ø60mm pole | 625 | 288 | 102 |  | 100000/L90B10 | 3 | 11294 | 71.6 | 158 | 70+ | 3000 | 709.844
| DM1118531 | Auva LED1x13400 J026 T730 LSM2 | non-dimmable, I, IP66, IK09, LSM2 beam optic, tempered glass, light grey aluminium body, for Ø60mm pole | 625 | 288 | 102 |  | 100000/L90B10 | 3 | 13334 | 86.6 | 154 | 70+ | 3000 | 709.844
| DM1118532 | Auva LED1x15500 J027 T730 LSM2 | non-dimmable, I, IP66, IK09, LSM2 beam optic, tempered glass, light grey aluminium body, for Ø60mm pole | 625 | 288 | 102 |  | 100000/L90B10 | 3 | 15431 | 100.9 | 153 | 70+ | 3000 | 737.966
| DM1118533 | Auva LED1x17400 J028 T730 LSM2 | non-dimmable, I, IP66, IK09, LSM2 beam optic, tempered glass, light grey aluminium body, for Ø60mm pole | 625 | 288 | 102 |  | 100000/L90B10 | 3 | 17295 | 116 | 149 | 70+ | 3000 | 737.966
| DM1118534 | Auva LED1x19350 J029 T730 LSM2 | non-dimmable, I, IP66, IK09, LSM2 beam optic, tempered glass, light grey aluminium body, for Ø60mm pole | 625 | 288 | 102 |  | 100000/L90B10 | 3 | 19271 | 131.6 | 146 | 70+ | 3000 | 737.966
| DM1118536 | Auva LED1x15200 J031 T730 LSM2 | non-dimmable, I, IP66, IK09, LSM2 beam optic, tempered glass, light grey aluminium body, for Ø60mm pole | 776 | 320 | 102 |  | 100000/L90B10 | 3 | 15059 | 94.5 | 159 | 70+ | 3000 | 947.935
| DM1118537 | Auva LED1x17900 J032 T730 LSM2 | non-dimmable, I, IP66, IK09, LSM2 beam optic, tempered glass, light grey aluminium body, for Ø60mm pole | 776 | 320 | 102 |  | 100000/L90B10 | 3 | 17778 | 114.2 | 156 | 70+ | 3000 | 947.935
| DM1118538 | Auva LED1x20700 J033 T730 LSM2 | non-dimmable, I, IP66, IK09, LSM2 beam optic, tempered glass, light grey aluminium body, for Ø60mm pole | 776 | 320 | 102 |  | 100000/L90B10 | 3 | 20575 | 134.5 | 153 | 70+ | 3000 | 947.935
| DM1118539 | Auva LED1x23150 J034 T730 LSM2 | non-dimmable, I, IP66, IK09, LSM2 beam optic, tempered glass, light grey aluminium body, for Ø60mm pole | 776 | 320 | 102 |  | 100000/L90B10 | 3 | 23060 | 154.7 | 149 | 70+ | 3000 | 968.833
| DM1118540 | Auva LED1x25800 J035 T730 LSM2 | non-dimmable, I, IP66, IK09, LSM2 beam optic, tempered glass, light grey aluminium body, for Ø60mm pole | 776 | 320 | 102 |  | 100000/L90B10 | 3 | 25695 | 175.5 | 146 | 70+ | 3000 | 968.833
| DM1118541 | Auva LED1x1900 J001 T740 LSM2 | non-dimmable, I, IP66, IK09, LSM2 beam optic, tempered glass, light grey aluminium body, for Ø60mm pole | 525 | 205 | 102 |  | 100000/L90B10 | 3 | 1940 | 12.5 | 155 | 70+ | 4000 | 354.105
| DM1118542 | Auva LED1x2250 J002 T740 LSM2 | non-dimmable, I, IP66, IK09, LSM2 beam optic, tempered glass, light grey aluminium body, for Ø60mm pole | 525 | 205 | 102 |  | 100000/L90B10 | 3 | 2285 | 15.1 | 151 | 70+ | 4000 | 354.105
| DM1118543 | Auva LED1x2600 J003 T740 LSM2 | non-dimmable, I, IP66, IK09, LSM2 beam optic, tempered glass, light grey aluminium body, for Ø60mm pole | 525 | 205 | 102 |  | 100000/L90B10 | 3 | 2641 | 17.2 | 154 | 70+ | 4000 | 354.105
| DM1118544 | Auva LED1x2900 J004 T740 LSM2 | non-dimmable, I, IP66, IK09, LSM2 beam optic, tempered glass, light grey aluminium body, for Ø60mm pole | 525 | 205 | 102 |  | 100000/L90B10 | 3 | 2959 | 19.8 | 149 | 70+ | 4000 | 354.105
| DM1118545 | Auva LED1x3250 J005 T740 LSM2 | non-dimmable, I, IP66, IK09, LSM2 beam optic, tempered glass, light grey aluminium body, for Ø60mm pole | 525 | 205 | 102 |  | 100000/L90B10 | 3 | 3297 | 22.2 | 149 | 70+ | 4000 | 354.105
| DM1118546 | Auva LED1x3700 J006 T740 LSM2 | non-dimmable, I, IP66, IK09, LSM2 beam optic, tempered glass, light grey aluminium body, for Ø60mm pole | 525 | 205 | 102 |  | 100000/L90B10 | 3 | 3752 | 26.1 | 144 | 70+ | 4000 | 354.105
| DM1118547 | Auva LED1x3800 J007 T740 LSM2 | non-dimmable, I, IP66, IK09, LSM2 beam optic, tempered glass, light grey aluminium body, for Ø60mm pole | 525 | 205 | 102 |  | 100000/L90B10 | 3 | 3880 | 23.9 | 162 | 70+ | 4000 | 375.734
| DM1118548 | Auva LED1x4500 J008 T740 LSM2 | non-dimmable, I, IP66, IK09, LSM2 beam optic, tempered glass, light grey aluminium body, for Ø60mm pole | 525 | 205 | 102 |  | 100000/L90B10 | 3 | 4569 | 28.9 | 158 | 70+ | 4000 | 375.734
| DM1118549 | Auva LED1x5200 J009 T740 LSM2 | non-dimmable, I, IP66, IK09, LSM2 beam optic, tempered glass, light grey aluminium body, for Ø60mm pole | 525 | 205 | 102 |  | 100000/L90B10 | 3 | 5282 | 33.6 | 157 | 70+ | 4000 | 375.734
| DM1118550 | Auva LED1x5800 J010 T740 LSM2 | non-dimmable, I, IP66, IK09, LSM2 beam optic, tempered glass, light grey aluminium body, for Ø60mm pole | 525 | 205 | 102 |  | 100000/L90B10 | 3 | 5918 | 38.7 | 153 | 70+ | 4000 | 375.734
| DM1118551 | Auva LED1x6450 J011 T740 LSM2 | non-dimmable, I, IP66, IK09, LSM2 beam optic, tempered glass, light grey aluminium body, for Ø60mm pole | 525 | 205 | 102 |  | 100000/L90B10 | 3 | 6594 | 43.9 | 150 | 70+ | 4000 | 375.734
| DM1118552 | Auva LED1x7350 J012 T740 LSM2 | non-dimmable, I, IP66, IK09, LSM2 beam optic, tempered glass, light grey aluminium body, for Ø60mm pole | 525 | 205 | 102 |  | 100000/L90B10 | 3 | 7503 | 51.7 | 145 | 70+ | 4000 | 391.601
| DM1118553 | Auva LED1x5700 J013 T740 LSM2 | non-dimmable, I, IP66, IK09, LSM2 beam optic, tempered glass, light grey aluminium body, for Ø60mm pole | 525 | 250 | 102 |  | 100000/L90B10 | 3 | 5820 | 35.8 | 163 | 70+ | 4000 | 489.856
| DM1118554 | Auva LED1x6700 J014 T740 LSM2 | non-dimmable, I, IP66, IK09, LSM2 beam optic, tempered glass, light grey aluminium body, for Ø60mm pole | 525 | 250 | 102 |  | 100000/L90B10 | 3 | 6854 | 43.3 | 158 | 70+ | 4000 | 489.856
| DM1118555 | Auva LED1x7750 J015 T740 LSM2 | non-dimmable, I, IP66, IK09, LSM2 beam optic, tempered glass, light grey aluminium body, for Ø60mm pole | 525 | 250 | 102 |  | 100000/L90B10 | 3 | 7923 | 51 | 155 | 70+ | 4000 | 489.856
| DM1118556 | Auva LED1x8700 J016 T740 LSM2 | non-dimmable, I, IP66, IK09, LSM2 beam optic, tempered glass, light grey aluminium body, for Ø60mm pole | 525 | 250 | 102 |  | 100000/L90B10 | 3 | 8876 | 58.6 | 151 | 70+ | 4000 | 518.279
| DM1118557 | Auva LED1x9700 J017 T740 LSM2 | non-dimmable, I, IP66, IK09, LSM2 beam optic, tempered glass, light grey aluminium body, for Ø60mm pole | 525 | 250 | 102 |  | 100000/L90B10 | 3 | 9891 | 66.5 | 149 | 70+ | 4000 | 518.279
| DM1118558 | Auva LED1x11050 J018 T740 LSM2 | non-dimmable, I, IP66, IK09, LSM2 beam optic, tempered glass, light grey aluminium body, for Ø60mm pole | 525 | 250 | 102 |  | 100000/L90B10 | 3 | 11255 | 78.3 | 144 | 70+ | 4000 | 518.279
| DM1118559 | Auva LED1x7600 J019 T740 LSM2 | non-dimmable, I, IP66, IK09, LSM2 beam optic, tempered glass, light grey aluminium body, for Ø60mm pole | 625 | 288 | 102 |  | 100000/L90B10 | 3 | 7761 | 48.3 | 161 | 70+ | 4000 | 643.108
| DM1118560 | Auva LED1x8950 J020 T740 LSM2 | non-dimmable, I, IP66, IK09, LSM2 beam optic, tempered glass, light grey aluminium body, for Ø60mm pole | 625 | 288 | 102 |  | 100000/L90B10 | 3 | 9138 | 57.7 | 158 | 70+ | 4000 | 643.108
| DM1118561 | Auva LED1x10350 J021 T740 LSM2 | non-dimmable, I, IP66, IK09, LSM2 beam optic, tempered glass, light grey aluminium body, for Ø60mm pole | 625 | 288 | 102 |  | 100000/L90B10 | 3 | 10564 | 68 | 155 | 70+ | 4000 | 671.445
| DM1118562 | Auva LED1x11600 J022 T740 LSM2 | non-dimmable, I, IP66, IK09, LSM2 beam optic, tempered glass, light grey aluminium body, for Ø60mm pole | 625 | 288 | 102 |  | 100000/L90B10 | 3 | 11835 | 77.3 | 153 | 70+ | 4000 | 671.445
| DM1118563 | Auva LED1x12900 J023 T740 LSM2 | non-dimmable, I, IP66, IK09, LSM2 beam optic, tempered glass, light grey aluminium body, for Ø60mm pole | 625 | 288 | 102 |  | 100000/L90B10 | 3 | 13189 | 87.7 | 150 | 70+ | 4000 | 671.445
| DM1118564 | Auva LED1x14700 J024 T740 LSM2 | non-dimmable, I, IP66, IK09, LSM2 beam optic, tempered glass, light grey aluminium body, for Ø60mm pole | 625 | 288 | 102 |  | 100000/L90B10 | 3 | 15007 | 103.3 | 145 | 70+ | 4000 | 698.965
| DM1118565 | Auva LED1x11400 J025 T740 LSM2 | non-dimmable, I, IP66, IK09, LSM2 beam optic, tempered glass, light grey aluminium body, for Ø60mm pole | 625 | 288 | 102 |  | 100000/L90B10 | 3 | 11641 | 71.6 | 163 | 70+ | 4000 | 709.844
| DM1118566 | Auva LED1x13400 J026 T740 LSM2 | non-dimmable, I, IP66, IK09, LSM2 beam optic, tempered glass, light grey aluminium body, for Ø60mm pole | 625 | 288 | 102 |  | 100000/L90B10 | 3 | 13707 | 86.6 | 158 | 70+ | 4000 | 709.844
| DM1118567 | Auva LED1x15500 J027 T740 LSM2 | non-dimmable, I, IP66, IK09, LSM2 beam optic, tempered glass, light grey aluminium body, for Ø60mm pole | 625 | 288 | 102 |  | 100000/L90B10 | 3 | 15846 | 100.9 | 157 | 70+ | 4000 | 737.966
| DM1118568 | Auva LED1x17400 J028 T740 LSM2 | non-dimmable, I, IP66, IK09, LSM2 beam optic, tempered glass, light grey aluminium body, for Ø60mm pole | 625 | 288 | 102 |  | 100000/L90B10 | 3 | 17753 | 116 | 153 | 70+ | 4000 | 737.966
| DM1118569 | Auva LED1x19350 J029 T740 LSM2 | non-dimmable, I, IP66, IK09, LSM2 beam optic, tempered glass, light grey aluminium body, for Ø60mm pole | 625 | 288 | 102 |  | 100000/L90B10 | 3 | 19783 | 131.6 | 150 | 70+ | 4000 | 737.966
| DM1118571 | Auva LED1x15200 J031 T740 LSM2 | non-dimmable, I, IP66, IK09, LSM2 beam optic, tempered glass, light grey aluminium body, for Ø60mm pole | 776 | 320 | 102 |  | 100000/L90B10 | 3 | 15521 | 94.5 | 164 | 70+ | 4000 | 947.935
| DM1118572 | Auva LED1x17900 J032 T740 LSM2 | non-dimmable, I, IP66, IK09, LSM2 beam optic, tempered glass, light grey aluminium body, for Ø60mm pole | 776 | 320 | 102 |  | 100000/L90B10 | 3 | 18277 | 114.2 | 160 | 70+ | 4000 | 947.935
| DM1118573 | Auva LED1x20700 J033 T740 LSM2 | non-dimmable, I, IP66, IK09, LSM2 beam optic, tempered glass, light grey aluminium body, for Ø60mm pole | 776 | 320 | 102 |  | 100000/L90B10 | 3 | 21128 | 134.5 | 157 | 70+ | 4000 | 947.935
| DM1118574 | Auva LED1x23150 J034 T740 LSM2 | non-dimmable, I, IP66, IK09, LSM2 beam optic, tempered glass, light grey aluminium body, for Ø60mm pole | 776 | 320 | 102 |  | 100000/L90B10 | 3 | 23670 | 154.7 | 153 | 70+ | 4000 | 968.833
| DM1118575 | Auva LED1x25800 J035 T740 LSM2 | non-dimmable, I, IP66, IK09, LSM2 beam optic, tempered glass, light grey aluminium body, for Ø60mm pole | 776 | 320 | 102 |  | 100000/L90B10 | 3 | 26377 | 175.5 | 150 | 70+ | 4000 | 968.833
| DM1118576 | Auva LED1x1900 J001 T730 LSS1 | non-dimmable, I, IP66, IK09, LSS1 beam optic, tempered glass, light grey aluminium body, for Ø60mm pole | 525 | 205 | 102 |  | 100000/L90B10 | 3 | 1840 | 12.5 | 147 | 70+ | 3000 | 354.105
| DM1118577 | Auva LED1x2250 J002 T730 LSS1 | non-dimmable, I, IP66, IK09, LSS1 beam optic, tempered glass, light grey aluminium body, for Ø60mm pole | 525 | 205 | 102 |  | 100000/L90B10 | 3 | 2172 | 15.1 | 144 | 70+ | 3000 | 354.105
| DM1118578 | Auva LED1x2600 J003 T730 LSS1 | non-dimmable, I, IP66, IK09, LSS1 beam optic, tempered glass, light grey aluminium body, for Ø60mm pole | 525 | 205 | 102 |  | 100000/L90B10 | 3 | 2514 | 17.2 | 146 | 70+ | 3000 | 354.105
| DM1118579 | Auva LED1x2900 J004 T730 LSS1 | non-dimmable, I, IP66, IK09, LSS1 beam optic, tempered glass, light grey aluminium body, for Ø60mm pole | 525 | 205 | 102 |  | 100000/L90B10 | 3 | 2818 | 19.8 | 142 | 70+ | 3000 | 354.105
| DM1118580 | Auva LED1x3250 J005 T730 LSS1 | non-dimmable, I, IP66, IK09, LSS1 beam optic, tempered glass, light grey aluminium body, for Ø60mm pole | 525 | 205 | 102 |  | 100000/L90B10 | 3 | 3140 | 22.2 | 141 | 70+ | 3000 | 354.105
| DM1118581 | Auva LED1x3700 J006 T730 LSS1 | non-dimmable, I, IP66, IK09, LSS1 beam optic, tempered glass, light grey aluminium body, for Ø60mm pole | 525 | 205 | 102 |  | 100000/L90B10 | 3 | 3106 | 26.1 | 119 | 70+ | 3000 | 354.105
| DM1118582 | Auva LED1x3800 J007 T730 LSS1 | non-dimmable, I, IP66, IK09, LSS1 beam optic, tempered glass, light grey aluminium body, for Ø60mm pole | 525 | 205 | 102 |  | 100000/L90B10 | 3 | 3680 | 23.9 | 154 | 70+ | 3000 | 375.734
| DM1118583 | Auva LED1x4500 J008 T730 LSS1 | non-dimmable, I, IP66, IK09, LSS1 beam optic, tempered glass, light grey aluminium body, for Ø60mm pole | 525 | 205 | 102 |  | 100000/L90B10 | 3 | 4345 | 28.9 | 150 | 70+ | 3000 | 375.734
| DM1118584 | Auva LED1x5200 J009 T730 LSS1 | non-dimmable, I, IP66, IK09, LSS1 beam optic, tempered glass, light grey aluminium body, for Ø60mm pole | 525 | 205 | 102 |  | 100000/L90B10 | 3 | 5028 | 33.6 | 150 | 70+ | 3000 | 375.734
| DM1118585 | Auva LED1x5800 J010 T730 LSS1 | non-dimmable, I, IP66, IK09, LSS1 beam optic, tempered glass, light grey aluminium body, for Ø60mm pole | 525 | 205 | 102 |  | 100000/L90B10 | 3 | 5635 | 38.7 | 146 | 70+ | 3000 | 375.734
| DM1118586 | Auva LED1x6450 J011 T730 LSS1 | non-dimmable, I, IP66, IK09, LSS1 beam optic, tempered glass, light grey aluminium body, for Ø60mm pole | 525 | 205 | 102 |  | 100000/L90B10 | 3 | 6279 | 43.9 | 143 | 70+ | 3000 | 375.734
| DM1118587 | Auva LED1x7350 J012 T730 LSS1 | non-dimmable, I, IP66, IK09, LSS1 beam optic, tempered glass, light grey aluminium body, for Ø60mm pole | 525 | 205 | 102 |  | 100000/L90B10 | 3 | 6212 | 51.7 | 120 | 70+ | 3000 | 391.601
| DM1118588 | Auva LED1x5700 J013 T730 LSS1 | non-dimmable, I, IP66, IK09, LSS1 beam optic, tempered glass, light grey aluminium body, for Ø60mm pole | 525 | 250 | 102 |  | 100000/L90B10 | 3 | 5520 | 35.8 | 154 | 70+ | 3000 | 489.856
| DM1118589 | Auva LED1x6700 J014 T730 LSS1 | non-dimmable, I, IP66, IK09, LSS1 beam optic, tempered glass, light grey aluminium body, for Ø60mm pole | 525 | 250 | 102 |  | 100000/L90B10 | 3 | 6517 | 43.3 | 151 | 70+ | 3000 | 489.856
| DM1118590 | Auva LED1x7750 J015 T730 LSS1 | non-dimmable, I, IP66, IK09, LSS1 beam optic, tempered glass, light grey aluminium body, for Ø60mm pole | 525 | 250 | 102 |  | 100000/L90B10 | 3 | 7542 | 51 | 148 | 70+ | 3000 | 489.856
| DM1118591 | Auva LED1x8700 J016 T730 LSS1 | non-dimmable, I, IP66, IK09, LSS1 beam optic, tempered glass, light grey aluminium body, for Ø60mm pole | 525 | 250 | 102 |  | 100000/L90B10 | 3 | 8453 | 58.6 | 144 | 70+ | 3000 | 518.279
| DM1118592 | Auva LED1x9700 J017 T730 LSS1 | non-dimmable, I, IP66, IK09, LSS1 beam optic, tempered glass, light grey aluminium body, for Ø60mm pole | 525 | 250 | 102 |  | 100000/L90B10 | 3 | 9419 | 66.5 | 142 | 70+ | 3000 | 518.279
| DM1118593 | Auva LED1x11050 J018 T730 LSS1 | non-dimmable, I, IP66, IK09, LSS1 beam optic, tempered glass, light grey aluminium body, for Ø60mm pole | 525 | 250 | 102 |  | 100000/L90B10 | 3 | 9317 | 78.3 | 119 | 70+ | 3000 | 518.279
| DM1118594 | Auva LED1x7600 J019 T730 LSS1 | non-dimmable, I, IP66, IK09, LSS1 beam optic, tempered glass, light grey aluminium body, for Ø60mm pole | 625 | 288 | 102 |  | 100000/L90B10 | 3 | 7360 | 48.3 | 152 | 70+ | 3000 | 643.108
| DM1118595 | Auva LED1x8950 J020 T730 LSS1 | non-dimmable, I, IP66, IK09, LSS1 beam optic, tempered glass, light grey aluminium body, for Ø60mm pole | 625 | 288 | 102 |  | 100000/L90B10 | 3 | 8689 | 57.7 | 151 | 70+ | 3000 | 643.108
| DM1118596 | Auva LED1x10350 J021 T730 LSS1 | non-dimmable, I, IP66, IK09, LSS1 beam optic, tempered glass, light grey aluminium body, for Ø60mm pole | 625 | 288 | 102 |  | 100000/L90B10 | 3 | 10056 | 68 | 148 | 70+ | 3000 | 671.445
| DM1118597 | Auva LED1x11600 J022 T730 LSS1 | non-dimmable, I, IP66, IK09, LSS1 beam optic, tempered glass, light grey aluminium body, for Ø60mm pole | 625 | 288 | 102 |  | 100000/L90B10 | 3 | 11271 | 77.3 | 146 | 70+ | 3000 | 671.445
| DM1118598 | Auva LED1x12900 J023 T730 LSS1 | non-dimmable, I, IP66, IK09, LSS1 beam optic, tempered glass, light grey aluminium body, for Ø60mm pole | 625 | 288 | 102 |  | 100000/L90B10 | 3 | 12559 | 87.7 | 143 | 70+ | 3000 | 671.445
| DM1118599 | Auva LED1x14700 J024 T730 LSS1 | non-dimmable, I, IP66, IK09, LSS1 beam optic, tempered glass, light grey aluminium body, for Ø60mm pole | 625 | 288 | 102 |  | 100000/L90B10 | 3 | 14283 | 103.3 | 138 | 70+ | 3000 | 698.965
| DM1118600 | Auva LED1x11400 J025 T730 LSS1 | non-dimmable, I, IP66, IK09, LSS1 beam optic, tempered glass, light grey aluminium body, for Ø60mm pole | 625 | 288 | 102 |  | 100000/L90B10 | 3 | 11040 | 71.6 | 154 | 70+ | 3000 | 709.844
| DM1118601 | Auva LED1x13400 J026 T730 LSS1 | non-dimmable, I, IP66, IK09, LSS1 beam optic, tempered glass, light grey aluminium body, for Ø60mm pole | 625 | 288 | 102 |  | 100000/L90B10 | 3 | 13034 | 86.6 | 151 | 70+ | 3000 | 709.844
| DM1118602 | Auva LED1x15500 J027 T730 LSS1 | non-dimmable, I, IP66, IK09, LSS1 beam optic, tempered glass, light grey aluminium body, for Ø60mm pole | 625 | 288 | 102 |  | 100000/L90B10 | 3 | 15085 | 100.9 | 150 | 70+ | 3000 | 737.966
| DM1118603 | Auva LED1x17400 J028 T730 LSS1 | non-dimmable, I, IP66, IK09, LSS1 beam optic, tempered glass, light grey aluminium body, for Ø60mm pole | 625 | 288 | 102 |  | 100000/L90B10 | 3 | 16906 | 116 | 146 | 70+ | 3000 | 737.966
| DM1118604 | Auva LED1x19350 J029 T730 LSS1 | non-dimmable, I, IP66, IK09, LSS1 beam optic, tempered glass, light grey aluminium body, for Ø60mm pole | 625 | 288 | 102 |  | 100000/L90B10 | 3 | 18838 | 131.6 | 143 | 70+ | 3000 | 737.966
| DM1118606 | Auva LED1x15200 J031 T730 LSS1 | non-dimmable, I, IP66, IK09, LSS1 beam optic, tempered glass, light grey aluminium body, for Ø60mm pole | 776 | 320 | 102 |  | 100000/L90B10 | 3 | 14721 | 94.5 | 156 | 70+ | 3000 | 947.935
| DM1118607 | Auva LED1x17900 J032 T730 LSS1 | non-dimmable, I, IP66, IK09, LSS1 beam optic, tempered glass, light grey aluminium body, for Ø60mm pole | 776 | 320 | 102 |  | 100000/L90B10 | 3 | 17379 | 114.2 | 152 | 70+ | 3000 | 947.935
| DM1118608 | Auva LED1x20700 J033 T730 LSS1 | non-dimmable, I, IP66, IK09, LSS1 beam optic, tempered glass, light grey aluminium body, for Ø60mm pole | 776 | 320 | 102 |  | 100000/L90B10 | 3 | 20113 | 134.5 | 150 | 70+ | 3000 | 947.935
| DM1118609 | Auva LED1x23150 J034 T730 LSS1 | non-dimmable, I, IP66, IK09, LSS1 beam optic, tempered glass, light grey aluminium body, for Ø60mm pole | 776 | 320 | 102 |  | 100000/L90B10 | 3 | 22541 | 154.7 | 146 | 70+ | 3000 | 968.833
| DM1118610 | Auva LED1x25800 J035 T730 LSS1 | non-dimmable, I, IP66, IK09, LSS1 beam optic, tempered glass, light grey aluminium body, for Ø60mm pole | 776 | 320 | 102 |  | 100000/L90B10 | 3 | 25118 | 175.5 | 143 | 70+ | 3000 | 968.833
| DM1118611 | Auva LED1x1900 J001 T740 LSS1 | non-dimmable, I, IP66, IK09, LSS1 beam optic, tempered glass, light grey aluminium body, for Ø60mm pole | 525 | 205 | 102 |  | 100000/L90B10 | 3 | 1897 | 12.5 | 152 | 70+ | 4000 | 354.105
| DM1118612 | Auva LED1x2250 J002 T740 LSS1 | non-dimmable, I, IP66, IK09, LSS1 beam optic, tempered glass, light grey aluminium body, for Ø60mm pole | 525 | 205 | 102 |  | 100000/L90B10 | 3 | 2233 | 15.1 | 148 | 70+ | 4000 | 354.105
| DM1118613 | Auva LED1x2600 J003 T740 LSS1 | non-dimmable, I, IP66, IK09, LSS1 beam optic, tempered glass, light grey aluminium body, for Ø60mm pole | 525 | 205 | 102 |  | 100000/L90B10 | 3 | 2582 | 17.2 | 150 | 70+ | 4000 | 354.105
| DM1118614 | Auva LED1x2900 J004 T740 LSS1 | non-dimmable, I, IP66, IK09, LSS1 beam optic, tempered glass, light grey aluminium body, for Ø60mm pole | 525 | 205 | 102 |  | 100000/L90B10 | 3 | 2892 | 19.8 | 146 | 70+ | 4000 | 354.105
| DM1118615 | Auva LED1x3250 J005 T740 LSS1 | non-dimmable, I, IP66, IK09, LSS1 beam optic, tempered glass, light grey aluminium body, for Ø60mm pole | 525 | 205 | 102 |  | 100000/L90B10 | 3 | 3223 | 22.2 | 145 | 70+ | 4000 | 354.105
| DM1118616 | Auva LED1x3700 J006 T740 LSS1 | non-dimmable, I, IP66, IK09, LSS1 beam optic, tempered glass, light grey aluminium body, for Ø60mm pole | 525 | 205 | 102 |  | 100000/L90B10 | 3 | 3667 | 26.1 | 140 | 70+ | 4000 | 354.105
| DM1118617 | Auva LED1x3800 J007 T740 LSS1 | non-dimmable, I, IP66, IK09, LSS1 beam optic, tempered glass, light grey aluminium body, for Ø60mm pole | 525 | 205 | 102 |  | 100000/L90B10 | 3 | 3793 | 23.9 | 159 | 70+ | 4000 | 375.734
| DM1118618 | Auva LED1x4500 J008 T740 LSS1 | non-dimmable, I, IP66, IK09, LSS1 beam optic, tempered glass, light grey aluminium body, for Ø60mm pole | 525 | 205 | 102 |  | 100000/L90B10 | 3 | 4466 | 28.9 | 155 | 70+ | 4000 | 375.734
| DM1118619 | Auva LED1x5200 J009 T740 LSS1 | non-dimmable, I, IP66, IK09, LSS1 beam optic, tempered glass, light grey aluminium body, for Ø60mm pole | 525 | 205 | 102 |  | 100000/L90B10 | 3 | 5163 | 33.6 | 154 | 70+ | 4000 | 375.734
| DM1118620 | Auva LED1x5800 J010 T740 LSS1 | non-dimmable, I, IP66, IK09, LSS1 beam optic, tempered glass, light grey aluminium body, for Ø60mm pole | 525 | 205 | 102 |  | 100000/L90B10 | 3 | 5785 | 38.7 | 149 | 70+ | 4000 | 375.734
| DM1118621 | Auva LED1x6450 J011 T740 LSS1 | non-dimmable, I, IP66, IK09, LSS1 beam optic, tempered glass, light grey aluminium body, for Ø60mm pole | 525 | 205 | 102 |  | 100000/L90B10 | 3 | 6446 | 43.9 | 147 | 70+ | 4000 | 375.734
| DM1118622 | Auva LED1x7350 J012 T740 LSS1 | non-dimmable, I, IP66, IK09, LSS1 beam optic, tempered glass, light grey aluminium body, for Ø60mm pole | 525 | 205 | 102 |  | 100000/L90B10 | 3 | 7335 | 51.7 | 142 | 70+ | 4000 | 391.601
| DM1118623 | Auva LED1x5700 J013 T740 LSS1 | non-dimmable, I, IP66, IK09, LSS1 beam optic, tempered glass, light grey aluminium body, for Ø60mm pole | 525 | 250 | 102 |  | 100000/L90B10 | 3 | 5690 | 35.8 | 159 | 70+ | 4000 | 489.856
| DM1118624 | Auva LED1x6700 J014 T740 LSS1 | non-dimmable, I, IP66, IK09, LSS1 beam optic, tempered glass, light grey aluminium body, for Ø60mm pole | 525 | 250 | 102 |  | 100000/L90B10 | 3 | 6700 | 43.3 | 155 | 70+ | 4000 | 489.856
| DM1118625 | Auva LED1x7750 J015 T740 LSS1 | non-dimmable, I, IP66, IK09, LSS1 beam optic, tempered glass, light grey aluminium body, for Ø60mm pole | 525 | 250 | 102 |  | 100000/L90B10 | 3 | 7745 | 51 | 152 | 70+ | 4000 | 489.856
| DM1118626 | Auva LED1x8700 J016 T740 LSS1 | non-dimmable, I, IP66, IK09, LSS1 beam optic, tempered glass, light grey aluminium body, for Ø60mm pole | 525 | 250 | 102 |  | 100000/L90B10 | 3 | 8677 | 58.6 | 148 | 70+ | 4000 | 518.279
| DM1118627 | Auva LED1x9700 J017 T740 LSS1 | non-dimmable, I, IP66, IK09, LSS1 beam optic, tempered glass, light grey aluminium body, for Ø60mm pole | 525 | 250 | 102 |  | 100000/L90B10 | 3 | 9669 | 66.5 | 145 | 70+ | 4000 | 518.279
| DM1118628 | Auva LED1x11050 J018 T740 LSS1 | non-dimmable, I, IP66, IK09, LSS1 beam optic, tempered glass, light grey aluminium body, for Ø60mm pole | 525 | 250 | 102 |  | 100000/L90B10 | 3 | 11002 | 78.3 | 141 | 70+ | 4000 | 518.279
| DM1118629 | Auva LED1x7600 J019 T740 LSS1 | non-dimmable, I, IP66, IK09, LSS1 beam optic, tempered glass, light grey aluminium body, for Ø60mm pole | 625 | 288 | 102 |  | 100000/L90B10 | 3 | 7586 | 48.3 | 157 | 70+ | 4000 | 643.108
| DM1118630 | Auva LED1x8950 J020 T740 LSS1 | non-dimmable, I, IP66, IK09, LSS1 beam optic, tempered glass, light grey aluminium body, for Ø60mm pole | 625 | 288 | 102 |  | 100000/L90B10 | 3 | 8933 | 57.7 | 155 | 70+ | 4000 | 643.108
| DM1118631 | Auva LED1x10350 J021 T740 LSS1 | non-dimmable, I, IP66, IK09, LSS1 beam optic, tempered glass, light grey aluminium body, for Ø60mm pole | 625 | 288 | 102 |  | 100000/L90B10 | 3 | 10327 | 68 | 152 | 70+ | 4000 | 671.445
| DM1118632 | Auva LED1x11600 J022 T740 LSS1 | non-dimmable, I, IP66, IK09, LSS1 beam optic, tempered glass, light grey aluminium body, for Ø60mm pole | 625 | 288 | 102 |  | 100000/L90B10 | 3 | 11569 | 77.3 | 150 | 70+ | 4000 | 671.445
| DM1118633 | Auva LED1x12900 J023 T740 LSS1 | non-dimmable, I, IP66, IK09, LSS1 beam optic, tempered glass, light grey aluminium body, for Ø60mm pole | 625 | 288 | 102 |  | 100000/L90B10 | 3 | 12892 | 87.7 | 147 | 70+ | 4000 | 671.445
| DM1118634 | Auva LED1x14700 J024 T740 LSS1 | non-dimmable, I, IP66, IK09, LSS1 beam optic, tempered glass, light grey aluminium body, for Ø60mm pole | 625 | 288 | 102 |  | 100000/L90B10 | 3 | 14669 | 103.3 | 142 | 70+ | 4000 | 698.965
| DM1118635 | Auva LED1x11400 J025 T740 LSS1 | non-dimmable, I, IP66, IK09, LSS1 beam optic, tempered glass, light grey aluminium body, for Ø60mm pole | 625 | 288 | 102 |  | 100000/L90B10 | 3 | 11379 | 71.6 | 159 | 70+ | 4000 | 709.844
| DM1118636 | Auva LED1x13400 J026 T740 LSS1 | non-dimmable, I, IP66, IK09, LSS1 beam optic, tempered glass, light grey aluminium body, for Ø60mm pole | 625 | 288 | 102 |  | 100000/L90B10 | 3 | 13399 | 86.6 | 155 | 70+ | 4000 | 709.844
| DM1118637 | Auva LED1x15500 J027 T740 LSS1 | non-dimmable, I, IP66, IK09, LSS1 beam optic, tempered glass, light grey aluminium body, for Ø60mm pole | 625 | 288 | 102 |  | 100000/L90B10 | 3 | 15490 | 100.9 | 154 | 70+ | 4000 | 737.966
| DM1118638 | Auva LED1x17400 J028 T740 LSS1 | non-dimmable, I, IP66, IK09, LSS1 beam optic, tempered glass, light grey aluminium body, for Ø60mm pole | 625 | 288 | 102 |  | 100000/L90B10 | 3 | 17354 | 116 | 150 | 70+ | 4000 | 737.966
| DM1118639 | Auva LED1x19350 J029 T740 LSS1 | non-dimmable, I, IP66, IK09, LSS1 beam optic, tempered glass, light grey aluminium body, for Ø60mm pole | 625 | 288 | 102 |  | 100000/L90B10 | 3 | 19338 | 131.6 | 147 | 70+ | 4000 | 737.966
| DM1118641 | Auva LED1x15200 J031 T740 LSS1 | non-dimmable, I, IP66, IK09, LSS1 beam optic, tempered glass, light grey aluminium body, for Ø60mm pole | 776 | 320 | 102 |  | 100000/L90B10 | 3 | 15173 | 94.5 | 161 | 70+ | 4000 | 947.935
| DM1118642 | Auva LED1x17900 J032 T740 LSS1 | non-dimmable, I, IP66, IK09, LSS1 beam optic, tempered glass, light grey aluminium body, for Ø60mm pole | 776 | 320 | 102 |  | 100000/L90B10 | 3 | 17866 | 114.2 | 156 | 70+ | 4000 | 947.935
| DM1118643 | Auva LED1x20700 J033 T740 LSS1 | non-dimmable, I, IP66, IK09, LSS1 beam optic, tempered glass, light grey aluminium body, for Ø60mm pole | 776 | 320 | 102 |  | 100000/L90B10 | 3 | 20653 | 134.5 | 154 | 70+ | 4000 | 947.935
| DM1118644 | Auva LED1x23150 J034 T740 LSS1 | non-dimmable, I, IP66, IK09, LSS1 beam optic, tempered glass, light grey aluminium body, for Ø60mm pole | 776 | 320 | 102 |  | 100000/L90B10 | 3 | 23138 | 154.7 | 150 | 70+ | 4000 | 968.833
| DM1118645 | Auva LED1x25800 J035 T740 LSS1 | non-dimmable, I, IP66, IK09, LSS1 beam optic, tempered glass, light grey aluminium body, for Ø60mm pole | 776 | 320 | 102 |  | 100000/L90B10 | 3 | 25784 | 175.5 | 147 | 70+ | 4000 | 968.833
| DM1118646 | Auva LED1x1900 J001 T730 LSS2 | non-dimmable, I, IP66, IK09, LSS2 beam optic, tempered glass, light grey aluminium body, for Ø60mm pole | 525 | 205 | 102 |  | 100000/L90B10 | 3 | 1861 | 12.5 | 149 | 70+ | 3000 | 354.105
| DM1118647 | Auva LED1x2250 J002 T730 LSS2 | non-dimmable, I, IP66, IK09, LSS2 beam optic, tempered glass, light grey aluminium body, for Ø60mm pole | 525 | 205 | 102 |  | 100000/L90B10 | 3 | 2197 | 15.1 | 145 | 70+ | 3000 | 354.105
| DM1118648 | Auva LED1x2600 J003 T730 LSS2 | non-dimmable, I, IP66, IK09, LSS2 beam optic, tempered glass, light grey aluminium body, for Ø60mm pole | 525 | 205 | 102 |  | 100000/L90B10 | 3 | 2543 | 17.2 | 148 | 70+ | 3000 | 354.105
| DM1118649 | Auva LED1x2900 J004 T730 LSS2 | non-dimmable, I, IP66, IK09, LSS2 beam optic, tempered glass, light grey aluminium body, for Ø60mm pole | 525 | 205 | 102 |  | 100000/L90B10 | 3 | 2850 | 19.8 | 144 | 70+ | 3000 | 354.105
| DM1118650 | Auva LED1x3250 J005 T730 LSS2 | non-dimmable, I, IP66, IK09, LSS2 beam optic, tempered glass, light grey aluminium body, for Ø60mm pole | 525 | 205 | 102 |  | 100000/L90B10 | 3 | 3176 | 22.2 | 143 | 70+ | 3000 | 354.105
| DM1118651 | Auva LED1x3700 J006 T730 LSS2 | non-dimmable, I, IP66, IK09, LSS2 beam optic, tempered glass, light grey aluminium body, for Ø60mm pole | 525 | 205 | 102 |  | 100000/L90B10 | 3 | 3142 | 26.1 | 120 | 70+ | 3000 | 354.105
| DM1118652 | Auva LED1x3800 J007 T730 LSS2 | non-dimmable, I, IP66, IK09, LSS2 beam optic, tempered glass, light grey aluminium body, for Ø60mm pole | 525 | 205 | 102 |  | 100000/L90B10 | 3 | 3722 | 23.9 | 156 | 70+ | 3000 | 375.734
| DM1118653 | Auva LED1x4500 J008 T730 LSS2 | non-dimmable, I, IP66, IK09, LSS2 beam optic, tempered glass, light grey aluminium body, for Ø60mm pole | 525 | 205 | 102 |  | 100000/L90B10 | 3 | 4395 | 28.9 | 152 | 70+ | 3000 | 375.734
| DM1118654 | Auva LED1x5200 J009 T730 LSS2 | non-dimmable, I, IP66, IK09, LSS2 beam optic, tempered glass, light grey aluminium body, for Ø60mm pole | 525 | 205 | 102 |  | 100000/L90B10 | 3 | 5086 | 33.6 | 151 | 70+ | 3000 | 375.734
| DM1118655 | Auva LED1x5800 J010 T730 LSS2 | non-dimmable, I, IP66, IK09, LSS2 beam optic, tempered glass, light grey aluminium body, for Ø60mm pole | 525 | 205 | 102 |  | 100000/L90B10 | 3 | 5700 | 38.7 | 147 | 70+ | 3000 | 375.734
| DM1118656 | Auva LED1x6450 J011 T730 LSS2 | non-dimmable, I, IP66, IK09, LSS2 beam optic, tempered glass, light grey aluminium body, for Ø60mm pole | 525 | 205 | 102 |  | 100000/L90B10 | 3 | 6352 | 43.9 | 145 | 70+ | 3000 | 375.734
| DM1118657 | Auva LED1x7350 J012 T730 LSS2 | non-dimmable, I, IP66, IK09, LSS2 beam optic, tempered glass, light grey aluminium body, for Ø60mm pole | 525 | 205 | 102 |  | 100000/L90B10 | 3 | 6283 | 51.7 | 122 | 70+ | 3000 | 391.601
| DM1118658 | Auva LED1x5700 J013 T730 LSS2 | non-dimmable, I, IP66, IK09, LSS2 beam optic, tempered glass, light grey aluminium body, for Ø60mm pole | 525 | 250 | 102 |  | 100000/L90B10 | 3 | 5584 | 35.8 | 156 | 70+ | 3000 | 489.856
| DM1118659 | Auva LED1x6700 J014 T730 LSS2 | non-dimmable, I, IP66, IK09, LSS2 beam optic, tempered glass, light grey aluminium body, for Ø60mm pole | 525 | 250 | 102 |  | 100000/L90B10 | 3 | 6592 | 43.3 | 152 | 70+ | 3000 | 489.856
| DM1118660 | Auva LED1x7750 J015 T730 LSS2 | non-dimmable, I, IP66, IK09, LSS2 beam optic, tempered glass, light grey aluminium body, for Ø60mm pole | 525 | 250 | 102 |  | 100000/L90B10 | 3 | 7629 | 51 | 150 | 70+ | 3000 | 489.856
| DM1118661 | Auva LED1x8700 J016 T730 LSS2 | non-dimmable, I, IP66, IK09, LSS2 beam optic, tempered glass, light grey aluminium body, for Ø60mm pole | 525 | 250 | 102 |  | 100000/L90B10 | 3 | 8550 | 58.6 | 146 | 70+ | 3000 | 518.279
| DM1118662 | Auva LED1x9700 J017 T730 LSS2 | non-dimmable, I, IP66, IK09, LSS2 beam optic, tempered glass, light grey aluminium body, for Ø60mm pole | 525 | 250 | 102 |  | 100000/L90B10 | 3 | 9527 | 66.5 | 143 | 70+ | 3000 | 518.279
| DM1118663 | Auva LED1x11050 J018 T730 LSS2 | non-dimmable, I, IP66, IK09, LSS2 beam optic, tempered glass, light grey aluminium body, for Ø60mm pole | 525 | 250 | 102 |  | 100000/L90B10 | 3 | 9425 | 78.3 | 120 | 70+ | 3000 | 518.279
| DM1118664 | Auva LED1x7600 J019 T730 LSS2 | non-dimmable, I, IP66, IK09, LSS2 beam optic, tempered glass, light grey aluminium body, for Ø60mm pole | 625 | 288 | 102 |  | 100000/L90B10 | 3 | 7445 | 48.3 | 154 | 70+ | 3000 | 643.108
| DM1118665 | Auva LED1x8950 J020 T730 LSS2 | non-dimmable, I, IP66, IK09, LSS2 beam optic, tempered glass, light grey aluminium body, for Ø60mm pole | 625 | 288 | 102 |  | 100000/L90B10 | 3 | 8789 | 57.7 | 152 | 70+ | 3000 | 643.108
| DM1118666 | Auva LED1x10350 J021 T730 LSS2 | non-dimmable, I, IP66, IK09, LSS2 beam optic, tempered glass, light grey aluminium body, for Ø60mm pole | 625 | 288 | 102 |  | 100000/L90B10 | 3 | 10172 | 68 | 150 | 70+ | 3000 | 671.445
| DM1118667 | Auva LED1x11600 J022 T730 LSS2 | non-dimmable, I, IP66, IK09, LSS2 beam optic, tempered glass, light grey aluminium body, for Ø60mm pole | 625 | 288 | 102 |  | 100000/L90B10 | 3 | 11400 | 77.3 | 147 | 70+ | 3000 | 671.445
| DM1118668 | Auva LED1x12900 J023 T730 LSS2 | non-dimmable, I, IP66, IK09, LSS2 beam optic, tempered glass, light grey aluminium body, for Ø60mm pole | 625 | 288 | 102 |  | 100000/L90B10 | 3 | 12703 | 87.7 | 145 | 70+ | 3000 | 671.445
| DM1118669 | Auva LED1x14700 J024 T730 LSS2 | non-dimmable, I, IP66, IK09, LSS2 beam optic, tempered glass, light grey aluminium body, for Ø60mm pole | 625 | 288 | 102 |  | 100000/L90B10 | 3 | 14447 | 103.3 | 140 | 70+ | 3000 | 698.965
| DM1118670 | Auva LED1x11400 J025 T730 LSS2 | non-dimmable, I, IP66, IK09, LSS2 beam optic, tempered glass, light grey aluminium body, for Ø60mm pole | 625 | 288 | 102 |  | 100000/L90B10 | 3 | 11167 | 71.6 | 156 | 70+ | 3000 | 709.844
| DM1118671 | Auva LED1x13400 J026 T730 LSS2 | non-dimmable, I, IP66, IK09, LSS2 beam optic, tempered glass, light grey aluminium body, for Ø60mm pole | 625 | 288 | 102 |  | 100000/L90B10 | 3 | 13184 | 86.6 | 152 | 70+ | 3000 | 709.844
| DM1118672 | Auva LED1x15500 J027 T730 LSS2 | non-dimmable, I, IP66, IK09, LSS2 beam optic, tempered glass, light grey aluminium body, for Ø60mm pole | 625 | 288 | 102 |  | 100000/L90B10 | 3 | 15258 | 100.9 | 151 | 70+ | 3000 | 737.966
| DM1118673 | Auva LED1x17400 J028 T730 LSS2 | non-dimmable, I, IP66, IK09, LSS2 beam optic, tempered glass, light grey aluminium body, for Ø60mm pole | 625 | 288 | 102 |  | 100000/L90B10 | 3 | 17100 | 116 | 147 | 70+ | 3000 | 737.966
| DM1118674 | Auva LED1x19350 J029 T730 LSS2 | non-dimmable, I, IP66, IK09, LSS2 beam optic, tempered glass, light grey aluminium body, for Ø60mm pole | 625 | 288 | 102 |  | 100000/L90B10 | 3 | 19055 | 131.6 | 145 | 70+ | 3000 | 737.966
| DM1118676 | Auva LED1x15200 J031 T730 LSS2 | non-dimmable, I, IP66, IK09, LSS2 beam optic, tempered glass, light grey aluminium body, for Ø60mm pole | 776 | 320 | 102 |  | 100000/L90B10 | 3 | 14890 | 94.5 | 158 | 70+ | 3000 | 947.935
| DM1118677 | Auva LED1x17900 J032 T730 LSS2 | non-dimmable, I, IP66, IK09, LSS2 beam optic, tempered glass, light grey aluminium body, for Ø60mm pole | 776 | 320 | 102 |  | 100000/L90B10 | 3 | 17578 | 114.2 | 154 | 70+ | 3000 | 947.935
| DM1118678 | Auva LED1x20700 J033 T730 LSS2 | non-dimmable, I, IP66, IK09, LSS2 beam optic, tempered glass, light grey aluminium body, for Ø60mm pole | 776 | 320 | 102 |  | 100000/L90B10 | 3 | 20344 | 134.5 | 151 | 70+ | 3000 | 947.935
| DM1118679 | Auva LED1x23150 J034 T730 LSS2 | non-dimmable, I, IP66, IK09, LSS2 beam optic, tempered glass, light grey aluminium body, for Ø60mm pole | 776 | 320 | 102 |  | 100000/L90B10 | 3 | 22800 | 154.7 | 147 | 70+ | 3000 | 968.833
| DM1118680 | Auva LED1x25800 J035 T730 LSS2 | non-dimmable, I, IP66, IK09, LSS2 beam optic, tempered glass, light grey aluminium body, for Ø60mm pole | 776 | 320 | 102 |  | 100000/L90B10 | 3 | 25406 | 175.5 | 145 | 70+ | 3000 | 968.833
| DM1118681 | Auva LED1x1900 J001 T740 LSS2 | non-dimmable, I, IP66, IK09, LSS2 beam optic, tempered glass, light grey aluminium body, for Ø60mm pole | 525 | 205 | 102 |  | 100000/L90B10 | 3 | 1918 | 12.5 | 153 | 70+ | 4000 | 354.105
| DM1118682 | Auva LED1x2250 J002 T740 LSS2 | non-dimmable, I, IP66, IK09, LSS2 beam optic, tempered glass, light grey aluminium body, for Ø60mm pole | 525 | 205 | 102 |  | 100000/L90B10 | 3 | 2259 | 15.1 | 150 | 70+ | 4000 | 354.105
| DM1118683 | Auva LED1x2600 J003 T740 LSS2 | non-dimmable, I, IP66, IK09, LSS2 beam optic, tempered glass, light grey aluminium body, for Ø60mm pole | 525 | 205 | 102 |  | 100000/L90B10 | 3 | 2611 | 17.2 | 152 | 70+ | 4000 | 354.105
| DM1118684 | Auva LED1x2900 J004 T740 LSS2 | non-dimmable, I, IP66, IK09, LSS2 beam optic, tempered glass, light grey aluminium body, for Ø60mm pole | 525 | 205 | 102 |  | 100000/L90B10 | 3 | 2926 | 19.8 | 148 | 70+ | 4000 | 354.105
| DM1118685 | Auva LED1x3250 J005 T740 LSS2 | non-dimmable, I, IP66, IK09, LSS2 beam optic, tempered glass, light grey aluminium body, for Ø60mm pole | 525 | 205 | 102 |  | 100000/L90B10 | 3 | 3260 | 22.2 | 147 | 70+ | 4000 | 354.105
| DM1118686 | Auva LED1x3700 J006 T740 LSS2 | non-dimmable, I, IP66, IK09, LSS2 beam optic, tempered glass, light grey aluminium body, for Ø60mm pole | 525 | 205 | 102 |  | 100000/L90B10 | 3 | 3710 | 26.1 | 142 | 70+ | 4000 | 354.105
| DM1118687 | Auva LED1x3800 J007 T740 LSS2 | non-dimmable, I, IP66, IK09, LSS2 beam optic, tempered glass, light grey aluminium body, for Ø60mm pole | 525 | 205 | 102 |  | 100000/L90B10 | 3 | 3837 | 23.9 | 161 | 70+ | 4000 | 375.734
| DM1118688 | Auva LED1x4500 J008 T740 LSS2 | non-dimmable, I, IP66, IK09, LSS2 beam optic, tempered glass, light grey aluminium body, for Ø60mm pole | 525 | 205 | 102 |  | 100000/L90B10 | 3 | 4518 | 28.9 | 156 | 70+ | 4000 | 375.734
| DM1118689 | Auva LED1x5200 J009 T740 LSS2 | non-dimmable, I, IP66, IK09, LSS2 beam optic, tempered glass, light grey aluminium body, for Ø60mm pole | 525 | 205 | 102 |  | 100000/L90B10 | 3 | 5223 | 33.6 | 155 | 70+ | 4000 | 375.734
| DM1118690 | Auva LED1x5800 J010 T740 LSS2 | non-dimmable, I, IP66, IK09, LSS2 beam optic, tempered glass, light grey aluminium body, for Ø60mm pole | 525 | 205 | 102 |  | 100000/L90B10 | 3 | 5851 | 38.7 | 151 | 70+ | 4000 | 375.734
| DM1118691 | Auva LED1x6450 J011 T740 LSS2 | non-dimmable, I, IP66, IK09, LSS2 beam optic, tempered glass, light grey aluminium body, for Ø60mm pole | 525 | 205 | 102 |  | 100000/L90B10 | 3 | 6520 | 43.9 | 149 | 70+ | 4000 | 375.734
| DM1118692 | Auva LED1x7350 J012 T740 LSS2 | non-dimmable, I, IP66, IK09, LSS2 beam optic, tempered glass, light grey aluminium body, for Ø60mm pole | 525 | 205 | 102 |  | 100000/L90B10 | 3 | 7419 | 51.7 | 144 | 70+ | 4000 | 391.601
| DM1118693 | Auva LED1x5700 J013 T740 LSS2 | non-dimmable, I, IP66, IK09, LSS2 beam optic, tempered glass, light grey aluminium body, for Ø60mm pole | 525 | 250 | 102 |  | 100000/L90B10 | 3 | 5755 | 35.8 | 161 | 70+ | 4000 | 489.856
| DM1118694 | Auva LED1x6700 J014 T740 LSS2 | non-dimmable, I, IP66, IK09, LSS2 beam optic, tempered glass, light grey aluminium body, for Ø60mm pole | 525 | 250 | 102 |  | 100000/L90B10 | 3 | 6777 | 43.3 | 157 | 70+ | 4000 | 489.856
| DM1118695 | Auva LED1x7750 J015 T740 LSS2 | non-dimmable, I, IP66, IK09, LSS2 beam optic, tempered glass, light grey aluminium body, for Ø60mm pole | 525 | 250 | 102 |  | 100000/L90B10 | 3 | 7834 | 51 | 154 | 70+ | 4000 | 489.856
| DM1118696 | Auva LED1x8700 J016 T740 LSS2 | non-dimmable, I, IP66, IK09, LSS2 beam optic, tempered glass, light grey aluminium body, for Ø60mm pole | 525 | 250 | 102 |  | 100000/L90B10 | 3 | 8777 | 58.6 | 150 | 70+ | 4000 | 518.279
| DM1118697 | Auva LED1x9700 J017 T740 LSS2 | non-dimmable, I, IP66, IK09, LSS2 beam optic, tempered glass, light grey aluminium body, for Ø60mm pole | 525 | 250 | 102 |  | 100000/L90B10 | 3 | 9780 | 66.5 | 147 | 70+ | 4000 | 518.279
| DM1118698 | Auva LED1x11050 J018 T740 LSS2 | non-dimmable, I, IP66, IK09, LSS2 beam optic, tempered glass, light grey aluminium body, for Ø60mm pole | 525 | 250 | 102 |  | 100000/L90B10 | 3 | 11129 | 78.3 | 142 | 70+ | 4000 | 518.279
| DM1118699 | Auva LED1x7600 J019 T740 LSS2 | non-dimmable, I, IP66, IK09, LSS2 beam optic, tempered glass, light grey aluminium body, for Ø60mm pole | 625 | 288 | 102 |  | 100000/L90B10 | 3 | 7673 | 48.3 | 159 | 70+ | 4000 | 643.108
| DM1118700 | Auva LED1x8950 J020 T740 LSS2 | non-dimmable, I, IP66, IK09, LSS2 beam optic, tempered glass, light grey aluminium body, for Ø60mm pole | 625 | 288 | 102 |  | 100000/L90B10 | 3 | 9036 | 57.7 | 157 | 70+ | 4000 | 643.108
| DM1118701 | Auva LED1x10350 J021 T740 LSS2 | non-dimmable, I, IP66, IK09, LSS2 beam optic, tempered glass, light grey aluminium body, for Ø60mm pole | 625 | 288 | 102 |  | 100000/L90B10 | 3 | 10445 | 68 | 154 | 70+ | 4000 | 671.445
| DM1118702 | Auva LED1x11600 J022 T740 LSS2 | non-dimmable, I, IP66, IK09, LSS2 beam optic, tempered glass, light grey aluminium body, for Ø60mm pole | 625 | 288 | 102 |  | 100000/L90B10 | 3 | 11702 | 77.3 | 151 | 70+ | 4000 | 671.445
| DM1118703 | Auva LED1x12900 J023 T740 LSS2 | non-dimmable, I, IP66, IK09, LSS2 beam optic, tempered glass, light grey aluminium body, for Ø60mm pole | 625 | 288 | 102 |  | 100000/L90B10 | 3 | 13040 | 87.7 | 149 | 70+ | 4000 | 671.445
| DM1118704 | Auva LED1x14700 J024 T740 LSS2 | non-dimmable, I, IP66, IK09, LSS2 beam optic, tempered glass, light grey aluminium body, for Ø60mm pole | 625 | 288 | 102 |  | 100000/L90B10 | 3 | 14838 | 103.3 | 144 | 70+ | 4000 | 698.965
| DM1118705 | Auva LED1x11400 J025 T740 LSS2 | non-dimmable, I, IP66, IK09, LSS2 beam optic, tempered glass, light grey aluminium body, for Ø60mm pole | 625 | 288 | 102 |  | 100000/L90B10 | 3 | 11510 | 71.6 | 161 | 70+ | 4000 | 709.844
| DM1118706 | Auva LED1x13400 J026 T740 LSS2 | non-dimmable, I, IP66, IK09, LSS2 beam optic, tempered glass, light grey aluminium body, for Ø60mm pole | 625 | 288 | 102 |  | 100000/L90B10 | 3 | 13553 | 86.6 | 157 | 70+ | 4000 | 709.844
| DM1118707 | Auva LED1x15500 J027 T740 LSS2 | non-dimmable, I, IP66, IK09, LSS2 beam optic, tempered glass, light grey aluminium body, for Ø60mm pole | 625 | 288 | 102 |  | 100000/L90B10 | 3 | 15668 | 100.9 | 155 | 70+ | 4000 | 737.966
| DM1118708 | Auva LED1x17400 J028 T740 LSS2 | non-dimmable, I, IP66, IK09, LSS2 beam optic, tempered glass, light grey aluminium body, for Ø60mm pole | 625 | 288 | 102 |  | 100000/L90B10 | 3 | 17553 | 116 | 151 | 70+ | 4000 | 737.966
| DM1118709 | Auva LED1x19350 J029 T740 LSS2 | non-dimmable, I, IP66, IK09, LSS2 beam optic, tempered glass, light grey aluminium body, for Ø60mm pole | 625 | 288 | 102 |  | 100000/L90B10 | 3 | 19560 | 131.6 | 149 | 70+ | 4000 | 737.966
| DM1118711 | Auva LED1x15200 J031 T740 LSS2 | non-dimmable, I, IP66, IK09, LSS2 beam optic, tempered glass, light grey aluminium body, for Ø60mm pole | 776 | 320 | 102 |  | 100000/L90B10 | 3 | 15347 | 94.5 | 162 | 70+ | 4000 | 947.935
| DM1118712 | Auva LED1x17900 J032 T740 LSS2 | non-dimmable, I, IP66, IK09, LSS2 beam optic, tempered glass, light grey aluminium body, for Ø60mm pole | 776 | 320 | 102 |  | 100000/L90B10 | 3 | 18071 | 114.2 | 158 | 70+ | 4000 | 947.935
| DM1118713 | Auva LED1x20700 J033 T740 LSS2 | non-dimmable, I, IP66, IK09, LSS2 beam optic, tempered glass, light grey aluminium body, for Ø60mm pole | 776 | 320 | 102 |  | 100000/L90B10 | 3 | 20890 | 134.5 | 155 | 70+ | 4000 | 947.935
| DM1118714 | Auva LED1x23150 J034 T740 LSS2 | non-dimmable, I, IP66, IK09, LSS2 beam optic, tempered glass, light grey aluminium body, for Ø60mm pole | 776 | 320 | 102 |  | 100000/L90B10 | 3 | 23404 | 154.7 | 151 | 70+ | 4000 | 968.833
| DM1118715 | Auva LED1x25800 J035 T740 LSS2 | non-dimmable, I, IP66, IK09, LSS2 beam optic, tempered glass, light grey aluminium body, for Ø60mm pole | 776 | 320 | 102 |  | 100000/L90B10 | 3 | 26081 | 175.5 | 149 | 70+ | 4000 | 968.833
| DM1118716 | Auva LED1x1900 J001 T730 LSPR | non-dimmable, I, IP66, IK09, LSPR beam optic, tempered glass, light grey aluminium body, for Ø60mm pole | 525 | 205 | 102 |  | 100000/L90B10 | 3 | 1861 | 12.5 | 149 | 70+ | 3000 | 365.715
| DM1118717 | Auva LED1x2250 J002 T730 LSPR | non-dimmable, I, IP66, IK09, LSPR beam optic, tempered glass, light grey aluminium body, for Ø60mm pole | 525 | 205 | 102 |  | 100000/L90B10 | 3 | 2197 | 15.1 | 145 | 70+ | 3000 | 365.715
| DM1118718 | Auva LED1x2600 J003 T730 LSPR | non-dimmable, I, IP66, IK09, LSPR beam optic, tempered glass, light grey aluminium body, for Ø60mm pole | 525 | 205 | 102 |  | 100000/L90B10 | 3 | 2543 | 17.2 | 148 | 70+ | 3000 | 365.715
| DM1118719 | Auva LED1x2900 J004 T730 LSPR | non-dimmable, I, IP66, IK09, LSPR beam optic, tempered glass, light grey aluminium body, for Ø60mm pole | 525 | 205 | 102 |  | 100000/L90B10 | 3 | 2850 | 19.8 | 144 | 70+ | 3000 | 365.715
| DM1118720 | Auva LED1x3250 J005 T730 LSPR | non-dimmable, I, IP66, IK09, LSPR beam optic, tempered glass, light grey aluminium body, for Ø60mm pole | 525 | 205 | 102 |  | 100000/L90B10 | 3 | 3176 | 22.2 | 143 | 70+ | 3000 | 365.715
| DM1118721 | Auva LED1x3700 J006 T730 LSPR | non-dimmable, I, IP66, IK09, LSPR beam optic, tempered glass, light grey aluminium body, for Ø60mm pole | 525 | 205 | 102 |  | 100000/L90B10 | 3 | 3142 | 26.1 | 120 | 70+ | 3000 | 365.715
| DM1118722 | Auva LED1x3800 J007 T730 LSPR | non-dimmable, I, IP66, IK09, LSPR beam optic, tempered glass, light grey aluminium body, for Ø60mm pole | 525 | 205 | 102 |  | 100000/L90B10 | 3 | 3722 | 23.9 | 156 | 70+ | 3000 | 398.18
| DM1118723 | Auva LED1x4500 J008 T730 LSPR | non-dimmable, I, IP66, IK09, LSPR beam optic, tempered glass, light grey aluminium body, for Ø60mm pole | 525 | 205 | 102 |  | 100000/L90B10 | 3 | 4395 | 28.9 | 152 | 70+ | 3000 | 398.18
| DM1118724 | Auva LED1x5200 J009 T730 LSPR | non-dimmable, I, IP66, IK09, LSPR beam optic, tempered glass, light grey aluminium body, for Ø60mm pole | 525 | 205 | 102 |  | 100000/L90B10 | 3 | 5086 | 33.6 | 151 | 70+ | 3000 | 398.18
| DM1118725 | Auva LED1x5800 J010 T730 LSPR | non-dimmable, I, IP66, IK09, LSPR beam optic, tempered glass, light grey aluminium body, for Ø60mm pole | 525 | 205 | 102 |  | 100000/L90B10 | 3 | 5700 | 38.7 | 147 | 70+ | 3000 | 398.18
| DM1118726 | Auva LED1x6450 J011 T730 LSPR | non-dimmable, I, IP66, IK09, LSPR beam optic, tempered glass, light grey aluminium body, for Ø60mm pole | 525 | 205 | 102 |  | 100000/L90B10 | 3 | 6352 | 43.9 | 145 | 70+ | 3000 | 398.18
| DM1118727 | Auva LED1x7350 J012 T730 LSPR | non-dimmable, I, IP66, IK09, LSPR beam optic, tempered glass, light grey aluminium body, for Ø60mm pole | 525 | 205 | 102 |  | 100000/L90B10 | 3 | 6283 | 51.7 | 122 | 70+ | 3000 | 414.047
| DM1118728 | Auva LED1x5700 J013 T730 LSPR | non-dimmable, I, IP66, IK09, LSPR beam optic, tempered glass, light grey aluminium body, for Ø60mm pole | 525 | 250 | 102 |  | 100000/L90B10 | 3 | 5584 | 35.8 | 156 | 70+ | 3000 | 523.912
| DM1118729 | Auva LED1x6700 J014 T730 LSPR | non-dimmable, I, IP66, IK09, LSPR beam optic, tempered glass, light grey aluminium body, for Ø60mm pole | 525 | 250 | 102 |  | 100000/L90B10 | 3 | 6592 | 43.3 | 152 | 70+ | 3000 | 523.912
| DM1118730 | Auva LED1x7750 J015 T730 LSPR | non-dimmable, I, IP66, IK09, LSPR beam optic, tempered glass, light grey aluminium body, for Ø60mm pole | 525 | 250 | 102 |  | 100000/L90B10 | 3 | 7629 | 51 | 150 | 70+ | 3000 | 523.912
| DM1118731 | Auva LED1x8700 J016 T730 LSPR | non-dimmable, I, IP66, IK09, LSPR beam optic, tempered glass, light grey aluminium body, for Ø60mm pole | 525 | 250 | 102 |  | 100000/L90B10 | 3 | 8550 | 58.6 | 146 | 70+ | 3000 | 552.335
| DM1118732 | Auva LED1x9700 J017 T730 LSPR | non-dimmable, I, IP66, IK09, LSPR beam optic, tempered glass, light grey aluminium body, for Ø60mm pole | 525 | 250 | 102 |  | 100000/L90B10 | 3 | 9527 | 66.5 | 143 | 70+ | 3000 | 552.335
| DM1118733 | Auva LED1x11050 J018 T730 LSPR | non-dimmable, I, IP66, IK09, LSPR beam optic, tempered glass, light grey aluminium body, for Ø60mm pole | 525 | 250 | 102 |  | 100000/L90B10 | 3 | 9425 | 78.3 | 120 | 70+ | 3000 | 552.335
| DM1118734 | Auva LED1x7600 J019 T730 LSPR | non-dimmable, I, IP66, IK09, LSPR beam optic, tempered glass, light grey aluminium body, for Ø60mm pole | 625 | 288 | 102 |  | 100000/L90B10 | 3 | 7445 | 48.3 | 154 | 70+ | 3000 | 688.946
| DM1118735 | Auva LED1x8950 J020 T730 LSPR | non-dimmable, I, IP66, IK09, LSPR beam optic, tempered glass, light grey aluminium body, for Ø60mm pole | 625 | 288 | 102 |  | 100000/L90B10 | 3 | 8789 | 57.7 | 152 | 70+ | 3000 | 688.946
| DM1118736 | Auva LED1x10350 J021 T730 LSPR | non-dimmable, I, IP66, IK09, LSPR beam optic, tempered glass, light grey aluminium body, for Ø60mm pole | 625 | 288 | 102 |  | 100000/L90B10 | 3 | 10172 | 68 | 150 | 70+ | 3000 | 717.283
| DM1118737 | Auva LED1x11600 J022 T730 LSPR | non-dimmable, I, IP66, IK09, LSPR beam optic, tempered glass, light grey aluminium body, for Ø60mm pole | 625 | 288 | 102 |  | 100000/L90B10 | 3 | 11400 | 77.3 | 147 | 70+ | 3000 | 717.283
| DM1118738 | Auva LED1x12900 J023 T730 LSPR | non-dimmable, I, IP66, IK09, LSPR beam optic, tempered glass, light grey aluminium body, for Ø60mm pole | 625 | 288 | 102 |  | 100000/L90B10 | 3 | 12703 | 87.7 | 145 | 70+ | 3000 | 717.283
| DM1118739 | Auva LED1x14700 J024 T730 LSPR | non-dimmable, I, IP66, IK09, LSPR beam optic, tempered glass, light grey aluminium body, for Ø60mm pole | 625 | 288 | 102 |  | 100000/L90B10 | 3 | 14447 | 103.3 | 140 | 70+ | 3000 | 744.803
| DM1118740 | Auva LED1x11400 J025 T730 LSPR | non-dimmable, I, IP66, IK09, LSPR beam optic, tempered glass, light grey aluminium body, for Ø60mm pole | 625 | 288 | 102 |  | 100000/L90B10 | 3 | 11167 | 71.6 | 156 | 70+ | 3000 | 778.859
| DM1118741 | Auva LED1x13400 J026 T730 LSPR | non-dimmable, I, IP66, IK09, LSPR beam optic, tempered glass, light grey aluminium body, for Ø60mm pole | 625 | 288 | 102 |  | 100000/L90B10 | 3 | 13184 | 86.6 | 152 | 70+ | 3000 | 778.859
| DM1118742 | Auva LED1x15500 J027 T730 LSPR | non-dimmable, I, IP66, IK09, LSPR beam optic, tempered glass, light grey aluminium body, for Ø60mm pole | 625 | 288 | 102 |  | 100000/L90B10 | 3 | 15258 | 100.9 | 151 | 70+ | 3000 | 806.293
| DM1118743 | Auva LED1x17400 J028 T730 LSPR | non-dimmable, I, IP66, IK09, LSPR beam optic, tempered glass, light grey aluminium body, for Ø60mm pole | 625 | 288 | 102 |  | 100000/L90B10 | 3 | 17100 | 116 | 147 | 70+ | 3000 | 806.293
| DM1118744 | Auva LED1x19350 J029 T730 LSPR | non-dimmable, I, IP66, IK09, LSPR beam optic, tempered glass, light grey aluminium body, for Ø60mm pole | 625 | 288 | 102 |  | 100000/L90B10 | 3 | 19055 | 131.6 | 145 | 70+ | 3000 | 806.293
| DM1118746 | Auva LED1x15200 J031 T730 LSPR | non-dimmable, I, IP66, IK09, LSPR beam optic, tempered glass, light grey aluminium body, for Ø60mm pole | 776 | 320 | 102 |  | 100000/L90B10 | 3 | 14890 | 94.5 | 158 | 70+ | 3000 | 1039.654
| DM1118747 | Auva LED1x17900 J032 T730 LSPR | non-dimmable, I, IP66, IK09, LSPR beam optic, tempered glass, light grey aluminium body, for Ø60mm pole | 776 | 320 | 102 |  | 100000/L90B10 | 3 | 17578 | 114.2 | 154 | 70+ | 3000 | 1039.654
| DM1118748 | Auva LED1x20700 J033 T730 LSPR | non-dimmable, I, IP66, IK09, LSPR beam optic, tempered glass, light grey aluminium body, for Ø60mm pole | 776 | 320 | 102 |  | 100000/L90B10 | 3 | 20344 | 134.5 | 151 | 70+ | 3000 | 1039.654
| DM1118749 | Auva LED1x23150 J034 T730 LSPR | non-dimmable, I, IP66, IK09, LSPR beam optic, tempered glass, light grey aluminium body, for Ø60mm pole | 776 | 320 | 102 |  | 100000/L90B10 | 3 | 22800 | 154.7 | 147 | 70+ | 3000 | 1060.337
| DM1118750 | Auva LED1x25800 J035 T730 LSPR | non-dimmable, I, IP66, IK09, LSPR beam optic, tempered glass, light grey aluminium body, for Ø60mm pole | 776 | 320 | 102 |  | 100000/L90B10 | 3 | 25406 | 175.5 | 145 | 70+ | 3000 | 1060.337
| DM1118751 | Auva LED1x1900 J001 T740 LSPR | non-dimmable, I, IP66, IK09, LSPR beam optic, tempered glass, light grey aluminium body, for Ø60mm pole | 525 | 205 | 102 |  | 100000/L90B10 | 3 | 1918 | 12.5 | 153 | 70+ | 4000 | 365.715
| DM1118752 | Auva LED1x2250 J002 T740 LSPR | non-dimmable, I, IP66, IK09, LSPR beam optic, tempered glass, light grey aluminium body, for Ø60mm pole | 525 | 205 | 102 |  | 100000/L90B10 | 3 | 2259 | 15.1 | 150 | 70+ | 4000 | 365.715
| DM1118753 | Auva LED1x2600 J003 T740 LSPR | non-dimmable, I, IP66, IK09, LSPR beam optic, tempered glass, light grey aluminium body, for Ø60mm pole | 525 | 205 | 102 |  | 100000/L90B10 | 3 | 2611 | 17.2 | 152 | 70+ | 4000 | 365.715
| DM1118754 | Auva LED1x2900 J004 T740 LSPR | non-dimmable, I, IP66, IK09, LSPR beam optic, tempered glass, light grey aluminium body, for Ø60mm pole | 525 | 205 | 102 |  | 100000/L90B10 | 3 | 2926 | 19.8 | 148 | 70+ | 4000 | 365.715
| DM1118755 | Auva LED1x3250 J005 T740 LSPR | non-dimmable, I, IP66, IK09, LSPR beam optic, tempered glass, light grey aluminium body, for Ø60mm pole | 525 | 205 | 102 |  | 100000/L90B10 | 3 | 3260 | 22.2 | 147 | 70+ | 4000 | 365.715
| DM1118756 | Auva LED1x3700 J006 T740 LSPR | non-dimmable, I, IP66, IK09, LSPR beam optic, tempered glass, light grey aluminium body, for Ø60mm pole | 525 | 205 | 102 |  | 100000/L90B10 | 3 | 3710 | 26.1 | 142 | 70+ | 4000 | 365.715
| DM1118757 | Auva LED1x3800 J007 T740 LSPR | non-dimmable, I, IP66, IK09, LSPR beam optic, tempered glass, light grey aluminium body, for Ø60mm pole | 525 | 205 | 102 |  | 100000/L90B10 | 3 | 3837 | 23.9 | 161 | 70+ | 4000 | 398.18
| DM1118758 | Auva LED1x4500 J008 T740 LSPR | non-dimmable, I, IP66, IK09, LSPR beam optic, tempered glass, light grey aluminium body, for Ø60mm pole | 525 | 205 | 102 |  | 100000/L90B10 | 3 | 4518 | 28.9 | 156 | 70+ | 4000 | 398.18
| DM1118759 | Auva LED1x5200 J009 T740 LSPR | non-dimmable, I, IP66, IK09, LSPR beam optic, tempered glass, light grey aluminium body, for Ø60mm pole | 525 | 205 | 102 |  | 100000/L90B10 | 3 | 5223 | 33.6 | 155 | 70+ | 4000 | 398.18
| DM1118760 | Auva LED1x5800 J010 T740 LSPR | non-dimmable, I, IP66, IK09, LSPR beam optic, tempered glass, light grey aluminium body, for Ø60mm pole | 525 | 205 | 102 |  | 100000/L90B10 | 3 | 5851 | 38.7 | 151 | 70+ | 4000 | 398.18
| DM1118761 | Auva LED1x6450 J011 T740 LSPR | non-dimmable, I, IP66, IK09, LSPR beam optic, tempered glass, light grey aluminium body, for Ø60mm pole | 525 | 205 | 102 |  | 100000/L90B10 | 3 | 6520 | 43.9 | 149 | 70+ | 4000 | 398.18
| DM1118762 | Auva LED1x7350 J012 T740 LSPR | non-dimmable, I, IP66, IK09, LSPR beam optic, tempered glass, light grey aluminium body, for Ø60mm pole | 525 | 205 | 102 |  | 100000/L90B10 | 3 | 7419 | 51.7 | 144 | 70+ | 4000 | 414.047
| DM1118763 | Auva LED1x5700 J013 T740 LSPR | non-dimmable, I, IP66, IK09, LSPR beam optic, tempered glass, light grey aluminium body, for Ø60mm pole | 525 | 250 | 102 |  | 100000/L90B10 | 3 | 5755 | 35.8 | 161 | 70+ | 4000 | 523.912
| DM1118764 | Auva LED1x6700 J014 T740 LSPR | non-dimmable, I, IP66, IK09, LSPR beam optic, tempered glass, light grey aluminium body, for Ø60mm pole | 525 | 250 | 102 |  | 100000/L90B10 | 3 | 6777 | 43.3 | 157 | 70+ | 4000 | 523.912
| DM1118765 | Auva LED1x7750 J015 T740 LSPR | non-dimmable, I, IP66, IK09, LSPR beam optic, tempered glass, light grey aluminium body, for Ø60mm pole | 525 | 250 | 102 |  | 100000/L90B10 | 3 | 7834 | 51 | 154 | 70+ | 4000 | 523.912
| DM1118766 | Auva LED1x8700 J016 T740 LSPR | non-dimmable, I, IP66, IK09, LSPR beam optic, tempered glass, light grey aluminium body, for Ø60mm pole | 525 | 250 | 102 |  | 100000/L90B10 | 3 | 8777 | 58.6 | 150 | 70+ | 4000 | 552.335
| DM1118767 | Auva LED1x9700 J017 T740 LSPR | non-dimmable, I, IP66, IK09, LSPR beam optic, tempered glass, light grey aluminium body, for Ø60mm pole | 525 | 250 | 102 |  | 100000/L90B10 | 3 | 9780 | 66.5 | 147 | 70+ | 4000 | 552.335
| DM1118768 | Auva LED1x11050 J018 T740 LSPR | non-dimmable, I, IP66, IK09, LSPR beam optic, tempered glass, light grey aluminium body, for Ø60mm pole | 525 | 250 | 102 |  | 100000/L90B10 | 3 | 11129 | 78.3 | 142 | 70+ | 4000 | 552.335
| DM1118769 | Auva LED1x7600 J019 T740 LSPR | non-dimmable, I, IP66, IK09, LSPR beam optic, tempered glass, light grey aluminium body, for Ø60mm pole | 625 | 288 | 102 |  | 100000/L90B10 | 3 | 7673 | 48.3 | 159 | 70+ | 4000 | 688.946
| DM1118770 | Auva LED1x8950 J020 T740 LSPR | non-dimmable, I, IP66, IK09, LSPR beam optic, tempered glass, light grey aluminium body, for Ø60mm pole | 625 | 288 | 102 |  | 100000/L90B10 | 3 | 9036 | 57.7 | 157 | 70+ | 4000 | 688.946
| DM1118771 | Auva LED1x10350 J021 T740 LSPR | non-dimmable, I, IP66, IK09, LSPR beam optic, tempered glass, light grey aluminium body, for Ø60mm pole | 625 | 288 | 102 |  | 100000/L90B10 | 3 | 10445 | 68 | 154 | 70+ | 4000 | 717.283
| DM1118772 | Auva LED1x11600 J022 T740 LSPR | non-dimmable, I, IP66, IK09, LSPR beam optic, tempered glass, light grey aluminium body, for Ø60mm pole | 625 | 288 | 102 |  | 100000/L90B10 | 3 | 11702 | 77.3 | 151 | 70+ | 4000 | 717.283
| DM1118773 | Auva LED1x12900 J023 T740 LSPR | non-dimmable, I, IP66, IK09, LSPR beam optic, tempered glass, light grey aluminium body, for Ø60mm pole | 625 | 288 | 102 |  | 100000/L90B10 | 3 | 13040 | 87.7 | 149 | 70+ | 4000 | 717.283
| DM1118774 | Auva LED1x14700 J024 T740 LSPR | non-dimmable, I, IP66, IK09, LSPR beam optic, tempered glass, light grey aluminium body, for Ø60mm pole | 625 | 288 | 102 |  | 100000/L90B10 | 3 | 14838 | 103.3 | 144 | 70+ | 4000 | 744.803
| DM1118775 | Auva LED1x11400 J025 T740 LSPR | non-dimmable, I, IP66, IK09, LSPR beam optic, tempered glass, light grey aluminium body, for Ø60mm pole | 625 | 288 | 102 |  | 100000/L90B10 | 3 | 11510 | 71.6 | 161 | 70+ | 4000 | 778.859
| DM1118776 | Auva LED1x13400 J026 T740 LSPR | non-dimmable, I, IP66, IK09, LSPR beam optic, tempered glass, light grey aluminium body, for Ø60mm pole | 625 | 288 | 102 |  | 100000/L90B10 | 3 | 13553 | 86.6 | 157 | 70+ | 4000 | 778.859
| DM1118777 | Auva LED1x15500 J027 T740 LSPR | non-dimmable, I, IP66, IK09, LSPR beam optic, tempered glass, light grey aluminium body, for Ø60mm pole | 625 | 288 | 102 |  | 100000/L90B10 | 3 | 15668 | 100.9 | 155 | 70+ | 4000 | 806.293
| DM1118778 | Auva LED1x17400 J028 T740 LSPR | non-dimmable, I, IP66, IK09, LSPR beam optic, tempered glass, light grey aluminium body, for Ø60mm pole | 625 | 288 | 102 |  | 100000/L90B10 | 3 | 17553 | 116 | 151 | 70+ | 4000 | 806.293
| DM1118779 | Auva LED1x19350 J029 T740 LSPR | non-dimmable, I, IP66, IK09, LSPR beam optic, tempered glass, light grey aluminium body, for Ø60mm pole | 625 | 288 | 102 |  | 100000/L90B10 | 3 | 19560 | 131.6 | 149 | 70+ | 4000 | 806.293
| DM1118781 | Auva LED1x15200 J031 T740 LSPR | non-dimmable, I, IP66, IK09, LSPR beam optic, tempered glass, light grey aluminium body, for Ø60mm pole | 776 | 320 | 102 |  | 100000/L90B10 | 3 | 15347 | 94.5 | 162 | 70+ | 4000 | 1039.654
| DM1118782 | Auva LED1x17900 J032 T740 LSPR | non-dimmable, I, IP66, IK09, LSPR beam optic, tempered glass, light grey aluminium body, for Ø60mm pole | 776 | 320 | 102 |  | 100000/L90B10 | 3 | 18071 | 114.2 | 158 | 70+ | 4000 | 1039.654
| DM1118783 | Auva LED1x20700 J033 T740 LSPR | non-dimmable, I, IP66, IK09, LSPR beam optic, tempered glass, light grey aluminium body, for Ø60mm pole | 776 | 320 | 102 |  | 100000/L90B10 | 3 | 20890 | 134.5 | 155 | 70+ | 4000 | 1039.654
| DM1118784 | Auva LED1x23150 J034 T740 LSPR | non-dimmable, I, IP66, IK09, LSPR beam optic, tempered glass, light grey aluminium body, for Ø60mm pole | 776 | 320 | 102 |  | 100000/L90B10 | 3 | 23404 | 154.7 | 151 | 70+ | 4000 | 1060.337
| DM1118785 | Auva LED1x25800 J035 T740 LSPR | non-dimmable, I, IP66, IK09, LSPR beam optic, tempered glass, light grey aluminium body, for Ø60mm pole | 776 | 320 | 102 |  | 100000/L90B10 | 3 | 26081 | 175.5 | 149 | 70+ | 4000 | 1060.337
| DM1118786 | Auva LED1x1900 J001 T730 LSPL | non-dimmable, I, IP66, IK09, LSPL beam optic, tempered glass, light grey aluminium body, for Ø60mm pole | 525 | 205 | 102 |  | 100000/L90B10 | 3 | 1861 | 12.5 | 149 | 70+ | 3000 | 366.661
| DM1118787 | Auva LED1x2250 J002 T730 LSPL | non-dimmable, I, IP66, IK09, LSPL beam optic, tempered glass, light grey aluminium body, for Ø60mm pole | 525 | 205 | 102 |  | 100000/L90B10 | 3 | 2197 | 15.1 | 145 | 70+ | 3000 | 366.661
| DM1118788 | Auva LED1x2600 J003 T730 LSPL | non-dimmable, I, IP66, IK09, LSPL beam optic, tempered glass, light grey aluminium body, for Ø60mm pole | 525 | 205 | 102 |  | 100000/L90B10 | 3 | 2543 | 17.2 | 148 | 70+ | 3000 | 366.661
| DM1118789 | Auva LED1x2900 J004 T730 LSPL | non-dimmable, I, IP66, IK09, LSPL beam optic, tempered glass, light grey aluminium body, for Ø60mm pole | 525 | 205 | 102 |  | 100000/L90B10 | 3 | 2850 | 19.8 | 144 | 70+ | 3000 | 366.661
| DM1118790 | Auva LED1x3250 J005 T730 LSPL | non-dimmable, I, IP66, IK09, LSPL beam optic, tempered glass, light grey aluminium body, for Ø60mm pole | 525 | 205 | 102 |  | 100000/L90B10 | 3 | 3176 | 22.2 | 143 | 70+ | 3000 | 366.661
| DM1118791 | Auva LED1x3700 J006 T730 LSPL | non-dimmable, I, IP66, IK09, LSPL beam optic, tempered glass, light grey aluminium body, for Ø60mm pole | 525 | 205 | 102 |  | 100000/L90B10 | 3 | 3142 | 26.1 | 120 | 70+ | 3000 | 366.661
| DM1118792 | Auva LED1x3800 J007 T730 LSPL | non-dimmable, I, IP66, IK09, LSPL beam optic, tempered glass, light grey aluminium body, for Ø60mm pole | 525 | 205 | 102 |  | 100000/L90B10 | 3 | 3722 | 23.9 | 156 | 70+ | 3000 | 399.986
| DM1118793 | Auva LED1x4500 J008 T730 LSPL | non-dimmable, I, IP66, IK09, LSPL beam optic, tempered glass, light grey aluminium body, for Ø60mm pole | 525 | 205 | 102 |  | 100000/L90B10 | 3 | 4395 | 28.9 | 152 | 70+ | 3000 | 399.986
| DM1118794 | Auva LED1x5200 J009 T730 LSPL | non-dimmable, I, IP66, IK09, LSPL beam optic, tempered glass, light grey aluminium body, for Ø60mm pole | 525 | 205 | 102 |  | 100000/L90B10 | 3 | 5086 | 33.6 | 151 | 70+ | 3000 | 399.986
| DM1118795 | Auva LED1x5800 J010 T730 LSPL | non-dimmable, I, IP66, IK09, LSPL beam optic, tempered glass, light grey aluminium body, for Ø60mm pole | 525 | 205 | 102 |  | 100000/L90B10 | 3 | 5700 | 38.7 | 147 | 70+ | 3000 | 399.986
| DM1118796 | Auva LED1x6450 J011 T730 LSPL | non-dimmable, I, IP66, IK09, LSPL beam optic, tempered glass, light grey aluminium body, for Ø60mm pole | 525 | 205 | 102 |  | 100000/L90B10 | 3 | 6352 | 43.9 | 145 | 70+ | 3000 | 399.986
| DM1118797 | Auva LED1x7350 J012 T730 LSPL | non-dimmable, I, IP66, IK09, LSPL beam optic, tempered glass, light grey aluminium body, for Ø60mm pole | 525 | 205 | 102 |  | 100000/L90B10 | 3 | 6283 | 51.7 | 122 | 70+ | 3000 | 415.681
| DM1118798 | Auva LED1x5700 J013 T730 LSPL | non-dimmable, I, IP66, IK09, LSPL beam optic, tempered glass, light grey aluminium body, for Ø60mm pole | 525 | 250 | 102 |  | 100000/L90B10 | 3 | 5584 | 35.8 | 156 | 70+ | 3000 | 526.449
| DM1118799 | Auva LED1x6700 J014 T730 LSPL | non-dimmable, I, IP66, IK09, LSPL beam optic, tempered glass, light grey aluminium body, for Ø60mm pole | 525 | 250 | 102 |  | 100000/L90B10 | 3 | 6592 | 43.3 | 152 | 70+ | 3000 | 526.449
| DM1118800 | Auva LED1x7750 J015 T730 LSPL | non-dimmable, I, IP66, IK09, LSPL beam optic, tempered glass, light grey aluminium body, for Ø60mm pole | 525 | 250 | 102 |  | 100000/L90B10 | 3 | 7629 | 51 | 150 | 70+ | 3000 | 526.449
| DM1118801 | Auva LED1x8700 J016 T730 LSPL | non-dimmable, I, IP66, IK09, LSPL beam optic, tempered glass, light grey aluminium body, for Ø60mm pole | 525 | 250 | 102 |  | 100000/L90B10 | 3 | 8550 | 58.6 | 146 | 70+ | 3000 | 554.786
| DM1118802 | Auva LED1x9700 J017 T730 LSPL | non-dimmable, I, IP66, IK09, LSPL beam optic, tempered glass, light grey aluminium body, for Ø60mm pole | 525 | 250 | 102 |  | 100000/L90B10 | 3 | 9527 | 66.5 | 143 | 70+ | 3000 | 554.786
| DM1118803 | Auva LED1x11050 J018 T730 LSPL | non-dimmable, I, IP66, IK09, LSPL beam optic, tempered glass, light grey aluminium body, for Ø60mm pole | 525 | 250 | 102 |  | 100000/L90B10 | 3 | 9425 | 78.3 | 120 | 70+ | 3000 | 554.786
| DM1118804 | Auva LED1x7600 J019 T730 LSPL | non-dimmable, I, IP66, IK09, LSPL beam optic, tempered glass, light grey aluminium body, for Ø60mm pole | 625 | 288 | 102 |  | 100000/L90B10 | 3 | 7445 | 48.3 | 154 | 70+ | 3000 | 692.343
| DM1118805 | Auva LED1x8950 J020 T730 LSPL | non-dimmable, I, IP66, IK09, LSPL beam optic, tempered glass, light grey aluminium body, for Ø60mm pole | 625 | 288 | 102 |  | 100000/L90B10 | 3 | 8789 | 57.7 | 152 | 70+ | 3000 | 692.343
| DM1118806 | Auva LED1x10350 J021 T730 LSPL | non-dimmable, I, IP66, IK09, LSPL beam optic, tempered glass, light grey aluminium body, for Ø60mm pole | 625 | 288 | 102 |  | 100000/L90B10 | 3 | 10172 | 68 | 150 | 70+ | 3000 | 720.508
| DM1118807 | Auva LED1x11600 J022 T730 LSPL | non-dimmable, I, IP66, IK09, LSPL beam optic, tempered glass, light grey aluminium body, for Ø60mm pole | 625 | 288 | 102 |  | 100000/L90B10 | 3 | 11400 | 77.3 | 147 | 70+ | 3000 | 720.508
| DM1118808 | Auva LED1x12900 J023 T730 LSPL | non-dimmable, I, IP66, IK09, LSPL beam optic, tempered glass, light grey aluminium body, for Ø60mm pole | 625 | 288 | 102 |  | 100000/L90B10 | 3 | 12703 | 87.7 | 145 | 70+ | 3000 | 720.508
| DM1118809 | Auva LED1x14700 J024 T730 LSPL | non-dimmable, I, IP66, IK09, LSPL beam optic, tempered glass, light grey aluminium body, for Ø60mm pole | 625 | 288 | 102 |  | 100000/L90B10 | 3 | 14447 | 103.3 | 140 | 70+ | 3000 | 748.157
| DM1118810 | Auva LED1x11400 J025 T730 LSPL | non-dimmable, I, IP66, IK09, LSPL beam optic, tempered glass, light grey aluminium body, for Ø60mm pole | 625 | 288 | 102 |  | 100000/L90B10 | 3 | 11167 | 71.6 | 156 | 70+ | 3000 | 783.804
| DM1118811 | Auva LED1x13400 J026 T730 LSPL | non-dimmable, I, IP66, IK09, LSPL beam optic, tempered glass, light grey aluminium body, for Ø60mm pole | 625 | 288 | 102 |  | 100000/L90B10 | 3 | 13184 | 86.6 | 152 | 70+ | 3000 | 783.804
| DM1118812 | Auva LED1x15500 J027 T730 LSPL | non-dimmable, I, IP66, IK09, LSPL beam optic, tempered glass, light grey aluminium body, for Ø60mm pole | 625 | 288 | 102 |  | 100000/L90B10 | 3 | 15258 | 100.9 | 151 | 70+ | 3000 | 811.281
| DM1118813 | Auva LED1x17400 J028 T730 LSPL | non-dimmable, I, IP66, IK09, LSPL beam optic, tempered glass, light grey aluminium body, for Ø60mm pole | 625 | 288 | 102 |  | 100000/L90B10 | 3 | 17100 | 116 | 147 | 70+ | 3000 | 811.281
| DM1118814 | Auva LED1x19350 J029 T730 LSPL | non-dimmable, I, IP66, IK09, LSPL beam optic, tempered glass, light grey aluminium body, for Ø60mm pole | 625 | 288 | 102 |  | 100000/L90B10 | 3 | 19055 | 131.6 | 145 | 70+ | 3000 | 811.281
| DM1118816 | Auva LED1x15200 J031 T730 LSPL | non-dimmable, I, IP66, IK09, LSPL beam optic, tempered glass, light grey aluminium body, for Ø60mm pole | 776 | 320 | 102 |  | 100000/L90B10 | 3 | 14890 | 94.5 | 158 | 70+ | 3000 | 1046.233
| DM1118817 | Auva LED1x17900 J032 T730 LSPL | non-dimmable, I, IP66, IK09, LSPL beam optic, tempered glass, light grey aluminium body, for Ø60mm pole | 776 | 320 | 102 |  | 100000/L90B10 | 3 | 17578 | 114.2 | 154 | 70+ | 3000 | 1046.233
| DM1118818 | Auva LED1x20700 J033 T730 LSPL | non-dimmable, I, IP66, IK09, LSPL beam optic, tempered glass, light grey aluminium body, for Ø60mm pole | 776 | 320 | 102 |  | 100000/L90B10 | 3 | 20344 | 134.5 | 151 | 70+ | 3000 | 1046.233
| DM1118819 | Auva LED1x23150 J034 T730 LSPL | non-dimmable, I, IP66, IK09, LSPL beam optic, tempered glass, light grey aluminium body, for Ø60mm pole | 776 | 320 | 102 |  | 100000/L90B10 | 3 | 22800 | 154.7 | 147 | 70+ | 3000 | 1067.088
| DM1118820 | Auva LED1x25800 J035 T730 LSPL | non-dimmable, I, IP66, IK09, LSPL beam optic, tempered glass, light grey aluminium body, for Ø60mm pole | 776 | 320 | 102 |  | 100000/L90B10 | 3 | 25406 | 175.5 | 145 | 70+ | 3000 | 1067.088
| DM1118821 | Auva LED1x1900 J001 T740 LSPL | non-dimmable, I, IP66, IK09, LSPL beam optic, tempered glass, light grey aluminium body, for Ø60mm pole | 525 | 205 | 102 |  | 100000/L90B10 | 3 | 1918 | 12.5 | 153 | 70+ | 4000 | 366.661
| DM1118822 | Auva LED1x2250 J002 T740 LSPL | non-dimmable, I, IP66, IK09, LSPL beam optic, tempered glass, light grey aluminium body, for Ø60mm pole | 525 | 205 | 102 |  | 100000/L90B10 | 3 | 2259 | 15.1 | 150 | 70+ | 4000 | 366.661
| DM1118823 | Auva LED1x2600 J003 T740 LSPL | non-dimmable, I, IP66, IK09, LSPL beam optic, tempered glass, light grey aluminium body, for Ø60mm pole | 525 | 205 | 102 |  | 100000/L90B10 | 3 | 2611 | 17.2 | 152 | 70+ | 4000 | 366.661
| DM1118824 | Auva LED1x2900 J004 T740 LSPL | non-dimmable, I, IP66, IK09, LSPL beam optic, tempered glass, light grey aluminium body, for Ø60mm pole | 525 | 205 | 102 |  | 100000/L90B10 | 3 | 2926 | 19.8 | 148 | 70+ | 4000 | 366.661
| DM1118825 | Auva LED1x3250 J005 T740 LSPL | non-dimmable, I, IP66, IK09, LSPL beam optic, tempered glass, light grey aluminium body, for Ø60mm pole | 525 | 205 | 102 |  | 100000/L90B10 | 3 | 3260 | 22.2 | 147 | 70+ | 4000 | 366.661
| DM1118826 | Auva LED1x3700 J006 T740 LSPL | non-dimmable, I, IP66, IK09, LSPL beam optic, tempered glass, light grey aluminium body, for Ø60mm pole | 525 | 205 | 102 |  | 100000/L90B10 | 3 | 3710 | 26.1 | 142 | 70+ | 4000 | 366.661
| DM1118827 | Auva LED1x3800 J007 T740 LSPL | non-dimmable, I, IP66, IK09, LSPL beam optic, tempered glass, light grey aluminium body, for Ø60mm pole | 525 | 205 | 102 |  | 100000/L90B10 | 3 | 3837 | 23.9 | 161 | 70+ | 4000 | 399.986
| DM1118828 | Auva LED1x4500 J008 T740 LSPL | non-dimmable, I, IP66, IK09, LSPL beam optic, tempered glass, light grey aluminium body, for Ø60mm pole | 525 | 205 | 102 |  | 100000/L90B10 | 3 | 4518 | 28.9 | 156 | 70+ | 4000 | 399.986
| DM1118829 | Auva LED1x5200 J009 T740 LSPL | non-dimmable, I, IP66, IK09, LSPL beam optic, tempered glass, light grey aluminium body, for Ø60mm pole | 525 | 205 | 102 |  | 100000/L90B10 | 3 | 5223 | 33.6 | 155 | 70+ | 4000 | 399.986
| DM1118830 | Auva LED1x5800 J010 T740 LSPL | non-dimmable, I, IP66, IK09, LSPL beam optic, tempered glass, light grey aluminium body, for Ø60mm pole | 525 | 205 | 102 |  | 100000/L90B10 | 3 | 5851 | 38.7 | 151 | 70+ | 4000 | 399.986
| DM1118831 | Auva LED1x6450 J011 T740 LSPL | non-dimmable, I, IP66, IK09, LSPL beam optic, tempered glass, light grey aluminium body, for Ø60mm pole | 525 | 205 | 102 |  | 100000/L90B10 | 3 | 6520 | 43.9 | 149 | 70+ | 4000 | 399.986
| DM1118832 | Auva LED1x7350 J012 T740 LSPL | non-dimmable, I, IP66, IK09, LSPL beam optic, tempered glass, light grey aluminium body, for Ø60mm pole | 525 | 205 | 102 |  | 100000/L90B10 | 3 | 7419 | 51.7 | 144 | 70+ | 4000 | 415.681
| DM1118833 | Auva LED1x5700 J013 T740 LSPL | non-dimmable, I, IP66, IK09, LSPL beam optic, tempered glass, light grey aluminium body, for Ø60mm pole | 525 | 250 | 102 |  | 100000/L90B10 | 3 | 5755 | 35.8 | 161 | 70+ | 4000 | 526.449
| DM1118834 | Auva LED1x6700 J014 T740 LSPL | non-dimmable, I, IP66, IK09, LSPL beam optic, tempered glass, light grey aluminium body, for Ø60mm pole | 525 | 250 | 102 |  | 100000/L90B10 | 3 | 6777 | 43.3 | 157 | 70+ | 4000 | 526.449
| DM1118835 | Auva LED1x7750 J015 T740 LSPL | non-dimmable, I, IP66, IK09, LSPL beam optic, tempered glass, light grey aluminium body, for Ø60mm pole | 525 | 250 | 102 |  | 100000/L90B10 | 3 | 7834 | 51 | 154 | 70+ | 4000 | 526.449
| DM1118836 | Auva LED1x8700 J016 T740 LSPL | non-dimmable, I, IP66, IK09, LSPL beam optic, tempered glass, light grey aluminium body, for Ø60mm pole | 525 | 250 | 102 |  | 100000/L90B10 | 3 | 8777 | 58.6 | 150 | 70+ | 4000 | 554.786
| DM1118837 | Auva LED1x9700 J017 T740 LSPL | non-dimmable, I, IP66, IK09, LSPL beam optic, tempered glass, light grey aluminium body, for Ø60mm pole | 525 | 250 | 102 |  | 100000/L90B10 | 3 | 9780 | 66.5 | 147 | 70+ | 4000 | 554.786
| DM1118838 | Auva LED1x11050 J018 T740 LSPL | non-dimmable, I, IP66, IK09, LSPL beam optic, tempered glass, light grey aluminium body, for Ø60mm pole | 525 | 250 | 102 |  | 100000/L90B10 | 3 | 11129 | 78.3 | 142 | 70+ | 4000 | 554.786
| DM1118839 | Auva LED1x7600 J019 T740 LSPL | non-dimmable, I, IP66, IK09, LSPL beam optic, tempered glass, light grey aluminium body, for Ø60mm pole | 625 | 288 | 102 |  | 100000/L90B10 | 3 | 7673 | 48.3 | 159 | 70+ | 4000 | 692.343
| DM1118840 | Auva LED1x8950 J020 T740 LSPL | non-dimmable, I, IP66, IK09, LSPL beam optic, tempered glass, light grey aluminium body, for Ø60mm pole | 625 | 288 | 102 |  | 100000/L90B10 | 3 | 9036 | 57.7 | 157 | 70+ | 4000 | 692.343
| DM1118841 | Auva LED1x10350 J021 T740 LSPL | non-dimmable, I, IP66, IK09, LSPL beam optic, tempered glass, light grey aluminium body, for Ø60mm pole | 625 | 288 | 102 |  | 100000/L90B10 | 3 | 10445 | 68 | 154 | 70+ | 4000 | 720.508
| DM1118842 | Auva LED1x11600 J022 T740 LSPL | non-dimmable, I, IP66, IK09, LSPL beam optic, tempered glass, light grey aluminium body, for Ø60mm pole | 625 | 288 | 102 |  | 100000/L90B10 | 3 | 11702 | 77.3 | 151 | 70+ | 4000 | 720.508
| DM1118843 | Auva LED1x12900 J023 T740 LSPL | non-dimmable, I, IP66, IK09, LSPL beam optic, tempered glass, light grey aluminium body, for Ø60mm pole | 625 | 288 | 102 |  | 100000/L90B10 | 3 | 13040 | 87.7 | 149 | 70+ | 4000 | 720.508
| DM1118844 | Auva LED1x14700 J024 T740 LSPL | non-dimmable, I, IP66, IK09, LSPL beam optic, tempered glass, light grey aluminium body, for Ø60mm pole | 625 | 288 | 102 |  | 100000/L90B10 | 3 | 14838 | 103.3 | 144 | 70+ | 4000 | 748.157
| DM1118845 | Auva LED1x11400 J025 T740 LSPL | non-dimmable, I, IP66, IK09, LSPL beam optic, tempered glass, light grey aluminium body, for Ø60mm pole | 625 | 288 | 102 |  | 100000/L90B10 | 3 | 11510 | 71.6 | 161 | 70+ | 4000 | 783.804
| DM1118846 | Auva LED1x13400 J026 T740 LSPL | non-dimmable, I, IP66, IK09, LSPL beam optic, tempered glass, light grey aluminium body, for Ø60mm pole | 625 | 288 | 102 |  | 100000/L90B10 | 3 | 13553 | 86.6 | 157 | 70+ | 4000 | 783.804
| DM1118847 | Auva LED1x15500 J027 T740 LSPL | non-dimmable, I, IP66, IK09, LSPL beam optic, tempered glass, light grey aluminium body, for Ø60mm pole | 625 | 288 | 102 |  | 100000/L90B10 | 3 | 15668 | 100.9 | 155 | 70+ | 4000 | 811.281
| DM1118848 | Auva LED1x17400 J028 T740 LSPL | non-dimmable, I, IP66, IK09, LSPL beam optic, tempered glass, light grey aluminium body, for Ø60mm pole | 625 | 288 | 102 |  | 100000/L90B10 | 3 | 17553 | 116 | 151 | 70+ | 4000 | 811.281
| DM1118849 | Auva LED1x19350 J029 T740 LSPL | non-dimmable, I, IP66, IK09, LSPL beam optic, tempered glass, light grey aluminium body, for Ø60mm pole | 625 | 288 | 102 |  | 100000/L90B10 | 3 | 19560 | 131.6 | 149 | 70+ | 4000 | 811.281
| DM1118851 | Auva LED1x15200 J031 T740 LSPL | non-dimmable, I, IP66, IK09, LSPL beam optic, tempered glass, light grey aluminium body, for Ø60mm pole | 776 | 320 | 102 |  | 100000/L90B10 | 3 | 15347 | 94.5 | 162 | 70+ | 4000 | 1046.233
| DM1118852 | Auva LED1x17900 J032 T740 LSPL | non-dimmable, I, IP66, IK09, LSPL beam optic, tempered glass, light grey aluminium body, for Ø60mm pole | 776 | 320 | 102 |  | 100000/L90B10 | 3 | 18071 | 114.2 | 158 | 70+ | 4000 | 1046.233
| DM1118853 | Auva LED1x20700 J033 T740 LSPL | non-dimmable, I, IP66, IK09, LSPL beam optic, tempered glass, light grey aluminium body, for Ø60mm pole | 776 | 320 | 102 |  | 100000/L90B10 | 3 | 20890 | 134.5 | 155 | 70+ | 4000 | 1046.233
| DM1118854 | Auva LED1x23150 J034 T740 LSPL | non-dimmable, I, IP66, IK09, LSPL beam optic, tempered glass, light grey aluminium body, for Ø60mm pole | 776 | 320 | 102 |  | 100000/L90B10 | 3 | 23404 | 154.7 | 151 | 70+ | 4000 | 1067.088
| DM1118855 | Auva LED1x25800 J035 T740 LSPL | non-dimmable, I, IP66, IK09, LSPL beam optic, tempered glass, light grey aluminium body, for Ø60mm pole | 776 | 320 | 102 |  | 100000/L90B10 | 3 | 26081 | 175.5 | 149 | 70+ | 4000 | 1067.088
| DM1118856 | Auva LED1x1900 J001 T730 LSA1 | non-dimmable, I, IP66, IK09, LSA1 beam optic, tempered glass, light grey aluminium body, for Ø60mm pole | 525 | 205 | 102 |  | 100000/L90B10 | 3 | 1777 | 12.5 | 142 | 70+ | 3000 | 354.105
| DM1118857 | Auva LED1x2250 J002 T730 LSA1 | non-dimmable, I, IP66, IK09, LSA1 beam optic, tempered glass, light grey aluminium body, for Ø60mm pole | 525 | 205 | 102 |  | 100000/L90B10 | 3 | 2097 | 15.1 | 139 | 70+ | 3000 | 354.105
| DM1118858 | Auva LED1x2600 J003 T730 LSA1 | non-dimmable, I, IP66, IK09, LSA1 beam optic, tempered glass, light grey aluminium body, for Ø60mm pole | 525 | 205 | 102 |  | 100000/L90B10 | 3 | 2427 | 17.2 | 141 | 70+ | 3000 | 354.105
| DM1118859 | Auva LED1x2900 J004 T730 LSA1 | non-dimmable, I, IP66, IK09, LSA1 beam optic, tempered glass, light grey aluminium body, for Ø60mm pole | 525 | 205 | 102 |  | 100000/L90B10 | 3 | 2721 | 19.8 | 137 | 70+ | 3000 | 354.105
| DM1118860 | Auva LED1x3250 J005 T730 LSA1 | non-dimmable, I, IP66, IK09, LSA1 beam optic, tempered glass, light grey aluminium body, for Ø60mm pole | 525 | 205 | 102 |  | 100000/L90B10 | 3 | 3031 | 22.2 | 137 | 70+ | 3000 | 354.105
| DM1118861 | Auva LED1x3700 J006 T730 LSA1 | non-dimmable, I, IP66, IK09, LSA1 beam optic, tempered glass, light grey aluminium body, for Ø60mm pole | 525 | 205 | 102 |  | 100000/L90B10 | 3 | 2999 | 26.1 | 115 | 70+ | 3000 | 354.105
| DM1118862 | Auva LED1x3800 J007 T730 LSA1 | non-dimmable, I, IP66, IK09, LSA1 beam optic, tempered glass, light grey aluminium body, for Ø60mm pole | 525 | 205 | 102 |  | 100000/L90B10 | 3 | 3553 | 23.9 | 149 | 70+ | 3000 | 375.734
| DM1118863 | Auva LED1x4500 J008 T730 LSA1 | non-dimmable, I, IP66, IK09, LSA1 beam optic, tempered glass, light grey aluminium body, for Ø60mm pole | 525 | 205 | 102 |  | 100000/L90B10 | 3 | 4195 | 28.9 | 145 | 70+ | 3000 | 375.734
| DM1118864 | Auva LED1x5200 J009 T730 LSA1 | non-dimmable, I, IP66, IK09, LSA1 beam optic, tempered glass, light grey aluminium body, for Ø60mm pole | 525 | 205 | 102 |  | 100000/L90B10 | 3 | 4855 | 33.6 | 144 | 70+ | 3000 | 375.734
| DM1118865 | Auva LED1x5800 J010 T730 LSA1 | non-dimmable, I, IP66, IK09, LSA1 beam optic, tempered glass, light grey aluminium body, for Ø60mm pole | 525 | 205 | 102 |  | 100000/L90B10 | 3 | 5441 | 38.7 | 141 | 70+ | 3000 | 375.734
| DM1118866 | Auva LED1x6450 J011 T730 LSA1 | non-dimmable, I, IP66, IK09, LSA1 beam optic, tempered glass, light grey aluminium body, for Ø60mm pole | 525 | 205 | 102 |  | 100000/L90B10 | 3 | 6063 | 43.9 | 138 | 70+ | 3000 | 375.734
| DM1118867 | Auva LED1x7350 J012 T730 LSA1 | non-dimmable, I, IP66, IK09, LSA1 beam optic, tempered glass, light grey aluminium body, for Ø60mm pole | 525 | 205 | 102 |  | 100000/L90B10 | 3 | 5997 | 51.7 | 116 | 70+ | 3000 | 391.601
| DM1118868 | Auva LED1x5700 J013 T730 LSA1 | non-dimmable, I, IP66, IK09, LSA1 beam optic, tempered glass, light grey aluminium body, for Ø60mm pole | 525 | 250 | 102 |  | 100000/L90B10 | 3 | 5330 | 35.8 | 149 | 70+ | 3000 | 489.856
| DM1118869 | Auva LED1x6700 J014 T730 LSA1 | non-dimmable, I, IP66, IK09, LSA1 beam optic, tempered glass, light grey aluminium body, for Ø60mm pole | 525 | 250 | 102 |  | 100000/L90B10 | 3 | 6292 | 43.3 | 145 | 70+ | 3000 | 489.856
| DM1118870 | Auva LED1x7750 J015 T730 LSA1 | non-dimmable, I, IP66, IK09, LSA1 beam optic, tempered glass, light grey aluminium body, for Ø60mm pole | 525 | 250 | 102 |  | 100000/L90B10 | 3 | 7282 | 51 | 143 | 70+ | 3000 | 489.856
| DM1118871 | Auva LED1x8700 J016 T730 LSA1 | non-dimmable, I, IP66, IK09, LSA1 beam optic, tempered glass, light grey aluminium body, for Ø60mm pole | 525 | 250 | 102 |  | 100000/L90B10 | 3 | 8162 | 58.6 | 139 | 70+ | 3000 | 518.279
| DM1118872 | Auva LED1x9700 J017 T730 LSA1 | non-dimmable, I, IP66, IK09, LSA1 beam optic, tempered glass, light grey aluminium body, for Ø60mm pole | 525 | 250 | 102 |  | 100000/L90B10 | 3 | 9094 | 66.5 | 137 | 70+ | 3000 | 518.279
| DM1118873 | Auva LED1x11050 J018 T730 LSA1 | non-dimmable, I, IP66, IK09, LSA1 beam optic, tempered glass, light grey aluminium body, for Ø60mm pole | 525 | 250 | 102 |  | 100000/L90B10 | 3 | 8996 | 78.3 | 115 | 70+ | 3000 | 518.279
| DM1118874 | Auva LED1x7600 J019 T730 LSA1 | non-dimmable, I, IP66, IK09, LSA1 beam optic, tempered glass, light grey aluminium body, for Ø60mm pole | 625 | 288 | 102 |  | 100000/L90B10 | 3 | 7107 | 48.3 | 147 | 70+ | 3000 | 643.108
| DM1118875 | Auva LED1x8950 J020 T730 LSA1 | non-dimmable, I, IP66, IK09, LSA1 beam optic, tempered glass, light grey aluminium body, for Ø60mm pole | 625 | 288 | 102 |  | 100000/L90B10 | 3 | 8390 | 57.7 | 145 | 70+ | 3000 | 643.108
| DM1118876 | Auva LED1x10350 J021 T730 LSA1 | non-dimmable, I, IP66, IK09, LSA1 beam optic, tempered glass, light grey aluminium body, for Ø60mm pole | 625 | 288 | 102 |  | 100000/L90B10 | 3 | 9710 | 68 | 143 | 70+ | 3000 | 671.445
| DM1118877 | Auva LED1x11600 J022 T730 LSA1 | non-dimmable, I, IP66, IK09, LSA1 beam optic, tempered glass, light grey aluminium body, for Ø60mm pole | 625 | 288 | 102 |  | 100000/L90B10 | 3 | 10882 | 77.3 | 141 | 70+ | 3000 | 671.445
| DM1118878 | Auva LED1x12900 J023 T730 LSA1 | non-dimmable, I, IP66, IK09, LSA1 beam optic, tempered glass, light grey aluminium body, for Ø60mm pole | 625 | 288 | 102 |  | 100000/L90B10 | 3 | 12126 | 87.7 | 138 | 70+ | 3000 | 671.445
| DM1118879 | Auva LED1x14700 J024 T730 LSA1 | non-dimmable, I, IP66, IK09, LSA1 beam optic, tempered glass, light grey aluminium body, for Ø60mm pole | 625 | 288 | 102 |  | 100000/L90B10 | 3 | 13791 | 103.3 | 134 | 70+ | 3000 | 698.965
| DM1118880 | Auva LED1x11400 J025 T730 LSA1 | non-dimmable, I, IP66, IK09, LSA1 beam optic, tempered glass, light grey aluminium body, for Ø60mm pole | 625 | 288 | 102 |  | 100000/L90B10 | 3 | 10660 | 71.6 | 149 | 70+ | 3000 | 709.844
| DM1118881 | Auva LED1x13400 J026 T730 LSA1 | non-dimmable, I, IP66, IK09, LSA1 beam optic, tempered glass, light grey aluminium body, for Ø60mm pole | 625 | 288 | 102 |  | 100000/L90B10 | 3 | 12584 | 86.6 | 145 | 70+ | 3000 | 709.844
| DM1118882 | Auva LED1x15500 J027 T730 LSA1 | non-dimmable, I, IP66, IK09, LSA1 beam optic, tempered glass, light grey aluminium body, for Ø60mm pole | 625 | 288 | 102 |  | 100000/L90B10 | 3 | 14564 | 100.9 | 144 | 70+ | 3000 | 737.966
| DM1118883 | Auva LED1x17400 J028 T730 LSA1 | non-dimmable, I, IP66, IK09, LSA1 beam optic, tempered glass, light grey aluminium body, for Ø60mm pole | 625 | 288 | 102 |  | 100000/L90B10 | 3 | 16323 | 116 | 141 | 70+ | 3000 | 737.966
| DM1118884 | Auva LED1x19350 J029 T730 LSA1 | non-dimmable, I, IP66, IK09, LSA1 beam optic, tempered glass, light grey aluminium body, for Ø60mm pole | 625 | 288 | 102 |  | 100000/L90B10 | 3 | 18189 | 131.6 | 138 | 70+ | 3000 | 737.966
| DM1118886 | Auva LED1x15200 J031 T730 LSA1 | non-dimmable, I, IP66, IK09, LSA1 beam optic, tempered glass, light grey aluminium body, for Ø60mm pole | 776 | 320 | 102 |  | 100000/L90B10 | 3 | 14213 | 94.5 | 150 | 70+ | 3000 | 947.935
| DM1118887 | Auva LED1x17900 J032 T730 LSA1 | non-dimmable, I, IP66, IK09, LSA1 beam optic, tempered glass, light grey aluminium body, for Ø60mm pole | 776 | 320 | 102 |  | 100000/L90B10 | 3 | 16779 | 114.2 | 147 | 70+ | 3000 | 947.935
| DM1118888 | Auva LED1x20700 J033 T730 LSA1 | non-dimmable, I, IP66, IK09, LSA1 beam optic, tempered glass, light grey aluminium body, for Ø60mm pole | 776 | 320 | 102 |  | 100000/L90B10 | 3 | 19419 | 134.5 | 144 | 70+ | 3000 | 947.935
| DM1118889 | Auva LED1x23150 J034 T730 LSA1 | non-dimmable, I, IP66, IK09, LSA1 beam optic, tempered glass, light grey aluminium body, for Ø60mm pole | 776 | 320 | 102 |  | 100000/L90B10 | 3 | 21764 | 154.7 | 141 | 70+ | 3000 | 968.833
| DM1118890 | Auva LED1x25800 J035 T730 LSA1 | non-dimmable, I, IP66, IK09, LSA1 beam optic, tempered glass, light grey aluminium body, for Ø60mm pole | 776 | 320 | 102 |  | 100000/L90B10 | 3 | 24252 | 175.5 | 138 | 70+ | 3000 | 968.833
| DM1118891 | Auva LED1x1900 J001 T740 LSA1 | non-dimmable, I, IP66, IK09, LSA1 beam optic, tempered glass, light grey aluminium body, for Ø60mm pole | 525 | 205 | 102 |  | 100000/L90B10 | 3 | 1831 | 12.5 | 146 | 70+ | 4000 | 354.105
| DM1118892 | Auva LED1x2250 J002 T740 LSA1 | non-dimmable, I, IP66, IK09, LSA1 beam optic, tempered glass, light grey aluminium body, for Ø60mm pole | 525 | 205 | 102 |  | 100000/L90B10 | 3 | 2156 | 15.1 | 143 | 70+ | 4000 | 354.105
| DM1118893 | Auva LED1x2600 J003 T740 LSA1 | non-dimmable, I, IP66, IK09, LSA1 beam optic, tempered glass, light grey aluminium body, for Ø60mm pole | 525 | 205 | 102 |  | 100000/L90B10 | 3 | 2493 | 17.2 | 145 | 70+ | 4000 | 354.105
| DM1118894 | Auva LED1x2900 J004 T740 LSA1 | non-dimmable, I, IP66, IK09, LSA1 beam optic, tempered glass, light grey aluminium body, for Ø60mm pole | 525 | 205 | 102 |  | 100000/L90B10 | 3 | 2793 | 19.8 | 141 | 70+ | 4000 | 354.105
| DM1118895 | Auva LED1x3250 J005 T740 LSA1 | non-dimmable, I, IP66, IK09, LSA1 beam optic, tempered glass, light grey aluminium body, for Ø60mm pole | 525 | 205 | 102 |  | 100000/L90B10 | 3 | 3112 | 22.2 | 140 | 70+ | 4000 | 354.105
| DM1118896 | Auva LED1x3700 J006 T740 LSA1 | non-dimmable, I, IP66, IK09, LSA1 beam optic, tempered glass, light grey aluminium body, for Ø60mm pole | 525 | 205 | 102 |  | 100000/L90B10 | 3 | 3541 | 26.1 | 136 | 70+ | 4000 | 354.105
| DM1118897 | Auva LED1x3800 J007 T740 LSA1 | non-dimmable, I, IP66, IK09, LSA1 beam optic, tempered glass, light grey aluminium body, for Ø60mm pole | 525 | 205 | 102 |  | 100000/L90B10 | 3 | 3662 | 23.9 | 153 | 70+ | 4000 | 375.734
| DM1118898 | Auva LED1x4500 J008 T740 LSA1 | non-dimmable, I, IP66, IK09, LSA1 beam optic, tempered glass, light grey aluminium body, for Ø60mm pole | 525 | 205 | 102 |  | 100000/L90B10 | 3 | 4312 | 28.9 | 149 | 70+ | 4000 | 375.734
| DM1118899 | Auva LED1x5200 J009 T740 LSA1 | non-dimmable, I, IP66, IK09, LSA1 beam optic, tempered glass, light grey aluminium body, for Ø60mm pole | 525 | 205 | 102 |  | 100000/L90B10 | 3 | 4985 | 33.6 | 148 | 70+ | 4000 | 375.734
| DM1118900 | Auva LED1x5800 J010 T740 LSA1 | non-dimmable, I, IP66, IK09, LSA1 beam optic, tempered glass, light grey aluminium body, for Ø60mm pole | 525 | 205 | 102 |  | 100000/L90B10 | 3 | 5585 | 38.7 | 144 | 70+ | 4000 | 375.734
| DM1118901 | Auva LED1x6450 J011 T740 LSA1 | non-dimmable, I, IP66, IK09, LSA1 beam optic, tempered glass, light grey aluminium body, for Ø60mm pole | 525 | 205 | 102 |  | 100000/L90B10 | 3 | 6224 | 43.9 | 142 | 70+ | 4000 | 375.734
| DM1118902 | Auva LED1x7350 J012 T740 LSA1 | non-dimmable, I, IP66, IK09, LSA1 beam optic, tempered glass, light grey aluminium body, for Ø60mm pole | 525 | 205 | 102 |  | 100000/L90B10 | 3 | 7082 | 51.7 | 137 | 70+ | 4000 | 391.601
| DM1118903 | Auva LED1x5700 J013 T740 LSA1 | non-dimmable, I, IP66, IK09, LSA1 beam optic, tempered glass, light grey aluminium body, for Ø60mm pole | 525 | 250 | 102 |  | 100000/L90B10 | 3 | 5493 | 35.8 | 153 | 70+ | 4000 | 489.856
| DM1118904 | Auva LED1x6700 J014 T740 LSA1 | non-dimmable, I, IP66, IK09, LSA1 beam optic, tempered glass, light grey aluminium body, for Ø60mm pole | 525 | 250 | 102 |  | 100000/L90B10 | 3 | 6469 | 43.3 | 149 | 70+ | 4000 | 489.856
| DM1118905 | Auva LED1x7750 J015 T740 LSA1 | non-dimmable, I, IP66, IK09, LSA1 beam optic, tempered glass, light grey aluminium body, for Ø60mm pole | 525 | 250 | 102 |  | 100000/L90B10 | 3 | 7478 | 51 | 147 | 70+ | 4000 | 489.856
| DM1118906 | Auva LED1x8700 J016 T740 LSA1 | non-dimmable, I, IP66, IK09, LSA1 beam optic, tempered glass, light grey aluminium body, for Ø60mm pole | 525 | 250 | 102 |  | 100000/L90B10 | 3 | 8378 | 58.6 | 143 | 70+ | 4000 | 518.279
| DM1118907 | Auva LED1x9700 J017 T740 LSA1 | non-dimmable, I, IP66, IK09, LSA1 beam optic, tempered glass, light grey aluminium body, for Ø60mm pole | 525 | 250 | 102 |  | 100000/L90B10 | 3 | 9336 | 66.5 | 140 | 70+ | 4000 | 518.279
| DM1118908 | Auva LED1x11050 J018 T740 LSA1 | non-dimmable, I, IP66, IK09, LSA1 beam optic, tempered glass, light grey aluminium body, for Ø60mm pole | 525 | 250 | 102 |  | 100000/L90B10 | 3 | 10623 | 78.3 | 136 | 70+ | 4000 | 518.279
| DM1118909 | Auva LED1x7600 J019 T740 LSA1 | non-dimmable, I, IP66, IK09, LSA1 beam optic, tempered glass, light grey aluminium body, for Ø60mm pole | 625 | 288 | 102 |  | 100000/L90B10 | 3 | 7325 | 48.3 | 152 | 70+ | 4000 | 643.108
| DM1118910 | Auva LED1x8950 J020 T740 LSA1 | non-dimmable, I, IP66, IK09, LSA1 beam optic, tempered glass, light grey aluminium body, for Ø60mm pole | 625 | 288 | 102 |  | 100000/L90B10 | 3 | 8625 | 57.7 | 149 | 70+ | 4000 | 643.108
| DM1118911 | Auva LED1x10350 J021 T740 LSA1 | non-dimmable, I, IP66, IK09, LSA1 beam optic, tempered glass, light grey aluminium body, for Ø60mm pole | 625 | 288 | 102 |  | 100000/L90B10 | 3 | 9970 | 68 | 147 | 70+ | 4000 | 671.445
| DM1118912 | Auva LED1x11600 J022 T740 LSA1 | non-dimmable, I, IP66, IK09, LSA1 beam optic, tempered glass, light grey aluminium body, for Ø60mm pole | 625 | 288 | 102 |  | 100000/L90B10 | 3 | 11170 | 77.3 | 145 | 70+ | 4000 | 671.445
| DM1118913 | Auva LED1x12900 J023 T740 LSA1 | non-dimmable, I, IP66, IK09, LSA1 beam optic, tempered glass, light grey aluminium body, for Ø60mm pole | 625 | 288 | 102 |  | 100000/L90B10 | 3 | 12448 | 87.7 | 142 | 70+ | 4000 | 671.445
| DM1118914 | Auva LED1x14700 J024 T740 LSA1 | non-dimmable, I, IP66, IK09, LSA1 beam optic, tempered glass, light grey aluminium body, for Ø60mm pole | 625 | 288 | 102 |  | 100000/L90B10 | 3 | 14164 | 103.3 | 137 | 70+ | 4000 | 698.965
| DM1118915 | Auva LED1x11400 J025 T740 LSA1 | non-dimmable, I, IP66, IK09, LSA1 beam optic, tempered glass, light grey aluminium body, for Ø60mm pole | 625 | 288 | 102 |  | 100000/L90B10 | 3 | 10987 | 71.6 | 153 | 70+ | 4000 | 709.844
| DM1118916 | Auva LED1x13400 J026 T740 LSA1 | non-dimmable, I, IP66, IK09, LSA1 beam optic, tempered glass, light grey aluminium body, for Ø60mm pole | 625 | 288 | 102 |  | 100000/L90B10 | 3 | 12937 | 86.6 | 149 | 70+ | 4000 | 709.844
| DM1118917 | Auva LED1x15500 J027 T740 LSA1 | non-dimmable, I, IP66, IK09, LSA1 beam optic, tempered glass, light grey aluminium body, for Ø60mm pole | 625 | 288 | 102 |  | 100000/L90B10 | 3 | 14956 | 100.9 | 148 | 70+ | 4000 | 737.966
| DM1118918 | Auva LED1x17400 J028 T740 LSA1 | non-dimmable, I, IP66, IK09, LSA1 beam optic, tempered glass, light grey aluminium body, for Ø60mm pole | 625 | 288 | 102 |  | 100000/L90B10 | 3 | 16755 | 116 | 144 | 70+ | 4000 | 737.966
| DM1118919 | Auva LED1x19350 J029 T740 LSA1 | non-dimmable, I, IP66, IK09, LSA1 beam optic, tempered glass, light grey aluminium body, for Ø60mm pole | 625 | 288 | 102 |  | 100000/L90B10 | 3 | 18671 | 131.6 | 142 | 70+ | 4000 | 737.966
| DM1118921 | Auva LED1x15200 J031 T740 LSA1 | non-dimmable, I, IP66, IK09, LSA1 beam optic, tempered glass, light grey aluminium body, for Ø60mm pole | 776 | 320 | 102 |  | 100000/L90B10 | 3 | 14649 | 94.5 | 155 | 70+ | 4000 | 947.935
| DM1118922 | Auva LED1x17900 J032 T740 LSA1 | non-dimmable, I, IP66, IK09, LSA1 beam optic, tempered glass, light grey aluminium body, for Ø60mm pole | 776 | 320 | 102 |  | 100000/L90B10 | 3 | 17250 | 114.2 | 151 | 70+ | 4000 | 947.935
| DM1118923 | Auva LED1x20700 J033 T740 LSA1 | non-dimmable, I, IP66, IK09, LSA1 beam optic, tempered glass, light grey aluminium body, for Ø60mm pole | 776 | 320 | 102 |  | 100000/L90B10 | 3 | 19941 | 134.5 | 148 | 70+ | 4000 | 947.935
| DM1118924 | Auva LED1x23150 J034 T740 LSA1 | non-dimmable, I, IP66, IK09, LSA1 beam optic, tempered glass, light grey aluminium body, for Ø60mm pole | 776 | 320 | 102 |  | 100000/L90B10 | 3 | 22340 | 154.7 | 144 | 70+ | 4000 | 968.833
| DM1118925 | Auva LED1x25800 J035 T740 LSA1 | non-dimmable, I, IP66, IK09, LSA1 beam optic, tempered glass, light grey aluminium body, for Ø60mm pole | 776 | 320 | 102 |  | 100000/L90B10 | 3 | 24895 | 175.5 | 142 | 70+ | 4000 | 968.833
| DM1118926 | Auva LED1x1900 J001 T730 LSA2 | non-dimmable, I, IP66, IK09, LSA2 beam optic, tempered glass, light grey aluminium body, for Ø60mm pole | 525 | 205 | 102 |  | 100000/L90B10 | 3 | 1777 | 12.5 | 142 | 70+ | 3000 | 354.105
| DM1118927 | Auva LED1x2250 J002 T730 LSA2 | non-dimmable, I, IP66, IK09, LSA2 beam optic, tempered glass, light grey aluminium body, for Ø60mm pole | 525 | 205 | 102 |  | 100000/L90B10 | 3 | 2097 | 15.1 | 139 | 70+ | 3000 | 354.105
| DM1118928 | Auva LED1x2600 J003 T730 LSA2 | non-dimmable, I, IP66, IK09, LSA2 beam optic, tempered glass, light grey aluminium body, for Ø60mm pole | 525 | 205 | 102 |  | 100000/L90B10 | 3 | 2427 | 17.2 | 141 | 70+ | 3000 | 354.105
| DM1118929 | Auva LED1x2900 J004 T730 LSA2 | non-dimmable, I, IP66, IK09, LSA2 beam optic, tempered glass, light grey aluminium body, for Ø60mm pole | 525 | 205 | 102 |  | 100000/L90B10 | 3 | 2721 | 19.8 | 137 | 70+ | 3000 | 354.105
| DM1118930 | Auva LED1x3250 J005 T730 LSA2 | non-dimmable, I, IP66, IK09, LSA2 beam optic, tempered glass, light grey aluminium body, for Ø60mm pole | 525 | 205 | 102 |  | 100000/L90B10 | 3 | 3031 | 22.2 | 137 | 70+ | 3000 | 354.105
| DM1118931 | Auva LED1x3700 J006 T730 LSA2 | non-dimmable, I, IP66, IK09, LSA2 beam optic, tempered glass, light grey aluminium body, for Ø60mm pole | 525 | 205 | 102 |  | 100000/L90B10 | 3 | 2999 | 26.1 | 115 | 70+ | 3000 | 354.105
| DM1118932 | Auva LED1x3800 J007 T730 LSA2 | non-dimmable, I, IP66, IK09, LSA2 beam optic, tempered glass, light grey aluminium body, for Ø60mm pole | 525 | 205 | 102 |  | 100000/L90B10 | 3 | 3553 | 23.9 | 149 | 70+ | 3000 | 375.734
| DM1118933 | Auva LED1x4500 J008 T730 LSA2 | non-dimmable, I, IP66, IK09, LSA2 beam optic, tempered glass, light grey aluminium body, for Ø60mm pole | 525 | 205 | 102 |  | 100000/L90B10 | 3 | 4195 | 28.9 | 145 | 70+ | 3000 | 375.734
| DM1118934 | Auva LED1x5200 J009 T730 LSA2 | non-dimmable, I, IP66, IK09, LSA2 beam optic, tempered glass, light grey aluminium body, for Ø60mm pole | 525 | 205 | 102 |  | 100000/L90B10 | 3 | 4855 | 33.6 | 144 | 70+ | 3000 | 375.734
| DM1118935 | Auva LED1x5800 J010 T730 LSA2 | non-dimmable, I, IP66, IK09, LSA2 beam optic, tempered glass, light grey aluminium body, for Ø60mm pole | 525 | 205 | 102 |  | 100000/L90B10 | 3 | 5441 | 38.7 | 141 | 70+ | 3000 | 375.734
| DM1118936 | Auva LED1x6450 J011 T730 LSA2 | non-dimmable, I, IP66, IK09, LSA2 beam optic, tempered glass, light grey aluminium body, for Ø60mm pole | 525 | 205 | 102 |  | 100000/L90B10 | 3 | 6063 | 43.9 | 138 | 70+ | 3000 | 375.734
| DM1118937 | Auva LED1x7350 J012 T730 LSA2 | non-dimmable, I, IP66, IK09, LSA2 beam optic, tempered glass, light grey aluminium body, for Ø60mm pole | 525 | 205 | 102 |  | 100000/L90B10 | 3 | 5997 | 51.7 | 116 | 70+ | 3000 | 391.601
| DM1118938 | Auva LED1x5700 J013 T730 LSA2 | non-dimmable, I, IP66, IK09, LSA2 beam optic, tempered glass, light grey aluminium body, for Ø60mm pole | 525 | 250 | 102 |  | 100000/L90B10 | 3 | 5330 | 35.8 | 149 | 70+ | 3000 | 489.856
| DM1118939 | Auva LED1x6700 J014 T730 LSA2 | non-dimmable, I, IP66, IK09, LSA2 beam optic, tempered glass, light grey aluminium body, for Ø60mm pole | 525 | 250 | 102 |  | 100000/L90B10 | 3 | 6292 | 43.3 | 145 | 70+ | 3000 | 489.856
| DM1118940 | Auva LED1x7750 J015 T730 LSA2 | non-dimmable, I, IP66, IK09, LSA2 beam optic, tempered glass, light grey aluminium body, for Ø60mm pole | 525 | 250 | 102 |  | 100000/L90B10 | 3 | 7282 | 51 | 143 | 70+ | 3000 | 489.856
| DM1118941 | Auva LED1x8700 J016 T730 LSA2 | non-dimmable, I, IP66, IK09, LSA2 beam optic, tempered glass, light grey aluminium body, for Ø60mm pole | 525 | 250 | 102 |  | 100000/L90B10 | 3 | 8162 | 58.6 | 139 | 70+ | 3000 | 518.279
| DM1118942 | Auva LED1x9700 J017 T730 LSA2 | non-dimmable, I, IP66, IK09, LSA2 beam optic, tempered glass, light grey aluminium body, for Ø60mm pole | 525 | 250 | 102 |  | 100000/L90B10 | 3 | 9094 | 66.5 | 137 | 70+ | 3000 | 518.279
| DM1118943 | Auva LED1x11050 J018 T730 LSA2 | non-dimmable, I, IP66, IK09, LSA2 beam optic, tempered glass, light grey aluminium body, for Ø60mm pole | 525 | 250 | 102 |  | 100000/L90B10 | 3 | 8996 | 78.3 | 115 | 70+ | 3000 | 518.279
| DM1118944 | Auva LED1x7600 J019 T730 LSA2 | non-dimmable, I, IP66, IK09, LSA2 beam optic, tempered glass, light grey aluminium body, for Ø60mm pole | 625 | 288 | 102 |  | 100000/L90B10 | 3 | 7107 | 48.3 | 147 | 70+ | 3000 | 643.108
| DM1118945 | Auva LED1x8950 J020 T730 LSA2 | non-dimmable, I, IP66, IK09, LSA2 beam optic, tempered glass, light grey aluminium body, for Ø60mm pole | 625 | 288 | 102 |  | 100000/L90B10 | 3 | 8390 | 57.7 | 145 | 70+ | 3000 | 643.108
| DM1118946 | Auva LED1x10350 J021 T730 LSA2 | non-dimmable, I, IP66, IK09, LSA2 beam optic, tempered glass, light grey aluminium body, for Ø60mm pole | 625 | 288 | 102 |  | 100000/L90B10 | 3 | 9710 | 68 | 143 | 70+ | 3000 | 671.445
| DM1118947 | Auva LED1x11600 J022 T730 LSA2 | non-dimmable, I, IP66, IK09, LSA2 beam optic, tempered glass, light grey aluminium body, for Ø60mm pole | 625 | 288 | 102 |  | 100000/L90B10 | 3 | 10882 | 77.3 | 141 | 70+ | 3000 | 671.445
| DM1118948 | Auva LED1x12900 J023 T730 LSA2 | non-dimmable, I, IP66, IK09, LSA2 beam optic, tempered glass, light grey aluminium body, for Ø60mm pole | 625 | 288 | 102 |  | 100000/L90B10 | 3 | 12126 | 87.7 | 138 | 70+ | 3000 | 671.445
| DM1118949 | Auva LED1x14700 J024 T730 LSA2 | non-dimmable, I, IP66, IK09, LSA2 beam optic, tempered glass, light grey aluminium body, for Ø60mm pole | 625 | 288 | 102 |  | 100000/L90B10 | 3 | 13791 | 103.3 | 134 | 70+ | 3000 | 698.965
| DM1118950 | Auva LED1x11400 J025 T730 LSA2 | non-dimmable, I, IP66, IK09, LSA2 beam optic, tempered glass, light grey aluminium body, for Ø60mm pole | 625 | 288 | 102 |  | 100000/L90B10 | 3 | 10660 | 71.6 | 149 | 70+ | 3000 | 709.844
| DM1118951 | Auva LED1x13400 J026 T730 LSA2 | non-dimmable, I, IP66, IK09, LSA2 beam optic, tempered glass, light grey aluminium body, for Ø60mm pole | 625 | 288 | 102 |  | 100000/L90B10 | 3 | 12584 | 86.6 | 145 | 70+ | 3000 | 709.844
| DM1118952 | Auva LED1x15500 J027 T730 LSA2 | non-dimmable, I, IP66, IK09, LSA2 beam optic, tempered glass, light grey aluminium body, for Ø60mm pole | 625 | 288 | 102 |  | 100000/L90B10 | 3 | 14564 | 100.9 | 144 | 70+ | 3000 | 737.966
| DM1118953 | Auva LED1x17400 J028 T730 LSA2 | non-dimmable, I, IP66, IK09, LSA2 beam optic, tempered glass, light grey aluminium body, for Ø60mm pole | 625 | 288 | 102 |  | 100000/L90B10 | 3 | 16323 | 116 | 141 | 70+ | 3000 | 737.966
| DM1118954 | Auva LED1x19350 J029 T730 LSA2 | non-dimmable, I, IP66, IK09, LSA2 beam optic, tempered glass, light grey aluminium body, for Ø60mm pole | 625 | 288 | 102 |  | 100000/L90B10 | 3 | 18189 | 131.6 | 138 | 70+ | 3000 | 737.966
| DM1118956 | Auva LED1x15200 J031 T730 LSA2 | non-dimmable, I, IP66, IK09, LSA2 beam optic, tempered glass, light grey aluminium body, for Ø60mm pole | 776 | 320 | 102 |  | 100000/L90B10 | 3 | 14213 | 94.5 | 150 | 70+ | 3000 | 947.935
| DM1118957 | Auva LED1x17900 J032 T730 LSA2 | non-dimmable, I, IP66, IK09, LSA2 beam optic, tempered glass, light grey aluminium body, for Ø60mm pole | 776 | 320 | 102 |  | 100000/L90B10 | 3 | 16779 | 114.2 | 147 | 70+ | 3000 | 947.935
| DM1118958 | Auva LED1x20700 J033 T730 LSA2 | non-dimmable, I, IP66, IK09, LSA2 beam optic, tempered glass, light grey aluminium body, for Ø60mm pole | 776 | 320 | 102 |  | 100000/L90B10 | 3 | 19419 | 134.5 | 144 | 70+ | 3000 | 947.935
| DM1118959 | Auva LED1x23150 J034 T730 LSA2 | non-dimmable, I, IP66, IK09, LSA2 beam optic, tempered glass, light grey aluminium body, for Ø60mm pole | 776 | 320 | 102 |  | 100000/L90B10 | 3 | 21764 | 154.7 | 141 | 70+ | 3000 | 968.833
| DM1118960 | Auva LED1x25800 J035 T730 LSA2 | non-dimmable, I, IP66, IK09, LSA2 beam optic, tempered glass, light grey aluminium body, for Ø60mm pole | 776 | 320 | 102 |  | 100000/L90B10 | 3 | 24252 | 175.5 | 138 | 70+ | 3000 | 968.833
| DM1118961 | Auva LED1x1900 J001 T740 LSA2 | non-dimmable, I, IP66, IK09, LSA2 beam optic, tempered glass, light grey aluminium body, for Ø60mm pole | 525 | 205 | 102 |  | 100000/L90B10 | 3 | 1831 | 12.5 | 146 | 70+ | 4000 | 354.105
| DM1118962 | Auva LED1x2250 J002 T740 LSA2 | non-dimmable, I, IP66, IK09, LSA2 beam optic, tempered glass, light grey aluminium body, for Ø60mm pole | 525 | 205 | 102 |  | 100000/L90B10 | 3 | 2156 | 15.1 | 143 | 70+ | 4000 | 354.105
| DM1118963 | Auva LED1x2600 J003 T740 LSA2 | non-dimmable, I, IP66, IK09, LSA2 beam optic, tempered glass, light grey aluminium body, for Ø60mm pole | 525 | 205 | 102 |  | 100000/L90B10 | 3 | 2493 | 17.2 | 145 | 70+ | 4000 | 354.105
| DM1118964 | Auva LED1x2900 J004 T740 LSA2 | non-dimmable, I, IP66, IK09, LSA2 beam optic, tempered glass, light grey aluminium body, for Ø60mm pole | 525 | 205 | 102 |  | 100000/L90B10 | 3 | 2793 | 19.8 | 141 | 70+ | 4000 | 354.105
| DM1118965 | Auva LED1x3250 J005 T740 LSA2 | non-dimmable, I, IP66, IK09, LSA2 beam optic, tempered glass, light grey aluminium body, for Ø60mm pole | 525 | 205 | 102 |  | 100000/L90B10 | 3 | 3112 | 22.2 | 140 | 70+ | 4000 | 354.105
| DM1118966 | Auva LED1x3700 J006 T740 LSA2 | non-dimmable, I, IP66, IK09, LSA2 beam optic, tempered glass, light grey aluminium body, for Ø60mm pole | 525 | 205 | 102 |  | 100000/L90B10 | 3 | 3541 | 26.1 | 136 | 70+ | 4000 | 354.105
| DM1118967 | Auva LED1x3800 J007 T740 LSA2 | non-dimmable, I, IP66, IK09, LSA2 beam optic, tempered glass, light grey aluminium body, for Ø60mm pole | 525 | 205 | 102 |  | 100000/L90B10 | 3 | 3662 | 23.9 | 153 | 70+ | 4000 | 375.734
| DM1118968 | Auva LED1x4500 J008 T740 LSA2 | non-dimmable, I, IP66, IK09, LSA2 beam optic, tempered glass, light grey aluminium body, for Ø60mm pole | 525 | 205 | 102 |  | 100000/L90B10 | 3 | 4312 | 28.9 | 149 | 70+ | 4000 | 375.734
| DM1118969 | Auva LED1x5200 J009 T740 LSA2 | non-dimmable, I, IP66, IK09, LSA2 beam optic, tempered glass, light grey aluminium body, for Ø60mm pole | 525 | 205 | 102 |  | 100000/L90B10 | 3 | 4985 | 33.6 | 148 | 70+ | 4000 | 375.734
| DM1118970 | Auva LED1x5800 J010 T740 LSA2 | non-dimmable, I, IP66, IK09, LSA2 beam optic, tempered glass, light grey aluminium body, for Ø60mm pole | 525 | 205 | 102 |  | 100000/L90B10 | 3 | 5585 | 38.7 | 144 | 70+ | 4000 | 375.734
| DM1118971 | Auva LED1x6450 J011 T740 LSA2 | non-dimmable, I, IP66, IK09, LSA2 beam optic, tempered glass, light grey aluminium body, for Ø60mm pole | 525 | 205 | 102 |  | 100000/L90B10 | 3 | 6224 | 43.9 | 142 | 70+ | 4000 | 375.734
| DM1118972 | Auva LED1x7350 J012 T740 LSA2 | non-dimmable, I, IP66, IK09, LSA2 beam optic, tempered glass, light grey aluminium body, for Ø60mm pole | 525 | 205 | 102 |  | 100000/L90B10 | 3 | 7082 | 51.7 | 137 | 70+ | 4000 | 391.601
| DM1118973 | Auva LED1x5700 J013 T740 LSA2 | non-dimmable, I, IP66, IK09, LSA2 beam optic, tempered glass, light grey aluminium body, for Ø60mm pole | 525 | 250 | 102 |  | 100000/L90B10 | 3 | 5493 | 35.8 | 153 | 70+ | 4000 | 489.856
| DM1118974 | Auva LED1x6700 J014 T740 LSA2 | non-dimmable, I, IP66, IK09, LSA2 beam optic, tempered glass, light grey aluminium body, for Ø60mm pole | 525 | 250 | 102 |  | 100000/L90B10 | 3 | 6469 | 43.3 | 149 | 70+ | 4000 | 489.856
| DM1118975 | Auva LED1x7750 J015 T740 LSA2 | non-dimmable, I, IP66, IK09, LSA2 beam optic, tempered glass, light grey aluminium body, for Ø60mm pole | 525 | 250 | 102 |  | 100000/L90B10 | 3 | 7478 | 51 | 147 | 70+ | 4000 | 489.856
| DM1118976 | Auva LED1x8700 J016 T740 LSA2 | non-dimmable, I, IP66, IK09, LSA2 beam optic, tempered glass, light grey aluminium body, for Ø60mm pole | 525 | 250 | 102 |  | 100000/L90B10 | 3 | 8378 | 58.6 | 143 | 70+ | 4000 | 518.279
| DM1118977 | Auva LED1x9700 J017 T740 LSA2 | non-dimmable, I, IP66, IK09, LSA2 beam optic, tempered glass, light grey aluminium body, for Ø60mm pole | 525 | 250 | 102 |  | 100000/L90B10 | 3 | 9336 | 66.5 | 140 | 70+ | 4000 | 518.279
| DM1118978 | Auva LED1x11050 J018 T740 LSA2 | non-dimmable, I, IP66, IK09, LSA2 beam optic, tempered glass, light grey aluminium body, for Ø60mm pole | 525 | 250 | 102 |  | 100000/L90B10 | 3 | 10623 | 78.3 | 136 | 70+ | 4000 | 518.279
| DM1118979 | Auva LED1x7600 J019 T740 LSA2 | non-dimmable, I, IP66, IK09, LSA2 beam optic, tempered glass, light grey aluminium body, for Ø60mm pole | 625 | 288 | 102 |  | 100000/L90B10 | 3 | 7325 | 48.3 | 152 | 70+ | 4000 | 643.108
| DM1118980 | Auva LED1x8950 J020 T740 LSA2 | non-dimmable, I, IP66, IK09, LSA2 beam optic, tempered glass, light grey aluminium body, for Ø60mm pole | 625 | 288 | 102 |  | 100000/L90B10 | 3 | 8625 | 57.7 | 149 | 70+ | 4000 | 643.108
| DM1118981 | Auva LED1x10350 J021 T740 LSA2 | non-dimmable, I, IP66, IK09, LSA2 beam optic, tempered glass, light grey aluminium body, for Ø60mm pole | 625 | 288 | 102 |  | 100000/L90B10 | 3 | 9970 | 68 | 147 | 70+ | 4000 | 671.445
| DM1118982 | Auva LED1x11600 J022 T740 LSA2 | non-dimmable, I, IP66, IK09, LSA2 beam optic, tempered glass, light grey aluminium body, for Ø60mm pole | 625 | 288 | 102 |  | 100000/L90B10 | 3 | 11170 | 77.3 | 145 | 70+ | 4000 | 671.445
| DM1118983 | Auva LED1x12900 J023 T740 LSA2 | non-dimmable, I, IP66, IK09, LSA2 beam optic, tempered glass, light grey aluminium body, for Ø60mm pole | 625 | 288 | 102 |  | 100000/L90B10 | 3 | 12448 | 87.7 | 142 | 70+ | 4000 | 671.445
| DM1118984 | Auva LED1x14700 J024 T740 LSA2 | non-dimmable, I, IP66, IK09, LSA2 beam optic, tempered glass, light grey aluminium body, for Ø60mm pole | 625 | 288 | 102 |  | 100000/L90B10 | 3 | 14164 | 103.3 | 137 | 70+ | 4000 | 698.965
| DM1118985 | Auva LED1x11400 J025 T740 LSA2 | non-dimmable, I, IP66, IK09, LSA2 beam optic, tempered glass, light grey aluminium body, for Ø60mm pole | 625 | 288 | 102 |  | 100000/L90B10 | 3 | 10987 | 71.6 | 153 | 70+ | 4000 | 709.844
| DM1118986 | Auva LED1x13400 J026 T740 LSA2 | non-dimmable, I, IP66, IK09, LSA2 beam optic, tempered glass, light grey aluminium body, for Ø60mm pole | 625 | 288 | 102 |  | 100000/L90B10 | 3 | 12937 | 86.6 | 149 | 70+ | 4000 | 709.844
| DM1118987 | Auva LED1x15500 J027 T740 LSA2 | non-dimmable, I, IP66, IK09, LSA2 beam optic, tempered glass, light grey aluminium body, for Ø60mm pole | 625 | 288 | 102 |  | 100000/L90B10 | 3 | 14956 | 100.9 | 148 | 70+ | 4000 | 737.966
| DM1118988 | Auva LED1x17400 J028 T740 LSA2 | non-dimmable, I, IP66, IK09, LSA2 beam optic, tempered glass, light grey aluminium body, for Ø60mm pole | 625 | 288 | 102 |  | 100000/L90B10 | 3 | 16755 | 116 | 144 | 70+ | 4000 | 737.966
| DM1118989 | Auva LED1x19350 J029 T740 LSA2 | non-dimmable, I, IP66, IK09, LSA2 beam optic, tempered glass, light grey aluminium body, for Ø60mm pole | 625 | 288 | 102 |  | 100000/L90B10 | 3 | 18671 | 131.6 | 142 | 70+ | 4000 | 737.966
| DM1118991 | Auva LED1x15200 J031 T740 LSA2 | non-dimmable, I, IP66, IK09, LSA2 beam optic, tempered glass, light grey aluminium body, for Ø60mm pole | 776 | 320 | 102 |  | 100000/L90B10 | 3 | 14649 | 94.5 | 155 | 70+ | 4000 | 947.935
| DM1118992 | Auva LED1x17900 J032 T740 LSA2 | non-dimmable, I, IP66, IK09, LSA2 beam optic, tempered glass, light grey aluminium body, for Ø60mm pole | 776 | 320 | 102 |  | 100000/L90B10 | 3 | 17250 | 114.2 | 151 | 70+ | 4000 | 947.935
| DM1118993 | Auva LED1x20700 J033 T740 LSA2 | non-dimmable, I, IP66, IK09, LSA2 beam optic, tempered glass, light grey aluminium body, for Ø60mm pole | 776 | 320 | 102 |  | 100000/L90B10 | 3 | 19941 | 134.5 | 148 | 70+ | 4000 | 947.935
| DM1118994 | Auva LED1x23150 J034 T740 LSA2 | non-dimmable, I, IP66, IK09, LSA2 beam optic, tempered glass, light grey aluminium body, for Ø60mm pole | 776 | 320 | 102 |  | 100000/L90B10 | 3 | 22340 | 154.7 | 144 | 70+ | 4000 | 968.833
| DM1118995 | Auva LED1x25800 J035 T740 LSA2 | non-dimmable, I, IP66, IK09, LSA2 beam optic, tempered glass, light grey aluminium body, for Ø60mm pole | 776 | 320 | 102 |  | 100000/L90B10 | 3 | 24895 | 175.5 | 142 | 70+ | 4000 | 968.833
| DM1120119 | Auva LED1x1900 J001 T730 LS140 | non-dimmable, I, IP66, IK09, 140° optic, tempered glass, light grey aluminium body, for Ø60mm pole | 525 | 205 | 102 |  | 100000/L90B10 | 3 | 1882 | 12.5 | 151 | 70+ | 3000 | 354.105
| DM1120120 | Auva LED1x2250 J002 T730 LS140 | non-dimmable, I, IP66, IK09, 140° optic, tempered glass, light grey aluminium body, for Ø60mm pole | 525 | 205 | 102 |  | 100000/L90B10 | 3 | 2222 | 15.1 | 147 | 70+ | 3000 | 354.105
| DM1120121 | Auva LED1x2600 J003 T730 LS140 | non-dimmable, I, IP66, IK09, 140° optic, tempered glass, light grey aluminium body, for Ø60mm pole | 525 | 205 | 102 |  | 100000/L90B10 | 3 | 2572 | 17.2 | 150 | 70+ | 3000 | 354.105
| DM1120122 | Auva LED1x2900 J004 T730 LS140 | non-dimmable, I, IP66, IK09, 140° optic, tempered glass, light grey aluminium body, for Ø60mm pole | 525 | 205 | 102 |  | 100000/L90B10 | 3 | 2882 | 19.8 | 146 | 70+ | 3000 | 354.105
| DM1120123 | Auva LED1x3250 J005 T730 LS140 | non-dimmable, I, IP66, IK09, 140° optic, tempered glass, light grey aluminium body, for Ø60mm pole | 525 | 205 | 102 |  | 100000/L90B10 | 3 | 3212 | 22.2 | 145 | 70+ | 3000 | 354.105
| DM1120124 | Auva LED1x3700 J006 T730 LS140 | non-dimmable, I, IP66, IK09, 140° optic, tempered glass, light grey aluminium body, for Ø60mm pole | 525 | 205 | 102 |  | 100000/L90B10 | 3 | 3177 | 26.1 | 122 | 70+ | 3000 | 354.105
| DM1120125 | Auva LED1x3800 J007 T730 LS140 | non-dimmable, I, IP66, IK09, 140° optic, tempered glass, light grey aluminium body, for Ø60mm pole | 525 | 205 | 102 |  | 100000/L90B10 | 3 | 3765 | 23.9 | 158 | 70+ | 3000 | 375.734
| DM1120126 | Auva LED1x4500 J008 T730 LS140 | non-dimmable, I, IP66, IK09, 140° optic, tempered glass, light grey aluminium body, for Ø60mm pole | 525 | 205 | 102 |  | 100000/L90B10 | 3 | 4445 | 28.9 | 154 | 70+ | 3000 | 375.734
| DM1120127 | Auva LED1x5200 J009 T730 LS140 | non-dimmable, I, IP66, IK09, 140° optic, tempered glass, light grey aluminium body, for Ø60mm pole | 525 | 205 | 102 |  | 100000/L90B10 | 3 | 5144 | 33.6 | 153 | 70+ | 3000 | 375.734
| DM1120128 | Auva LED1x5800 J010 T730 LS140 | non-dimmable, I, IP66, IK09, 140° optic, tempered glass, light grey aluminium body, for Ø60mm pole | 525 | 205 | 102 |  | 100000/L90B10 | 3 | 5765 | 38.7 | 149 | 70+ | 3000 | 375.734
| DM1120129 | Auva LED1x6450 J011 T730 LS140 | non-dimmable, I, IP66, IK09, 140° optic, tempered glass, light grey aluminium body, for Ø60mm pole | 525 | 205 | 102 |  | 100000/L90B10 | 3 | 6424 | 43.9 | 146 | 70+ | 3000 | 375.734
| DM1120130 | Auva LED1x7350 J012 T730 LS140 | non-dimmable, I, IP66, IK09, 140° optic, tempered glass, light grey aluminium body, for Ø60mm pole | 525 | 205 | 102 |  | 100000/L90B10 | 3 | 6354 | 51.7 | 123 | 70+ | 3000 | 391.601
| DM1120131 | Auva LED1x5700 J013 T730 LS140 | non-dimmable, I, IP66, IK09, 140° optic, tempered glass, light grey aluminium body, for Ø60mm pole | 525 | 250 | 102 |  | 100000/L90B10 | 3 | 5647 | 35.8 | 158 | 70+ | 3000 | 489.856
| DM1120132 | Auva LED1x6700 J014 T730 LS140 | non-dimmable, I, IP66, IK09, 140° optic, tempered glass, light grey aluminium body, for Ø60mm pole | 525 | 250 | 102 |  | 100000/L90B10 | 3 | 6667 | 43.3 | 154 | 70+ | 3000 | 489.856
| DM1120133 | Auva LED1x7750 J015 T730 LS140 | non-dimmable, I, IP66, IK09, 140° optic, tempered glass, light grey aluminium body, for Ø60mm pole | 525 | 250 | 102 |  | 100000/L90B10 | 3 | 7716 | 51 | 151 | 70+ | 3000 | 489.856
| DM1120134 | Auva LED1x8700 J016 T730 LS140 | non-dimmable, I, IP66, IK09, 140° optic, tempered glass, light grey aluminium body, for Ø60mm pole | 525 | 250 | 102 |  | 100000/L90B10 | 3 | 8647 | 58.6 | 148 | 70+ | 3000 | 518.279
| DM1120135 | Auva LED1x9700 J017 T730 LS140 | non-dimmable, I, IP66, IK09, 140° optic, tempered glass, light grey aluminium body, for Ø60mm pole | 525 | 250 | 102 |  | 100000/L90B10 | 3 | 9636 | 66.5 | 145 | 70+ | 3000 | 518.279
| DM1120136 | Auva LED1x11050 J018 T730 LS140 | non-dimmable, I, IP66, IK09, 140° optic, tempered glass, light grey aluminium body, for Ø60mm pole | 525 | 250 | 102 |  | 100000/L90B10 | 3 | 9532 | 78.3 | 122 | 70+ | 3000 | 518.279
| DM1120137 | Auva LED1x7600 J019 T730 LS140 | non-dimmable, I, IP66, IK09, 140° optic, tempered glass, light grey aluminium body, for Ø60mm pole | 625 | 288 | 102 |  | 100000/L90B10 | 3 | 7530 | 48.3 | 156 | 70+ | 3000 | 643.108
| DM1120138 | Auva LED1x8950 J020 T730 LS140 | non-dimmable, I, IP66, IK09, 140° optic, tempered glass, light grey aluminium body, for Ø60mm pole | 625 | 288 | 102 |  | 100000/L90B10 | 3 | 8889 | 57.7 | 154 | 70+ | 3000 | 643.108
| DM1120139 | Auva LED1x10350 J021 T730 LS140 | non-dimmable, I, IP66, IK09, 140° optic, tempered glass, light grey aluminium body, for Ø60mm pole | 625 | 288 | 102 |  | 100000/L90B10 | 3 | 10288 | 68 | 151 | 70+ | 3000 | 671.445
| DM1120140 | Auva LED1x11600 J022 T730 LS140 | non-dimmable, I, IP66, IK09, 140° optic, tempered glass, light grey aluminium body, for Ø60mm pole | 625 | 288 | 102 |  | 100000/L90B10 | 3 | 11530 | 77.3 | 149 | 70+ | 3000 | 671.445
| DM1120141 | Auva LED1x12900 J023 T730 LS140 | non-dimmable, I, IP66, IK09, 140° optic, tempered glass, light grey aluminium body, for Ø60mm pole | 625 | 288 | 102 |  | 100000/L90B10 | 3 | 12848 | 87.7 | 146 | 70+ | 3000 | 671.445
| DM1120142 | Auva LED1x14700 J024 T730 LS140 | non-dimmable, I, IP66, IK09, 140° optic, tempered glass, light grey aluminium body, for Ø60mm pole | 625 | 288 | 102 |  | 100000/L90B10 | 3 | 14611 | 103.3 | 141 | 70+ | 3000 | 698.965
| DM1120143 | Auva LED1x11400 J025 T730 LS140 | non-dimmable, I, IP66, IK09, 140° optic, tempered glass, light grey aluminium body, for Ø60mm pole | 625 | 288 | 102 |  | 100000/L90B10 | 3 | 11294 | 71.6 | 158 | 70+ | 3000 | 709.844
| DM1120144 | Auva LED1x13400 J026 T730 LS140 | non-dimmable, I, IP66, IK09, 140° optic, tempered glass, light grey aluminium body, for Ø60mm pole | 625 | 288 | 102 |  | 100000/L90B10 | 3 | 13334 | 86.6 | 154 | 70+ | 3000 | 709.844
| DM1120145 | Auva LED1x15500 J027 T730 LS140 | non-dimmable, I, IP66, IK09, 140° optic, tempered glass, light grey aluminium body, for Ø60mm pole | 625 | 288 | 102 |  | 100000/L90B10 | 3 | 15431 | 100.9 | 153 | 70+ | 3000 | 737.966
| DM1120146 | Auva LED1x17400 J028 T730 LS140 | non-dimmable, I, IP66, IK09, 140° optic, tempered glass, light grey aluminium body, for Ø60mm pole | 625 | 288 | 102 |  | 100000/L90B10 | 3 | 17295 | 116 | 149 | 70+ | 3000 | 737.966
| DM1120147 | Auva LED1x19350 J029 T730 LS140 | non-dimmable, I, IP66, IK09, 140° optic, tempered glass, light grey aluminium body, for Ø60mm pole | 625 | 288 | 102 |  | 100000/L90B10 | 3 | 19271 | 131.6 | 146 | 70+ | 3000 | 737.966
| DM1120149 | Auva LED1x15200 J031 T730 LS140 | non-dimmable, I, IP66, IK09, 140° optic, tempered glass, light grey aluminium body, for Ø60mm pole | 776 | 320 | 102 |  | 100000/L90B10 | 3 | 15059 | 94.5 | 159 | 70+ | 3000 | 947.935
| DM1120150 | Auva LED1x17900 J032 T730 LS140 | non-dimmable, I, IP66, IK09, 140° optic, tempered glass, light grey aluminium body, for Ø60mm pole | 776 | 320 | 102 |  | 100000/L90B10 | 3 | 17778 | 114.2 | 156 | 70+ | 3000 | 947.935
| DM1120151 | Auva LED1x20700 J033 T730 LS140 | non-dimmable, I, IP66, IK09, 140° optic, tempered glass, light grey aluminium body, for Ø60mm pole | 776 | 320 | 102 |  | 100000/L90B10 | 3 | 20575 | 134.5 | 153 | 70+ | 3000 | 947.935
| DM1120152 | Auva LED1x23150 J034 T730 LS140 | non-dimmable, I, IP66, IK09, 140° optic, tempered glass, light grey aluminium body, for Ø60mm pole | 776 | 320 | 102 |  | 100000/L90B10 | 3 | 23060 | 154.7 | 149 | 70+ | 3000 | 968.833
| DM1120153 | Auva LED1x25800 J035 T730 LS140 | non-dimmable, I, IP66, IK09, 140° optic, tempered glass, light grey aluminium body, for Ø60mm pole | 776 | 320 | 102 |  | 100000/L90B10 | 3 | 25695 | 175.5 | 146 | 70+ | 3000 | 968.833
| DM1120154 | Auva LED1x1900 J001 T740 LS140 | non-dimmable, I, IP66, IK09, 140° optic, tempered glass, light grey aluminium body, for Ø60mm pole | 525 | 205 | 102 |  | 100000/L90B10 | 3 | 1940 | 12.5 | 155 | 70+ | 4000 | 354.105
| DM1120155 | Auva LED1x2250 J002 T740 LS140 | non-dimmable, I, IP66, IK09, 140° optic, tempered glass, light grey aluminium body, for Ø60mm pole | 525 | 205 | 102 |  | 100000/L90B10 | 3 | 2285 | 15.1 | 151 | 70+ | 4000 | 354.105
| DM1120156 | Auva LED1x2600 J003 T740 LS140 | non-dimmable, I, IP66, IK09, 140° optic, tempered glass, light grey aluminium body, for Ø60mm pole | 525 | 205 | 102 |  | 100000/L90B10 | 3 | 2641 | 17.2 | 154 | 70+ | 4000 | 354.105
| DM1120157 | Auva LED1x2900 J004 T740 LS140 | non-dimmable, I, IP66, IK09, 140° optic, tempered glass, light grey aluminium body, for Ø60mm pole | 525 | 205 | 102 |  | 100000/L90B10 | 3 | 2959 | 19.8 | 149 | 70+ | 4000 | 354.105
| DM1120158 | Auva LED1x3250 J005 T740 LS140 | non-dimmable, I, IP66, IK09, 140° optic, tempered glass, light grey aluminium body, for Ø60mm pole | 525 | 205 | 102 |  | 100000/L90B10 | 3 | 3297 | 22.2 | 149 | 70+ | 4000 | 354.105
| DM1120159 | Auva LED1x3700 J006 T740 LS140 | non-dimmable, I, IP66, IK09, 140° optic, tempered glass, light grey aluminium body, for Ø60mm pole | 525 | 205 | 102 |  | 100000/L90B10 | 3 | 3752 | 26.1 | 144 | 70+ | 4000 | 354.105
| DM1120160 | Auva LED1x3800 J007 T740 LS140 | non-dimmable, I, IP66, IK09, 140° optic, tempered glass, light grey aluminium body, for Ø60mm pole | 525 | 205 | 102 |  | 100000/L90B10 | 3 | 3880 | 23.9 | 162 | 70+ | 4000 | 375.734
| DM1120161 | Auva LED1x4500 J008 T740 LS140 | non-dimmable, I, IP66, IK09, 140° optic, tempered glass, light grey aluminium body, for Ø60mm pole | 525 | 205 | 102 |  | 100000/L90B10 | 3 | 4569 | 28.9 | 158 | 70+ | 4000 | 375.734
| DM1120162 | Auva LED1x5200 J009 T740 LS140 | non-dimmable, I, IP66, IK09, 140° optic, tempered glass, light grey aluminium body, for Ø60mm pole | 525 | 205 | 102 |  | 100000/L90B10 | 3 | 5282 | 33.6 | 157 | 70+ | 4000 | 375.734
| DM1120163 | Auva LED1x5800 J010 T740 LS140 | non-dimmable, I, IP66, IK09, 140° optic, tempered glass, light grey aluminium body, for Ø60mm pole | 525 | 205 | 102 |  | 100000/L90B10 | 3 | 5918 | 38.7 | 153 | 70+ | 4000 | 375.734
| DM1120164 | Auva LED1x6450 J011 T740 LS140 | non-dimmable, I, IP66, IK09, 140° optic, tempered glass, light grey aluminium body, for Ø60mm pole | 525 | 205 | 102 |  | 100000/L90B10 | 3 | 6594 | 43.9 | 150 | 70+ | 4000 | 375.734
| DM1120165 | Auva LED1x7350 J012 T740 LS140 | non-dimmable, I, IP66, IK09, 140° optic, tempered glass, light grey aluminium body, for Ø60mm pole | 525 | 205 | 102 |  | 100000/L90B10 | 3 | 7503 | 51.7 | 145 | 70+ | 4000 | 391.601
| DM1120166 | Auva LED1x5700 J013 T740 LS140 | non-dimmable, I, IP66, IK09, 140° optic, tempered glass, light grey aluminium body, for Ø60mm pole | 525 | 250 | 102 |  | 100000/L90B10 | 3 | 5820 | 35.8 | 163 | 70+ | 4000 | 489.856
| DM1120167 | Auva LED1x6700 J014 T740 LS140 | non-dimmable, I, IP66, IK09, 140° optic, tempered glass, light grey aluminium body, for Ø60mm pole | 525 | 250 | 102 |  | 100000/L90B10 | 3 | 6854 | 43.3 | 158 | 70+ | 4000 | 489.856
| DM1120168 | Auva LED1x7750 J015 T740 LS140 | non-dimmable, I, IP66, IK09, 140° optic, tempered glass, light grey aluminium body, for Ø60mm pole | 525 | 250 | 102 |  | 100000/L90B10 | 3 | 7923 | 51 | 155 | 70+ | 4000 | 489.856
| DM1120169 | Auva LED1x8700 J016 T740 LS140 | non-dimmable, I, IP66, IK09, 140° optic, tempered glass, light grey aluminium body, for Ø60mm pole | 525 | 250 | 102 |  | 100000/L90B10 | 3 | 8876 | 58.6 | 151 | 70+ | 4000 | 518.279
| DM1120170 | Auva LED1x9700 J017 T740 LS140 | non-dimmable, I, IP66, IK09, 140° optic, tempered glass, light grey aluminium body, for Ø60mm pole | 525 | 250 | 102 |  | 100000/L90B10 | 3 | 9891 | 66.5 | 149 | 70+ | 4000 | 518.279
| DM1120171 | Auva LED1x11050 J018 T740 LS140 | non-dimmable, I, IP66, IK09, 140° optic, tempered glass, light grey aluminium body, for Ø60mm pole | 525 | 250 | 102 |  | 100000/L90B10 | 3 | 11255 | 78.3 | 144 | 70+ | 4000 | 518.279
| DM1120172 | Auva LED1x7600 J019 T740 LS140 | non-dimmable, I, IP66, IK09, 140° optic, tempered glass, light grey aluminium body, for Ø60mm pole | 625 | 288 | 102 |  | 100000/L90B10 | 3 | 7761 | 48.3 | 161 | 70+ | 4000 | 643.108
| DM1120173 | Auva LED1x8950 J020 T740 LS140 | non-dimmable, I, IP66, IK09, 140° optic, tempered glass, light grey aluminium body, for Ø60mm pole | 625 | 288 | 102 |  | 100000/L90B10 | 3 | 9138 | 57.7 | 158 | 70+ | 4000 | 643.108
| DM1120174 | Auva LED1x10350 J021 T740 LS140 | non-dimmable, I, IP66, IK09, 140° optic, tempered glass, light grey aluminium body, for Ø60mm pole | 625 | 288 | 102 |  | 100000/L90B10 | 3 | 10564 | 68 | 155 | 70+ | 4000 | 671.445
| DM1120175 | Auva LED1x11600 J022 T740 LS140 | non-dimmable, I, IP66, IK09, 140° optic, tempered glass, light grey aluminium body, for Ø60mm pole | 625 | 288 | 102 |  | 100000/L90B10 | 3 | 11835 | 77.3 | 153 | 70+ | 4000 | 671.445
| DM1120176 | Auva LED1x12900 J023 T740 LS140 | non-dimmable, I, IP66, IK09, 140° optic, tempered glass, light grey aluminium body, for Ø60mm pole | 625 | 288 | 102 |  | 100000/L90B10 | 3 | 13189 | 87.7 | 150 | 70+ | 4000 | 671.445
| DM1120177 | Auva LED1x14700 J024 T740 LS140 | non-dimmable, I, IP66, IK09, 140° optic, tempered glass, light grey aluminium body, for Ø60mm pole | 625 | 288 | 102 |  | 100000/L90B10 | 3 | 15007 | 103.3 | 145 | 70+ | 4000 | 698.965
| DM1120178 | Auva LED1x11400 J025 T740 LS140 | non-dimmable, I, IP66, IK09, 140° optic, tempered glass, light grey aluminium body, for Ø60mm pole | 625 | 288 | 102 |  | 100000/L90B10 | 3 | 11641 | 71.6 | 163 | 70+ | 4000 | 709.844
| DM1120179 | Auva LED1x13400 J026 T740 LS140 | non-dimmable, I, IP66, IK09, 140° optic, tempered glass, light grey aluminium body, for Ø60mm pole | 625 | 288 | 102 |  | 100000/L90B10 | 3 | 13707 | 86.6 | 158 | 70+ | 4000 | 709.844
| DM1120180 | Auva LED1x15500 J027 T740 LS140 | non-dimmable, I, IP66, IK09, 140° optic, tempered glass, light grey aluminium body, for Ø60mm pole | 625 | 288 | 102 |  | 100000/L90B10 | 3 | 15846 | 100.9 | 157 | 70+ | 4000 | 737.966
| DM1120181 | Auva LED1x17400 J028 T740 LS140 | non-dimmable, I, IP66, IK09, 140° optic, tempered glass, light grey aluminium body, for Ø60mm pole | 625 | 288 | 102 |  | 100000/L90B10 | 3 | 17753 | 116 | 153 | 70+ | 4000 | 737.966
| DM1120182 | Auva LED1x19350 J029 T740 LS140 | non-dimmable, I, IP66, IK09, 140° optic, tempered glass, light grey aluminium body, for Ø60mm pole | 625 | 288 | 102 |  | 100000/L90B10 | 3 | 19783 | 131.6 | 150 | 70+ | 4000 | 737.966
| DM1120184 | Auva LED1x15200 J031 T740 LS140 | non-dimmable, I, IP66, IK09, 140° optic, tempered glass, light grey aluminium body, for Ø60mm pole | 776 | 320 | 102 |  | 100000/L90B10 | 3 | 15521 | 94.5 | 164 | 70+ | 4000 | 947.935
| DM1120185 | Auva LED1x17900 J032 T740 LS140 | non-dimmable, I, IP66, IK09, 140° optic, tempered glass, light grey aluminium body, for Ø60mm pole | 776 | 320 | 102 |  | 100000/L90B10 | 3 | 18277 | 114.2 | 160 | 70+ | 4000 | 947.935
| DM1120186 | Auva LED1x20700 J033 T740 LS140 | non-dimmable, I, IP66, IK09, 140° optic, tempered glass, light grey aluminium body, for Ø60mm pole | 776 | 320 | 102 |  | 100000/L90B10 | 3 | 21128 | 134.5 | 157 | 70+ | 4000 | 947.935
| DM1120187 | Auva LED1x23150 J034 T740 LS140 | non-dimmable, I, IP66, IK09, 140° optic, tempered glass, light grey aluminium body, for Ø60mm pole | 776 | 320 | 102 |  | 100000/L90B10 | 3 | 23670 | 154.7 | 153 | 70+ | 4000 | 968.833
| DM1120188 | Auva LED1x25800 J035 T740 LS140 | non-dimmable, I, IP66, IK09, 140° optic, tempered glass, light grey aluminium body, for Ø60mm pole | 776 | 320 | 102 |  | 100000/L90B10 | 3 | 26377 | 175.5 | 150 | 70+ | 4000 | 968.833
Available options:
|  | T730 | Colour temperature 3000K, CRI 70+
|  | T740 | Colour temperature 4000K, CRI 70+
|  | T750 | Colour temperature 5000K, CRI 70+
|  | T757 | Colour temperature 5700K, CRI 70+
|  | T765 | Colour temperature 6500K, CRI 70+
|  | T830 | Colour temperature 3000K, CRI 80+
|  | T840 | Colour temperature 4000K, CRI 80+
|  | T850 | Colour temperature 5000K, CRI 80+
|  | T857 | Colour temperature 5700K, CRI 80+
|  | T865 | Colour temperature 6500K, CRI 80+
|  | LSM1 | Optics with asymmetric beam SM1
|  | LSM2 | Optics with asymmetric beam SM2
|  | LSS1 | Optics with asymmetric beam SS1
|  | LSS2 | Optics with asymmetric beam SS2
|  | LSA1 | Optics with asymmetric beam SA1, Area lighting with shorter illumination distances
|  | LSA2 | Optics with asymmetric beam SA2, Narrow forward throw beam for area lighting
|  | DALI (J001...J012) | Driver with DALI interface | [11 empty] | 55
|  | DALI (J013...J035) | Driver with DALI interface | [11 empty] | 55
|  | ADIM (J001...J012) | Driver with autonomous two-level dimming | [11 empty] | 67.467
|  | ADIM (J013...J035) | Driver with autonomous two-level dimming | [11 empty] | 27.09
|  | CLO (J001...J012) | Driver with Constant Light Output functionality | [11 empty] | 54.997
|  | CLO (J013...J035) | Driver with Constant Light Output functionality | [11 empty] | 9.116
|  | PCA | Photocell 20mm miniature type, IP65, 35 lux; 1:05 ratio | [11 empty] | 73.358
*note - PCA option is not applicable for ENEC models
|  | DALI ZHAGA18 (J001...J012) | Driver with D4i DALI interface and integrated ZHAGA 18 socket. W/O sensor | [11 empty] | 140.997
|  | DALI ZHAGA18 (J013...J035) | Driver with D4i DALI interface and integrated ZHAGA 18 socket. W/O sensor | [11 empty] | 99.029
|  | DALI ZHAGA18 DOWN | Driver with D4i interface and integrated ZHAGA 18 socket. W/O sensor, down
|  | DALI 2xZHAGA18 | Driver with D4i interface and integrated two ZHAGA 18 sockets. W/O sensor, up&down
|  | DALI NEMA5p (J001...J012) | Driver with DALI interface and integrated NEMA 5 pin socket. W/O sensor
|  | DALI NEMA5p (J013...J035) | Driver with DALI interface and integrated NEMA 5 pin socket. W/O sensor
|  | Tmin-40C | Luminaire suitable for low ambient temperatures up to -40 C | [11 empty] | 54.997
*note - Tmin40C option is applicable for models J001...J002; J007...J008 and J012
|  | II (J001...J012) | Electric Shock protection class II | [11 empty] | 63.855
|  | II (J013...J035) | Electric Shock protection class II | [11 empty] | 9.116
|  | CBF3x1.5-N m (price per 1 meter) | Outgoing flexible cable 3x1.5mm², length according to customer specification | [11 empty] | 7.783
|  | CBF5x1.5-N m (price per 1 meter) | Outgoing flexible cable 5x1.5mm², length according to customer specification | [11 empty] | 8.643
|  | ETC (J001...J006) | External temperature control for protecting LED modules against overheating | [11 empty] | 80.84
|  | ETC (J007...J012) | External temperature control for protecting LED modules against overheating | [11 empty] | 93.568
|  | ETC (J013...J018) | External temperature control for protecting LED modules against overheating | [11 empty] | 90.816
|  | ETC (J019...J024) | External temperature control for protecting LED modules against overheating | [11 empty] | 91.762
|  | ETC (J025...J029) | External temperature control for protecting LED modules against overheating | [11 empty] | 112.445
|  | ETC (J031...J035) | External temperature control for protecting LED modules against overheating | [11 empty] | 132.139
|  | 10KV | Additional Surge Protection device - 10KV | [11 empty] | 56.803
|  | RAL7022S | Dark grey, RAL7022S
|  | RAL (OPTIONAL QNT. ≤10) | RAL colour | [11 empty] | 30.444
|  | RAL (OPTIONAL QNT. >10) | RAL colour | [11 empty] | 10.234
|  | C5-M (J013...J029) | Product prepared and suitable for installation in coastal areas | [11 empty] | 27.52
Available accessories:
| DM9038780 | Sensor HBPIR ZHAGA 360 D20/12 DALI2 B (HIR15/D2) | PIR, Zhaga18, DALI2 D4i, IP65, 360°, d<20m, h<12m, surface, black | 51 | 44 | 35 | [8 empty] | 170.065
| DM9038109 | BLT ZHAGA18 Node (basicDIM Wireless Outdoor) | Zhaga book 18, IP66, IK09, -40 – 70 °C, Bluetooth, light sensor, | 80 | 80 | 38.5 | [8 empty] | 637.2621
|  | Power supply connector - IP66/IP68, 3x1.5mm2 | Quick and easy to connect power supply and luminaire cables connector - IP66/IP68, 3x1.5mm2, 400V/16A, 1pcs | [11 empty] | 13.889
| DM9034432 | Pole adapter RAL7035S (D60 into D76mm) | Console adapter, size 60 - 76 mm. Light grey, RAL7035S | [11 empty] | 101.996
| DM9020578 | WALL MTG bracket (Street LED D60mm 10° P7035S) | Bracket for street luminaire installation onto wall, pole diameter D60mm, 10 angle, light grey RAL7035S, 1pcs | [11 empty] | 67.209
| DM9023448 | WALL MTG bracket (Street LED D60mm 10° P7022S) | Bracket for street luminaire installation onto wall, pole diameter D60mm, 10 angle, dark grey RAL7022S, 1pcs | [11 empty] | 67.209
| DM1115286 | Auva LED1x1900 J001 T740 LSM1 ta+55C | non-dimmable, I, IP66, IK09, LSM1 beam optic, tempered glass, light grey aluminium body, for Ø60mm pole | 525 | 205 | 102 |  | 100000/L90B10 | 3 | 1897 | 12.5 | 151.76 | 70+ | 4000 | 401.62
| DM1115287 | Auva LED1x2250 J002 T740 LSM1 ta+55C | non-dimmable, I, IP66, IK09, LSM1 beam optic, tempered glass, light grey aluminium body, for Ø60mm pole | 525 | 205 | 102 |  | 100000/L90B10 | 3 | 2233 | 15.1 | 147.8808 | 70+ | 4000 | 401.62
| DM1115288 | Auva LED1x2600 J003 T740 LSM1 ta+50C | non-dimmable, I, IP66, IK09, LSM1 beam optic, tempered glass, light grey aluminium body, for Ø60mm pole | 525 | 205 | 102 |  | 100000/L90B10 | 3 | 2582 | 18.8 | 137.3404 | 70+ | 4000 | 410.693
| DM1115292 | Auva LED1x3800 J007 T740 LSM1 ta+55C | non-dimmable, I, IP66, IK09, LSM1 beam optic, tempered glass, light grey aluminium body, for Ø60mm pole | 525 | 205 | 102 |  | 100000/L90B10 | 3 | 3793 | 23.9 | 158.7029 | 70+ | 4000 | 401.62
| DM1115293 | Auva LED1x4500 J008 T740 LSM1 ta+55C | non-dimmable, I, IP66, IK09, LSM1 beam optic, tempered glass, light grey aluminium body, for Ø60mm pole | 525 | 205 | 102 |  | 100000/L90B10 | 3 | 4466 | 28.9 | 154.5329 | 70+ | 4000 | 401.62
| DM1115294 | Auva LED1x5200 J009 T740 LSM1 ta+50C | non-dimmable, I, IP66, IK09, LSM1 beam optic, tempered glass, light grey aluminium body, for Ø60mm pole | 525 | 205 | 102 |  | 100000/L90B10 | 3 | 5163 | 35.5 | 145.4366 | 70+ | 4000 | 401.62
| DM1115310 | Auva LED1x5700 J013 T740 LSM1 ta+55C | non-dimmable, I, IP66, IK09, LSM1 beam optic, tempered glass, light grey aluminium body, for Ø60mm pole | 525 | 250 | 102 |  | 100000/L90B10 | 3 | 5690 | 35.8 | 158.9385 | 70+ | 4000 | 489.856
| DM1115311 | Auva LED1x6700 J014 T740 LSM1 ta+55C | non-dimmable, I, IP66, IK09, LSM1 beam optic, tempered glass, light grey aluminium body, for Ø60mm pole | 525 | 250 | 102 |  | 100000/L90B10 | 3 | 6700 | 43.3 | 154.7344 | 70+ | 4000 | 489.856
| DM1115312 | Auva LED1x7750 J015 T740 LSM1 ta+50C | non-dimmable, I, IP66, IK09, LSM1 beam optic, tempered glass, light grey aluminium body, for Ø60mm pole | 525 | 250 | 102 |  | 100000/L90B10 | 3 | 7745 | 51 | 151.8627 | 70+ | 4000 | 489.856
| DM1115316 | Auva LED1x7600 J019 T740 LSM1 ta+55C | non-dimmable, I, IP66, IK09, LSM1 beam optic, tempered glass, light grey aluminium body, for Ø60mm pole | 625 | 288 | 102 |  | 100000/L90B10 | 3 | 7586 | 48.3 | 157.06 | 70+ | 4000 | 643.108
| DM1115317 | Auva LED1x8950 J020 T740 LSM1 ta+55C | non-dimmable, I, IP66, IK09, LSM1 beam optic, tempered glass, light grey aluminium body, for Ø60mm pole | 625 | 288 | 102 |  | 100000/L90B10 | 3 | 8933 | 57.7 | 154.818 | 70+ | 4000 | 643.108
| DM1115318 | Auva LED1x10350 J021 T740 LSM1 ta+50C | non-dimmable, I, IP66, IK09, LSM1 beam optic, tempered glass, light grey aluminium body, for Ø60mm pole | 625 | 288 | 102 |  | 100000/L90B10 | 3 | 10327 | 68 | 151.8676 | 70+ | 4000 | 671.445
| DM1115322 | Auva LED1x11400 J025 T740 LSM1 ta+55C | non-dimmable, I, IP66, IK09, LSM1 beam optic, tempered glass, light grey aluminium body, for Ø60mm pole | 625 | 288 | 102 |  | 100000/L90B10 | 3 | 11379 | 71.6 | 158.9246 | 70+ | 4000 | 709.844
| DM1115323 | Auva LED1x13400 J026 T740 LSM1 ta+55C | non-dimmable, I, IP66, IK09, LSM1 beam optic, tempered glass, light grey aluminium body, for Ø60mm pole | 625 | 288 | 102 |  | 100000/L90B10 | 3 | 13399 | 86.6 | 154.7229 | 70+ | 4000 | 709.844
| DM1115285 | Auva LED1x15500 J027 T740 LSM1 ta+50C | non-dimmable, I, IP66, IK09, LSM1 beam optic, tempered glass, light grey aluminium body, for Ø60mm pole | 625 | 288 | 102 |  | 100000/L90B10 | 3 | 15490 | 100.9 | 153.5183 | 70+ | 4000 | 737.966
| DM1115329 | Auva LED1x17900 J032 T740 LSM1 ta+55C | non-dimmable, I, IP66, IK09, LSM1 beam optic, tempered glass, light grey aluminium body, for Ø60mm pole | 776 | 320 | 102 |  | 100000/L90B10 | 3 | 17866 | 114.2 | 156.4448 | 70+ | 4000 | 947.935
| DM1115330 | Auva LED1x20700 J033 T740 LSM1 ta+50C | non-dimmable, I, IP66, IK09, LSM1 beam optic, tempered glass, light grey aluminium body, for Ø60mm pole | 776 | 320 | 102 |  | 100000/L90B10 | 3 | 20653 | 134.5 | 153.5539 | 70+ | 4000 | 947.935
| DM1118471 | Auva LED1x1900 J001 T730 LSM1 ENEC+ | non-dimmable, I, IP66, IK09, LSM1 beam optic, tempered glass, light grey aluminium body, for Ø60mm pole | 525 | 205 | 102 |  | 100000/L90B10 | 3 | 1758 | 12.5 | 140.64 | 70+ | 3000 | 364.124
| DM1118472 | Auva LED1x2250 J002 T730 LSM1 ENEC+ | non-dimmable, I, IP66, IK09, LSM1 beam optic, tempered glass, light grey aluminium body, for Ø60mm pole | 525 | 205 | 102 |  | 100000/L90B10 | 3 | 2065 | 15.2 | 135.8553 | 70+ | 3000 | 364.124
| DM1118473 | Auva LED1x2600 J003 T730 LSM1 ENEC+ | non-dimmable, I, IP66, IK09, LSM1 beam optic, tempered glass, light grey aluminium body, for Ø60mm pole | 525 | 205 | 102 |  | 100000/L90B10 | 3 | 2378 | 19.1 | 124.5026 | 70+ | 3000 | 364.124
| DM1118474 | Auva LED1x2900 J004 T730 LSM1 ENEC+ | non-dimmable, I, IP66, IK09, LSM1 beam optic, tempered glass, light grey aluminium body, for Ø60mm pole | 525 | 205 | 102 |  | 100000/L90B10 | 3 | 2658 | 21.7 | 122.4885 | 70+ | 3000 | 364.124
| DM1118475 | Auva LED1x3250 J005 T730 LSM1 ENEC+ | non-dimmable, I, IP66, IK09, LSM1 beam optic, tempered glass, light grey aluminium body, for Ø60mm pole | 525 | 205 | 102 |  | 100000/L90B10 | 3 | 2950 | 24.4 | 120.9016 | 70+ | 3000 | 364.124
| DM1118476 | Auva LED1x3700 J006 T730 LSM1 ENEC+ | non-dimmable, I, IP66, IK09, LSM1 beam optic, tempered glass, light grey aluminium body, for Ø60mm pole | 525 | 205 | 102 |  | 100000/L90B10 | 3 | 3341 | 28.5 | 117.2281 | 70+ | 3000 | 364.124
| DM1118477 | Auva LED1x3800 J007 T730 LSM1 ENEC+ | non-dimmable, I, IP66, IK09, LSM1 beam optic, tempered glass, light grey aluminium body, for Ø60mm pole | 525 | 205 | 102 |  | 100000/L90B10 | 3 | 3516 | 24 | 146.5 | 70+ | 3000 | 394.052
| DM1118478 | Auva LED1x4500 J008 T730 LSM1 ENEC+ | non-dimmable, I, IP66, IK09, LSM1 beam optic, tempered glass, light grey aluminium body, for Ø60mm pole | 525 | 205 | 102 |  | 100000/L90B10 | 3 | 4130 | 29.1 | 141.9244 | 70+ | 3000 | 394.052
| DM1118479 | Auva LED1x5200 J009 T730 LSM1 ENEC+ | non-dimmable, I, IP66, IK09, LSM1 beam optic, tempered glass, light grey aluminium body, for Ø60mm pole | 525 | 205 | 102 |  | 100000/L90B10 | 3 | 4756 | 36 | 132.1111 | 70+ | 3000 | 394.052
| DM1118480 | Auva LED1x5800 J010 T730 LSM1 ENEC+ | non-dimmable, I, IP66, IK09, LSM1 beam optic, tempered glass, light grey aluminium body, for Ø60mm pole | 525 | 205 | 102 |  | 100000/L90B10 | 3 | 5317 | 41.5 | 128.1205 | 70+ | 3000 | 394.052
| DM1118481 | Auva LED1x6450 J011 T730 LSM1 ENEC+ | non-dimmable, I, IP66, IK09, LSM1 beam optic, tempered glass, light grey aluminium body, for Ø60mm pole | 525 | 205 | 102 |  | 100000/L90B10 | 3 | 5901 | 47.2 | 125.0212 | 70+ | 3000 | 394.052
| DM1118482 | Auva LED1x7350 J012 T730 LSM1 ENEC+ | non-dimmable, I, IP66, IK09, LSM1 beam optic, tempered glass, light grey aluminium body, for Ø60mm pole | 525 | 205 | 102 |  | 100000/L90B10 | 3 | 6681 | 52.7 | 126.7742 | 70+ | 3000 | 409.962
| DM1118483 | Auva LED1x5700 J013 T730 LSM1 ENEC+ | non-dimmable, I, IP66, IK09, LSM1 beam optic, tempered glass, light grey aluminium body, for Ø60mm pole | 525 | 250 | 102 |  | 100000/L90B10 | 3 | 5274 | 36 | 146.5 | 70+ | 3000 | 518.279
| DM1118484 | Auva LED1x6700 J014 T730 LSM1 ENEC+ | non-dimmable, I, IP66, IK09, LSM1 beam optic, tempered glass, light grey aluminium body, for Ø60mm pole | 525 | 250 | 102 |  | 100000/L90B10 | 3 | 6194 | 43.7 | 141.7391 | 70+ | 3000 | 518.279
| DM1118485 | Auva LED1x7750 J015 T730 LSM1 ENEC+ | non-dimmable, I, IP66, IK09, LSM1 beam optic, tempered glass, light grey aluminium body, for Ø60mm pole | 525 | 250 | 102 |  | 100000/L90B10 | 3 | 7134 | 51.6 | 138.2558 | 70+ | 3000 | 518.279
| DM1118486 | Auva LED1x8700 J016 T730 LSM1 ENEC+ | non-dimmable, I, IP66, IK09, LSM1 beam optic, tempered glass, light grey aluminium body, for Ø60mm pole | 525 | 250 | 102 |  | 100000/L90B10 | 3 | 7975 | 59.5 | 134.0336 | 70+ | 3000 | 545.713
| DM1118487 | Auva LED1x9700 J017 T730 LSM1 ENEC+ | non-dimmable, I, IP66, IK09, LSM1 beam optic, tempered glass, light grey aluminium body, for Ø60mm pole | 525 | 250 | 102 |  | 100000/L90B10 | 3 | 8851 | 67.7 | 130.7386 | 70+ | 3000 | 545.713
| DM1118488 | Auva LED1x11050 J018 T730 LSM1 ENEC+ | non-dimmable, I, IP66, IK09, LSM1 beam optic, tempered glass, light grey aluminium body, for Ø60mm pole | 525 | 250 | 102 |  | 100000/L90B10 | 3 | 10022 | 80 | 125.275 | 70+ | 3000 | 545.713
| DM1118489 | Auva LED1x7600 J019 T730 LSM1 ENEC+ | non-dimmable, I, IP66, IK09, LSM1 beam optic, tempered glass, light grey aluminium body, for Ø60mm pole | 625 | 288 | 102 |  | 100000/L90B10 | 3 | 7032 | 48.5 | 144.9897 | 70+ | 3000 | 679.873
| DM1118490 | Auva LED1x8950 J020 T730 LSM1 ENEC+ | non-dimmable, I, IP66, IK09, LSM1 beam optic, tempered glass, light grey aluminium body, for Ø60mm pole | 625 | 288 | 102 |  | 100000/L90B10 | 3 | 8259 | 58.2 | 141.9072 | 70+ | 3000 | 679.873
| DM1118491 | Auva LED1x10350 J021 T730 LSM1 ENEC+ | non-dimmable, I, IP66, IK09, LSM1 beam optic, tempered glass, light grey aluminium body, for Ø60mm pole | 625 | 288 | 102 |  | 100000/L90B10 | 3 | 9512 | 68.8 | 138.2558 | 70+ | 3000 | 707.35
| DM1118492 | Auva LED1x11600 J022 T730 LSM1 ENEC+ | non-dimmable, I, IP66, IK09, LSM1 beam optic, tempered glass, light grey aluminium body, for Ø60mm pole | 625 | 288 | 102 |  | 100000/L90B10 | 3 | 10634 | 78.5 | 135.465 | 70+ | 3000 | 707.35
| DM1118493 | Auva LED1x12900 J023 T730 LSM1 ENEC+ | non-dimmable, I, IP66, IK09, LSM1 beam optic, tempered glass, light grey aluminium body, for Ø60mm pole | 625 | 288 | 102 |  | 100000/L90B10 | 3 | 11801 | 89.2 | 132.2982 | 70+ | 3000 | 707.35
| DM1118494 | Auva LED1x14700 J024 T730 LSM1 ENEC+ | non-dimmable, I, IP66, IK09, LSM1 beam optic, tempered glass, light grey aluminium body, for Ø60mm pole | 625 | 288 | 102 |  | 100000/L90B10 | 3 | 13363 | 105.5 | 126.6635 | 70+ | 3000 | 735.472
| DM1118495 | Auva LED1x11400 J025 T730 LSM1 ENEC+ | non-dimmable, I, IP66, IK09, LSM1 beam optic, tempered glass, light grey aluminium body, for Ø60mm pole | 625 | 288 | 102 |  | 100000/L90B10 | 3 | 10548 | 72 | 146.5 | 70+ | 3000 | 764.798
| DM1118496 | Auva LED1x13400 J026 T730 LSM1 ENEC+ | non-dimmable, I, IP66, IK09, LSM1 beam optic, tempered glass, light grey aluminium body, for Ø60mm pole | 625 | 288 | 102 |  | 100000/L90B10 | 3 | 12389 | 87.4 | 141.7506 | 70+ | 3000 | 764.798
| DM1118497 | Auva LED1x15500 J027 T730 LSM1 ENEC+ | non-dimmable, I, IP66, IK09, LSM1 beam optic, tempered glass, light grey aluminium body, for Ø60mm pole | 625 | 288 | 102 |  | 100000/L90B10 | 3 | 14268 | 102.1 | 139.7453 | 70+ | 3000 | 792.232
| DM1118498 | Auva LED1x17400 J028 T730 LSM1 ENEC+ | non-dimmable, I, IP66, IK09, LSM1 beam optic, tempered glass, light grey aluminium body, for Ø60mm pole | 625 | 288 | 102 |  | 100000/L90B10 | 3 | 15951 | 117.7 | 135.5225 | 70+ | 3000 | 792.232
| DM1118499 | Auva LED1x19350 J029 T730 LSM1 ENEC+ | non-dimmable, I, IP66, IK09, LSM1 beam optic, tempered glass, light grey aluminium body, for Ø60mm pole | 625 | 288 | 102 |  | 100000/L90B10 | 3 | 17702 | 133.9 | 132.2031 | 70+ | 3000 | 792.232
| DM1118501 | Auva LED1x15200 J031 T730 LSM1 ENEC+ | non-dimmable, I, IP66, IK09, LSM1 beam optic, tempered glass, light grey aluminium body, for Ø60mm pole | 776 | 320 | 102 |  | 100000/L90B10 | 3 | 14065 | 95 | 148.0526 | 70+ | 3000 | 1021.25
| DM1118502 | Auva LED1x17900 J032 T730 LSM1 ENEC+ | non-dimmable, I, IP66, IK09, LSM1 beam optic, tempered glass, light grey aluminium body, for Ø60mm pole | 776 | 320 | 102 |  | 100000/L90B10 | 3 | 16518 | 115.2 | 143.3854 | 70+ | 3000 | 1021.25
| DM1118503 | Auva LED1x20700 J033 T730 LSM1 ENEC+ | non-dimmable, I, IP66, IK09, LSM1 beam optic, tempered glass, light grey aluminium body, for Ø60mm pole | 776 | 320 | 102 |  | 100000/L90B10 | 3 | 19024 | 136.1 | 139.7796 | 70+ | 3000 | 1021.25
| DM1118504 | Auva LED1x23150 J034 T730 LSM1 ENEC+ | non-dimmable, I, IP66, IK09, LSM1 beam optic, tempered glass, light grey aluminium body, for Ø60mm pole | 776 | 320 | 102 |  | 100000/L90B10 | 3 | 21268 | 157 | 135.465 | 70+ | 3000 | 1041.245
| DM1118505 | Auva LED1x25800 J035 T730 LSM1 ENEC+ | non-dimmable, I, IP66, IK09, LSM1 beam optic, tempered glass, light grey aluminium body, for Ø60mm pole | 776 | 320 | 102 |  | 100000/L90B10 | 3 | 23603 | 178.5 | 132.2297 | 70+ | 3000 | 1041.245
| DM1115286 | Auva LED1x1900 J001 T740 LSM1 ENEC+ | non-dimmable, I, IP66, IK09, LSM1 beam optic, tempered glass, light grey aluminium body, for Ø60mm pole | 525 | 205 | 102 |  | 100000/L90B10 | 3 | 1878 | 12.5 | 150.24 | 70+ | 4000 | 364.124
| DM1115287 | Auva LED1x2250 J002 T740 LSM1 ENEC+ | non-dimmable, I, IP66, IK09, LSM1 beam optic, tempered glass, light grey aluminium body, for Ø60mm pole | 525 | 205 | 102 |  | 100000/L90B10 | 3 | 2216 | 15.2 | 145.7895 | 70+ | 4000 | 364.124
| DM1115288 | Auva LED1x2600 J003 T740 LSM1 ENEC+ | non-dimmable, I, IP66, IK09, LSM1 beam optic, tempered glass, light grey aluminium body, for Ø60mm pole | 525 | 205 | 102 |  | 100000/L90B10 | 3 | 2563 | 18 | 142.3889 | 70+ | 4000 | 364.124
| DM1115289 | Auva LED1x2900 J004 T740 LSM1 ENEC+ | non-dimmable, I, IP66, IK09, LSM1 beam optic, tempered glass, light grey aluminium body, for Ø60mm pole | 525 | 205 | 102 |  | 100000/L90B10 | 3 | 2880 | 20.7 | 139.1304 | 70+ | 4000 | 364.124
| DM1115290 | Auva LED1x3250 J005 T740 LSM1 ENEC+ | non-dimmable, I, IP66, IK09, LSM1 beam optic, tempered glass, light grey aluminium body, for Ø60mm pole | 525 | 205 | 102 |  | 100000/L90B10 | 3 | 3211 | 23.6 | 136.0593 | 70+ | 4000 | 364.124
| DM1115291 | Auva LED1x3700 J006 T740 LSM1 ENEC+ | non-dimmable, I, IP66, IK09, LSM1 beam optic, tempered glass, light grey aluminium body, for Ø60mm pole | 525 | 205 | 102 |  | 100000/L90B10 | 3 | 3667 | 27.9 | 131.4337 | 70+ | 4000 | 364.124
| DM1115292 | Auva LED1x3800 J007 T740 LSM1 ENEC+ | non-dimmable, I, IP66, IK09, LSM1 beam optic, tempered glass, light grey aluminium body, for Ø60mm pole | 525 | 205 | 102 |  | 100000/L90B10 | 3 | 3756 | 24 | 156.5 | 70+ | 4000 | 394.052
| DM1115293 | Auva LED1x4500 J008 T740 LSM1 ENEC+ | non-dimmable, I, IP66, IK09, LSM1 beam optic, tempered glass, light grey aluminium body, for Ø60mm pole | 525 | 205 | 102 |  | 100000/L90B10 | 3 | 4431 | 29.1 | 152.268 | 70+ | 4000 | 394.052
| DM1115294 | Auva LED1x5200 J009 T740 LSM1 ENEC+ | non-dimmable, I, IP66, IK09, LSM1 beam optic, tempered glass, light grey aluminium body, for Ø60mm pole | 525 | 205 | 102 |  | 100000/L90B10 | 3 | 5127 | 34 | 150.7941 | 70+ | 4000 | 394.052
| DM1115295 | Auva LED1x5800 J010 T740 LSM1 ENEC+ | non-dimmable, I, IP66, IK09, LSM1 beam optic, tempered glass, light grey aluminium body, for Ø60mm pole | 525 | 205 | 102 |  | 100000/L90B10 | 3 | 5760 | 39.2 | 146.9388 | 70+ | 4000 | 394.052
| DM1115296 | Auva LED1x6450 J011 T740 LSM1 ENEC+ | non-dimmable, I, IP66, IK09, LSM1 beam optic, tempered glass, light grey aluminium body, for Ø60mm pole | 525 | 205 | 102 |  | 100000/L90B10 | 3 | 6422 | 44.6 | 143.991 | 70+ | 4000 | 394.052
| DM1115297 | Auva LED1x7350 J012 T740 LSM1 ENEC+ | non-dimmable, I, IP66, IK09, LSM1 beam optic, tempered glass, light grey aluminium body, for Ø60mm pole | 525 | 205 | 102 |  | 100000/L90B10 | 3 | 7334 | 52.7 | 139.1651 | 70+ | 4000 | 409.962
| DM1115310 | Auva LED1x5700 J013 T740 LSM1 ENEC+ | non-dimmable, I, IP66, IK09, LSM1 beam optic, tempered glass, light grey aluminium body, for Ø60mm pole | 525 | 250 | 102 |  | 100000/L90B10 | 3 | 5702 | 36 | 158.3889 | 70+ | 4000 | 518.279
| DM1115311 | Auva LED1x6700 J014 T740 LSM1 ENEC+ | non-dimmable, I, IP66, IK09, LSM1 beam optic, tempered glass, light grey aluminium body, for Ø60mm pole | 525 | 250 | 102 |  | 100000/L90B10 | 3 | 6647 | 43.7 | 152.1053 | 70+ | 4000 | 518.279
| DM1115312 | Auva LED1x7750 J015 T740 LSM1 ENEC+ | non-dimmable, I, IP66, IK09, LSM1 beam optic, tempered glass, light grey aluminium body, for Ø60mm pole | 525 | 250 | 102 |  | 100000/L90B10 | 3 | 7690 | 51.6 | 149.031 | 70+ | 4000 | 518.279
| DM1115313 | Auva LED1x8700 J016 T740 LSM1 ENEC+ | non-dimmable, I, IP66, IK09, LSM1 beam optic, tempered glass, light grey aluminium body, for Ø60mm pole | 525 | 250 | 102 |  | 100000/L90B10 | 3 | 8640 | 59.5 | 145.2101 | 70+ | 4000 | 545.713
| DM1115284 | Auva LED1x9700 J017 T740 LSM1 ENEC+ | non-dimmable, I, IP66, IK09, LSM1 beam optic, tempered glass, light grey aluminium body, for Ø60mm pole | 525 | 250 | 102 |  | 100000/L90B10 | 3 | 9633 | 67.7 | 142.2895 | 70+ | 4000 | 545.713
| DM1115315 | Auva LED1x11050 J018 T740 LSM1 ENEC+ | non-dimmable, I, IP66, IK09, LSM1 beam optic, tempered glass, light grey aluminium body, for Ø60mm pole | 525 | 250 | 102 |  | 100000/L90B10 | 3 | 11001 | 80 | 137.5125 | 70+ | 4000 | 545.713
| DM1115316 | Auva LED1x7600 J019 T740 LSM1 ENEC+ | non-dimmable, I, IP66, IK09, LSM1 beam optic, tempered glass, light grey aluminium body, for Ø60mm pole | 625 | 288 | 102 |  | 100000/L90B10 | 3 | 7511 | 48.5 | 154.866 | 70+ | 4000 | 679.873
| DM1115317 | Auva LED1x8950 J020 T740 LSM1 ENEC+ | non-dimmable, I, IP66, IK09, LSM1 beam optic, tempered glass, light grey aluminium body, for Ø60mm pole | 625 | 288 | 102 |  | 100000/L90B10 | 3 | 8863 | 58.2 | 152.2852 | 70+ | 4000 | 679.873
| DM1115318 | Auva LED1x10350 J021 T740 LSM1 ENEC+ | non-dimmable, I, IP66, IK09, LSM1 beam optic, tempered glass, light grey aluminium body, for Ø60mm pole | 625 | 288 | 102 |  | 100000/L90B10 | 3 | 10253 | 68.8 | 149.0262 | 70+ | 4000 | 707.35
| DM1115319 | Auva LED1x11600 J022 T740 LSM1 ENEC+ | non-dimmable, I, IP66, IK09, LSM1 beam optic, tempered glass, light grey aluminium body, for Ø60mm pole | 625 | 288 | 102 |  | 100000/L90B10 | 3 | 11519 | 78.5 | 146.7389 | 70+ | 4000 | 707.35
| DM1115320 | Auva LED1x12900 J023 T740 LSM1 ENEC+ | non-dimmable, I, IP66, IK09, LSM1 beam optic, tempered glass, light grey aluminium body, for Ø60mm pole | 625 | 288 | 102 |  | 100000/L90B10 | 3 | 12844 | 89.2 | 143.991 | 70+ | 4000 | 707.35
| DM1115321 | Auva LED1x14700 J024 T740 LSM1 ENEC+ | non-dimmable, I, IP66, IK09, LSM1 beam optic, tempered glass, light grey aluminium body, for Ø60mm pole | 625 | 288 | 102 |  | 100000/L90B10 | 3 | 14668 | 105.5 | 139.0332 | 70+ | 4000 | 735.472
| DM1115322 | Auva LED1x11400 J025 T740 LSM1 ENEC+ | non-dimmable, I, IP66, IK09, LSM1 beam optic, tempered glass, light grey aluminium body, for Ø60mm pole | 625 | 288 | 102 |  | 100000/L90B10 | 3 | 11267 | 72 | 156.4861 | 70+ | 4000 | 764.798
| DM1115323 | Auva LED1x13400 J026 T740 LSM1 ENEC+ | non-dimmable, I, IP66, IK09, LSM1 beam optic, tempered glass, light grey aluminium body, for Ø60mm pole | 625 | 288 | 102 |  | 100000/L90B10 | 3 | 13294 | 87.4 | 152.1053 | 70+ | 4000 | 764.798
| DM1115285 | Auva LED1x15500 J027 T740 LSM1 ENEC+ | non-dimmable, I, IP66, IK09, LSM1 beam optic, tempered glass, light grey aluminium body, for Ø60mm pole | 625 | 288 | 102 |  | 100000/L90B10 | 3 | 15380 | 102.1 | 150.6366 | 70+ | 4000 | 792.232
| DM1115325 | Auva LED1x17400 J028 T740 LSM1 ENEC+ | non-dimmable, I, IP66, IK09, LSM1 beam optic, tempered glass, light grey aluminium body, for Ø60mm pole | 625 | 288 | 102 |  | 100000/L90B10 | 3 | 17279 | 117.7 | 146.8054 | 70+ | 4000 | 792.232
| DM1115326 | Auva LED1x19350 J029 T740 LSM1 ENEC+ | non-dimmable, I, IP66, IK09, LSM1 beam optic, tempered glass, light grey aluminium body, for Ø60mm pole | 625 | 288 | 102 |  | 100000/L90B10 | 3 | 19267 | 133.9 | 143.891 | 70+ | 4000 | 792.232
| DM1115328 | Auva LED1x15200 J031 T740 LSM1 ENEC+ | non-dimmable, I, IP66, IK09, LSM1 beam optic, tempered glass, light grey aluminium body, for Ø60mm pole | 776 | 320 | 102 |  | 100000/L90B10 | 3 | 15022 | 95 | 158.1263 | 70+ | 4000 | 1021.25
| DM1115329 | Auva LED1x17900 J032 T740 LSM1 ENEC+ | non-dimmable, I, IP66, IK09, LSM1 beam optic, tempered glass, light grey aluminium body, for Ø60mm pole | 776 | 320 | 102 |  | 100000/L90B10 | 3 | 17725 | 115.2 | 153.8628 | 70+ | 4000 | 1021.25
| DM1115330 | Auva LED1x20700 J033 T740 LSM1 ENEC+ | non-dimmable, I, IP66, IK09, LSM1 beam optic, tempered glass, light grey aluminium body, for Ø60mm pole | 776 | 320 | 102 |  | 100000/L90B10 | 3 | 20507 | 136.1 | 150.676 | 70+ | 4000 | 1021.25
| DM1115331 | Auva LED1x23150 J034 T740 LSM1 ENEC+ | non-dimmable, I, IP66, IK09, LSM1 beam optic, tempered glass, light grey aluminium body, for Ø60mm pole | 776 | 320 | 102 |  | 100000/L90B10 | 3 | 23039 | 157 | 146.7452 | 70+ | 4000 | 1041.245
| DM1115332 | Auva LED1x25800 J035 T740 LSM1 ENEC+ | non-dimmable, I, IP66, IK09, LSM1 beam optic, tempered glass, light grey aluminium body, for Ø60mm pole | 776 | 320 | 102 |  | 100000/L90B10 | 3 | 25689 | 178.5 | 143.916 | 70+ | 4000 | 1041.245
| DM1118996 | Avior LED1x2850 J484 T730 LSM1 | non-dimmable, I, IP66, IK09, LSM1 beam optic, tempered glass, light grey aluminium body, for Ø60mm pole | 559 | 216 | 93 |  | 100000/L90B10 | 3 | 2761 | 18.1 | 153 | 70+ | 3000 | 315.104
| DM1118997 | Avior LED1x3350 J485 T730 LSM1 | non-dimmable, I, IP66, IK09, LSM1 beam optic, tempered glass, light grey aluminium body, for Ø60mm pole | 559 | 216 | 93 |  | 100000/L90B10 | 3 | 3258 | 21.9 | 149 | 70+ | 3000 | 315.104
| DM1118998 | Avior LED1x3900 J486 T730 LSM1 | non-dimmable, I, IP66, IK09, LSM1 beam optic, tempered glass, light grey aluminium body, for Ø60mm pole | 559 | 216 | 93 |  | 100000/L90B10 | 3 | 3771 | 25.5 | 148 | 70+ | 3000 | 315.104
| DM1118999 | Avior LED1x4350 J487 T730 LSM1 | non-dimmable, I, IP66, IK09, LSM1 beam optic, tempered glass, light grey aluminium body, for Ø60mm pole | 559 | 216 | 93 |  | 100000/L90B10 | 3 | 4227 | 29.3 | 144 | 70+ | 3000 | 315.104
| DM1119000 | Avior LED1x4850 J488 T730 LSM1 | non-dimmable, I, IP66, IK09, LSM1 beam optic, tempered glass, light grey aluminium body, for Ø60mm pole | 559 | 216 | 93 |  | 100000/L90B10 | 3 | 4710 | 32.9 | 143 | 70+ | 3000 | 315.104
| DM1119001 | Avior LED1x5550 J489 T730 LSM1 | non-dimmable, I, IP66, IK09, LSM1 beam optic, tempered glass, light grey aluminium body, for Ø60mm pole | 559 | 216 | 93 |  | 100000/L90B10 | 3 | 5356 | 38.7 | 138 | 70+ | 3000 | 315.104
| DM1119002 | Avior LED1x5700 J490 T730 LSM1 | non-dimmable, I, IP66, IK09, LSM1 beam optic, tempered glass, light grey aluminium body, for Ø60mm pole | 559 | 216 | 93 |  | 100000/L90B10 | 3 | 5521 | 35.4 | 156 | 70+ | 3000 | 346.666
| DM1119003 | Avior LED1x6700 J491 T730 LSM1 | non-dimmable, I, IP66, IK09, LSM1 beam optic, tempered glass, light grey aluminium body, for Ø60mm pole | 559 | 216 | 93 |  | 100000/L90B10 | 3 | 6517 | 42.8 | 152 | 70+ | 3000 | 346.666
| DM1119004 | Avior LED1x7750 J492 T730 LSM1 | non-dimmable, I, IP66, IK09, LSM1 beam optic, tempered glass, light grey aluminium body, for Ø60mm pole | 559 | 216 | 93 |  | 100000/L90B10 | 3 | 7542 | 50.5 | 149 | 70+ | 3000 | 362.533
| DM1119005 | Avior LED1x8700 J493 T730 LSM1 | non-dimmable, I, IP66, IK09, LSM1 beam optic, tempered glass, light grey aluminium body, for Ø60mm pole | 559 | 216 | 93 |  | 100000/L90B10 | 3 | 8453 | 58 | 146 | 70+ | 3000 | 362.533
| DM1119005 | Avior LED1x9700 J494 T730 LSM1 | non-dimmable, I, IP66, IK09, LSM1 beam optic, tempered glass, light grey aluminium body, for Ø60mm pole | 559 | 216 | 93 |  | 100000/L90B10 | 3 | 9419 | 65.1 | 145 | 70+ | 3000 | 362.533
| DM1119007 | Avior LED1x11050 J495 T730 LSM1 | non-dimmable, I, IP66, IK09, LSM1 beam optic, tempered glass, light grey aluminium body, for Ø60mm pole | 559 | 216 | 93 |  | 100000/L90B10 | 3 | 10712 | 78.3 | 137 | 70+ | 3000 | 421.572
| DM1118065 | Avior LED1x2850 J484 T740 LSM1 | non-dimmable, I, IP66, IK09, LSM1 beam optic, tempered glass, light grey aluminium body, for Ø60mm pole | 559 | 216 | 93 |  | 100000/L90B10 | 3 | 2845 | 18.1 | 157 | 70+ | 4000 | 315.104
| DM1118066 | Avior LED1x3350 J485 T740 LSM1 | non-dimmable, I, IP66, IK09, LSM1 beam optic, tempered glass, light grey aluminium body, for Ø60mm pole | 559 | 216 | 93 |  | 100000/L90B10 | 3 | 3350 | 21.9 | 153 | 70+ | 4000 | 315.104
| DM1118067 | Avior LED1x3900 J486 T740 LSM1 | non-dimmable, I, IP66, IK09, LSM1 beam optic, tempered glass, light grey aluminium body, for Ø60mm pole | 559 | 216 | 93 |  | 100000/L90B10 | 3 | 3872 | 25.5 | 152 | 70+ | 4000 | 315.104
| DM1118068 | Avior LED1x4350 J487 T740 LSM1 | non-dimmable, I, IP66, IK09, LSM1 beam optic, tempered glass, light grey aluminium body, for Ø60mm pole | 559 | 216 | 93 |  | 100000/L90B10 | 3 | 4338 | 29.3 | 148 | 70+ | 4000 | 315.104
| DM1118069 | Avior LED1x4850 J488 T740 LSM1 | non-dimmable, I, IP66, IK09, LSM1 beam optic, tempered glass, light grey aluminium body, for Ø60mm pole | 559 | 216 | 93 |  | 100000/L90B10 | 3 | 4835 | 32.9 | 147 | 70+ | 4000 | 315.104
| DM1118070 | Avior LED1x5550 J489 T740 LSM1 | non-dimmable, I, IP66, IK09, LSM1 beam optic, tempered glass, light grey aluminium body, for Ø60mm pole | 559 | 216 | 93 |  | 100000/L90B10 | 3 | 5501 | 38.7 | 142 | 70+ | 4000 | 315.104
| DM1118071 | Avior LED1x5700 J490 T740 LSM1 | non-dimmable, I, IP66, IK09, LSM1 beam optic, tempered glass, light grey aluminium body, for Ø60mm pole | 559 | 216 | 93 |  | 100000/L90B10 | 3 | 5690 | 35.4 | 161 | 70+ | 4000 | 346.666
| DM1118072 | Avior LED1x6700 J491 T740 LSM1 | non-dimmable, I, IP66, IK09, LSM1 beam optic, tempered glass, light grey aluminium body, for Ø60mm pole | 559 | 216 | 93 |  | 100000/L90B10 | 3 | 6700 | 42.8 | 157 | 70+ | 4000 | 346.666
| DM1118073 | Avior LED1x7750 J492 T740 LSM1 | non-dimmable, I, IP66, IK09, LSM1 beam optic, tempered glass, light grey aluminium body, for Ø60mm pole | 559 | 216 | 93 |  | 100000/L90B10 | 3 | 7745 | 50.5 | 153 | 70+ | 4000 | 362.533
| DM1118074 | Avior LED1x8700 J493 T740 LSM1 | non-dimmable, I, IP66, IK09, LSM1 beam optic, tempered glass, light grey aluminium body, for Ø60mm pole | 559 | 216 | 93 |  | 100000/L90B10 | 3 | 8677 | 58 | 150 | 70+ | 4000 | 362.533
| DM1118075 | Avior LED1x9700 J494 T740 LSM1 | non-dimmable, I, IP66, IK09, LSM1 beam optic, tempered glass, light grey aluminium body, for Ø60mm pole | 559 | 216 | 93 |  | 100000/L90B10 | 3 | 9669 | 65.1 | 149 | 70+ | 4000 | 362.533
| DM1118076 | Avior LED1x11050 J495 T740 LSM1 | non-dimmable, I, IP66, IK09, LSM1 beam optic, tempered glass, light grey aluminium body, for Ø60mm pole | 559 | 216 | 93 |  | 100000/L90B10 | 3 | 11002 | 78.3 | 141 | 70+ | 4000 | 421.572
| DM1119008 | Avior LED1x2850 J484 T730 LSM2 | non-dimmable, I, IP66, IK09, LSM2 beam optic, tempered glass, light grey aluminium body, for Ø60mm pole | 559 | 216 | 93 |  | 100000/L90B10 | 3 | 2824 | 18.1 | 156 | 70+ | 3000 | 315.104
| DM1119009 | Avior LED1x3350 J485 T730 LSM2 | non-dimmable, I, IP66, IK09, LSM2 beam optic, tempered glass, light grey aluminium body, for Ø60mm pole | 559 | 216 | 93 |  | 100000/L90B10 | 3 | 3333 | 21.9 | 152 | 70+ | 3000 | 315.104
| DM1119010 | Avior LED1x3900 J486 T730 LSM2 | non-dimmable, I, IP66, IK09, LSM2 beam optic, tempered glass, light grey aluminium body, for Ø60mm pole | 559 | 216 | 93 |  | 100000/L90B10 | 3 | 3858 | 25.5 | 151 | 70+ | 3000 | 315.104
| DM1119011 | Avior LED1x4350 J487 T730 LSM2 | non-dimmable, I, IP66, IK09, LSM2 beam optic, tempered glass, light grey aluminium body, for Ø60mm pole | 559 | 216 | 93 |  | 100000/L90B10 | 3 | 4324 | 29.3 | 148 | 70+ | 3000 | 315.104
| DM1119012 | Avior LED1x4850 J488 T730 LSM2 | non-dimmable, I, IP66, IK09, LSM2 beam optic, tempered glass, light grey aluminium body, for Ø60mm pole | 559 | 216 | 93 |  | 100000/L90B10 | 3 | 4818 | 32.9 | 146 | 70+ | 3000 | 315.104
| DM1119013 | Avior LED1x5550 J489 T730 LSM2 | non-dimmable, I, IP66, IK09, LSM2 beam optic, tempered glass, light grey aluminium body, for Ø60mm pole | 559 | 216 | 93 |  | 100000/L90B10 | 3 | 5479 | 38.7 | 142 | 70+ | 3000 | 315.104
| DM1119014 | Avior LED1x5700 J490 T730 LSM2 | non-dimmable, I, IP66, IK09, LSM2 beam optic, tempered glass, light grey aluminium body, for Ø60mm pole | 559 | 216 | 93 |  | 100000/L90B10 | 3 | 5648 | 35.4 | 160 | 70+ | 3000 | 346.666
| DM1119015 | Avior LED1x6700 J491 T730 LSM2 | non-dimmable, I, IP66, IK09, LSM2 beam optic, tempered glass, light grey aluminium body, for Ø60mm pole | 559 | 216 | 93 |  | 100000/L90B10 | 3 | 6667 | 42.8 | 156 | 70+ | 3000 | 346.666
| DM1119016 | Avior LED1x7750 J492 T730 LSM2 | non-dimmable, I, IP66, IK09, LSM2 beam optic, tempered glass, light grey aluminium body, for Ø60mm pole | 559 | 216 | 93 |  | 100000/L90B10 | 3 | 7716 | 50.5 | 153 | 70+ | 3000 | 362.533
| DM1119017 | Avior LED1x8700 J493 T730 LSM2 | non-dimmable, I, IP66, IK09, LSM2 beam optic, tempered glass, light grey aluminium body, for Ø60mm pole | 559 | 216 | 93 |  | 100000/L90B10 | 3 | 8647 | 58 | 149 | 70+ | 3000 | 362.533
| DM1119018 | Avior LED1x9700 J494 T730 LSM2 | non-dimmable, I, IP66, IK09, LSM2 beam optic, tempered glass, light grey aluminium body, for Ø60mm pole | 559 | 216 | 93 |  | 100000/L90B10 | 3 | 9636 | 65.1 | 148 | 70+ | 3000 | 362.533
| DM1119019 | Avior LED1x11050 J495 T730 LSM2 | non-dimmable, I, IP66, IK09, LSM2 beam optic, tempered glass, light grey aluminium body, for Ø60mm pole | 559 | 216 | 93 |  | 100000/L90B10 | 3 | 10959 | 78.3 | 140 | 70+ | 3000 | 421.572
| DM1119020 | Avior LED1x2850 J484 T740 LSM2 | non-dimmable, I, IP66, IK09, LSM2 beam optic, tempered glass, light grey aluminium body, for Ø60mm pole | 559 | 216 | 93 |  | 100000/L90B10 | 3 | 2910 | 18.1 | 161 | 70+ | 4000 | 315.104
| DM1119021 | Avior LED1x3350 J485 T740 LSM2 | non-dimmable, I, IP66, IK09, LSM2 beam optic, tempered glass, light grey aluminium body, for Ø60mm pole | 559 | 216 | 93 |  | 100000/L90B10 | 3 | 3427 | 21.9 | 156 | 70+ | 4000 | 315.104
| DM1119022 | Avior LED1x3900 J486 T740 LSM2 | non-dimmable, I, IP66, IK09, LSM2 beam optic, tempered glass, light grey aluminium body, for Ø60mm pole | 559 | 216 | 93 |  | 100000/L90B10 | 3 | 3961 | 25.5 | 155 | 70+ | 4000 | 315.104
| DM1119023 | Avior LED1x4350 J487 T740 LSM2 | non-dimmable, I, IP66, IK09, LSM2 beam optic, tempered glass, light grey aluminium body, for Ø60mm pole | 559 | 216 | 93 |  | 100000/L90B10 | 3 | 4438 | 29.3 | 151 | 70+ | 4000 | 315.104
| DM1119024 | Avior LED1x4850 J488 T740 LSM2 | non-dimmable, I, IP66, IK09, LSM2 beam optic, tempered glass, light grey aluminium body, for Ø60mm pole | 559 | 216 | 93 |  | 100000/L90B10 | 3 | 4946 | 32.9 | 150 | 70+ | 4000 | 315.104
| DM1119025 | Avior LED1x5550 J489 T740 LSM2 | non-dimmable, I, IP66, IK09, LSM2 beam optic, tempered glass, light grey aluminium body, for Ø60mm pole | 559 | 216 | 93 |  | 100000/L90B10 | 3 | 5628 | 38.7 | 145 | 70+ | 4000 | 315.104
| DM1119026 | Avior LED1x5700 J490 T740 LSM2 | non-dimmable, I, IP66, IK09, LSM2 beam optic, tempered glass, light grey aluminium body, for Ø60mm pole | 559 | 216 | 93 |  | 100000/L90B10 | 3 | 5820 | 35.4 | 164 | 70+ | 4000 | 346.666
| DM1119027 | Avior LED1x6700 J491 T740 LSM2 | non-dimmable, I, IP66, IK09, LSM2 beam optic, tempered glass, light grey aluminium body, for Ø60mm pole | 559 | 216 | 93 |  | 100000/L90B10 | 3 | 6854 | 42.8 | 160 | 70+ | 4000 | 346.666
| DM1119028 | Avior LED1x7750 J492 T740 LSM2 | non-dimmable, I, IP66, IK09, LSM2 beam optic, tempered glass, light grey aluminium body, for Ø60mm pole | 559 | 216 | 93 |  | 100000/L90B10 | 3 | 7923 | 50.5 | 157 | 70+ | 4000 | 362.533
| DM1119029 | Avior LED1x8700 J493 T740 LSM2 | non-dimmable, I, IP66, IK09, LSM2 beam optic, tempered glass, light grey aluminium body, for Ø60mm pole | 559 | 216 | 93 |  | 100000/L90B10 | 3 | 8876 | 58 | 153 | 70+ | 4000 | 362.533
| DM1119030 | Avior LED1x9700 J494 T740 LSM2 | non-dimmable, I, IP66, IK09, LSM2 beam optic, tempered glass, light grey aluminium body, for Ø60mm pole | 559 | 216 | 93 |  | 100000/L90B10 | 3 | 9891 | 65.1 | 152 | 70+ | 4000 | 362.533
| DM1119031 | Avior LED1x11050 J495 T740 LSM2 | non-dimmable, I, IP66, IK09, LSM2 beam optic, tempered glass, light grey aluminium body, for Ø60mm pole | 559 | 216 | 93 |  | 100000/L90B10 | 3 | 11255 | 78.3 | 144 | 70+ | 4000 | 421.572
| DM1119032 | Avior LED1x2850 J484 T730 LSS1 | non-dimmable, I, IP66, IK09, LSS1 beam optic, tempered glass, light grey aluminium body, for Ø60mm pole | 559 | 216 | 93 |  | 100000/L90B10 | 3 | 2761 | 18.1 | 153 | 70+ | 3000 | 315.104
| DM1119033 | Avior LED1x3350 J485 T730 LSS1 | non-dimmable, I, IP66, IK09, LSS1 beam optic, tempered glass, light grey aluminium body, for Ø60mm pole | 559 | 216 | 93 |  | 100000/L90B10 | 3 | 3258 | 21.9 | 149 | 70+ | 3000 | 315.104
| DM1119034 | Avior LED1x3900 J486 T730 LSS1 | non-dimmable, I, IP66, IK09, LSS1 beam optic, tempered glass, light grey aluminium body, for Ø60mm pole | 559 | 216 | 93 |  | 100000/L90B10 | 3 | 3771 | 25.5 | 148 | 70+ | 3000 | 315.104
| DM1119035 | Avior LED1x4350 J487 T730 LSS1 | non-dimmable, I, IP66, IK09, LSS1 beam optic, tempered glass, light grey aluminium body, for Ø60mm pole | 559 | 216 | 93 |  | 100000/L90B10 | 3 | 4227 | 29.3 | 144 | 70+ | 3000 | 315.104
| DM1119036 | Avior LED1x4850 J488 T730 LSS1 | non-dimmable, I, IP66, IK09, LSS1 beam optic, tempered glass, light grey aluminium body, for Ø60mm pole | 559 | 216 | 93 |  | 100000/L90B10 | 3 | 4710 | 32.9 | 143 | 70+ | 3000 | 315.104
| DM1119037 | Avior LED1x5550 J489 T730 LSS1 | non-dimmable, I, IP66, IK09, LSS1 beam optic, tempered glass, light grey aluminium body, for Ø60mm pole | 559 | 216 | 93 |  | 100000/L90B10 | 3 | 5356 | 38.7 | 138 | 70+ | 3000 | 315.104
| DM1119038 | Avior LED1x5700 J490 T730 LSS1 | non-dimmable, I, IP66, IK09, LSS1 beam optic, tempered glass, light grey aluminium body, for Ø60mm pole | 559 | 216 | 93 |  | 100000/L90B10 | 3 | 5521 | 35.4 | 156 | 70+ | 3000 | 346.666
| DM1119039 | Avior LED1x6700 J491 T730 LSS1 | non-dimmable, I, IP66, IK09, LSS1 beam optic, tempered glass, light grey aluminium body, for Ø60mm pole | 559 | 216 | 93 |  | 100000/L90B10 | 3 | 6517 | 42.8 | 152 | 70+ | 3000 | 346.666
| DM1119040 | Avior LED1x7750 J492 T730 LSS1 | non-dimmable, I, IP66, IK09, LSS1 beam optic, tempered glass, light grey aluminium body, for Ø60mm pole | 559 | 216 | 93 |  | 100000/L90B10 | 3 | 7542 | 50.5 | 149 | 70+ | 3000 | 362.533
| DM1119041 | Avior LED1x8700 J493 T730 LSS1 | non-dimmable, I, IP66, IK09, LSS1 beam optic, tempered glass, light grey aluminium body, for Ø60mm pole | 559 | 216 | 93 |  | 100000/L90B10 | 3 | 8453 | 58 | 146 | 70+ | 3000 | 362.533
| DM1119042 | Avior LED1x9700 J494 T730 LSS1 | non-dimmable, I, IP66, IK09, LSS1 beam optic, tempered glass, light grey aluminium body, for Ø60mm pole | 559 | 216 | 93 |  | 100000/L90B10 | 3 | 9419 | 65.1 | 145 | 70+ | 3000 | 362.533
| DM1119043 | Avior LED1x11050 J495 T730 LSS1 | non-dimmable, I, IP66, IK09, LSS1 beam optic, tempered glass, light grey aluminium body, for Ø60mm pole | 559 | 216 | 93 |  | 100000/L90B10 | 3 | 10712 | 78.3 | 137 | 70+ | 3000 | 421.572
| DM1119044 | Avior LED1x2850 J484 T740 LSS1 | non-dimmable, I, IP66, IK09, LSS1 beam optic, tempered glass, light grey aluminium body, for Ø60mm pole | 559 | 216 | 93 |  | 100000/L90B10 | 3 | 2845 | 18.1 | 157 | 70+ | 4000 | 315.104
| DM1119045 | Avior LED1x3350 J485 T740 LSS1 | non-dimmable, I, IP66, IK09, LSS1 beam optic, tempered glass, light grey aluminium body, for Ø60mm pole | 559 | 216 | 93 |  | 100000/L90B10 | 3 | 3350 | 21.9 | 153 | 70+ | 4000 | 315.104
| DM1119046 | Avior LED1x3900 J486 T740 LSS1 | non-dimmable, I, IP66, IK09, LSS1 beam optic, tempered glass, light grey aluminium body, for Ø60mm pole | 559 | 216 | 93 |  | 100000/L90B10 | 3 | 3872 | 25.5 | 152 | 70+ | 4000 | 315.104
| DM1119047 | Avior LED1x4350 J487 T740 LSS1 | non-dimmable, I, IP66, IK09, LSS1 beam optic, tempered glass, light grey aluminium body, for Ø60mm pole | 559 | 216 | 93 |  | 100000/L90B10 | 3 | 4338 | 29.3 | 148 | 70+ | 4000 | 315.104
| DM1119048 | Avior LED1x4850 J488 T740 LSS1 | non-dimmable, I, IP66, IK09, LSS1 beam optic, tempered glass, light grey aluminium body, for Ø60mm pole | 559 | 216 | 93 |  | 100000/L90B10 | 3 | 4835 | 32.9 | 147 | 70+ | 4000 | 315.104
| DM1119049 | Avior LED1x5550 J489 T740 LSS1 | non-dimmable, I, IP66, IK09, LSS1 beam optic, tempered glass, light grey aluminium body, for Ø60mm pole | 559 | 216 | 93 |  | 100000/L90B10 | 3 | 5501 | 38.7 | 142 | 70+ | 4000 | 315.104
| DM1119050 | Avior LED1x5700 J490 T740 LSS1 | non-dimmable, I, IP66, IK09, LSS1 beam optic, tempered glass, light grey aluminium body, for Ø60mm pole | 559 | 216 | 93 |  | 100000/L90B10 | 3 | 5690 | 35.4 | 161 | 70+ | 4000 | 346.666
| DM1119051 | Avior LED1x6700 J491 T740 LSS1 | non-dimmable, I, IP66, IK09, LSS1 beam optic, tempered glass, light grey aluminium body, for Ø60mm pole | 559 | 216 | 93 |  | 100000/L90B10 | 3 | 6700 | 42.8 | 157 | 70+ | 4000 | 346.666
| DM1119052 | Avior LED1x7750 J492 T740 LSS1 | non-dimmable, I, IP66, IK09, LSS1 beam optic, tempered glass, light grey aluminium body, for Ø60mm pole | 559 | 216 | 93 |  | 100000/L90B10 | 3 | 7745 | 50.5 | 153 | 70+ | 4000 | 362.533
| DM1119053 | Avior LED1x8700 J493 T740 LSS1 | non-dimmable, I, IP66, IK09, LSS1 beam optic, tempered glass, light grey aluminium body, for Ø60mm pole | 559 | 216 | 93 |  | 100000/L90B10 | 3 | 8677 | 58 | 150 | 70+ | 4000 | 362.533
| DM1119054 | Avior LED1x9700 J494 T740 LSS1 | non-dimmable, I, IP66, IK09, LSS1 beam optic, tempered glass, light grey aluminium body, for Ø60mm pole | 559 | 216 | 93 |  | 100000/L90B10 | 3 | 9669 | 65.1 | 149 | 70+ | 4000 | 362.533
| DM1119055 | Avior LED1x11050 J495 T740 LSS1 | non-dimmable, I, IP66, IK09, LSS1 beam optic, tempered glass, light grey aluminium body, for Ø60mm pole | 559 | 216 | 93 |  | 100000/L90B10 | 3 | 11002 | 78.3 | 141 | 70+ | 4000 | 421.572
| DM1119056 | Avior LED1x2850 J484 T730 LSS2 | non-dimmable, I, IP66, IK09, LSS2 beam optic, tempered glass, light grey aluminium body, for Ø60mm pole | 559 | 216 | 93 |  | 100000/L90B10 | 3 | 2792 | 18.1 | 154 | 70+ | 3000 | 315.104
| DM1119057 | Avior LED1x3350 J485 T730 LSS2 | non-dimmable, I, IP66, IK09, LSS2 beam optic, tempered glass, light grey aluminium body, for Ø60mm pole | 559 | 216 | 93 |  | 100000/L90B10 | 3 | 3296 | 21.9 | 151 | 70+ | 3000 | 315.104
| DM1119058 | Avior LED1x3900 J486 T730 LSS2 | non-dimmable, I, IP66, IK09, LSS2 beam optic, tempered glass, light grey aluminium body, for Ø60mm pole | 559 | 216 | 93 |  | 100000/L90B10 | 3 | 3815 | 25.5 | 150 | 70+ | 3000 | 315.104
| DM1119059 | Avior LED1x4350 J487 T730 LSS2 | non-dimmable, I, IP66, IK09, LSS2 beam optic, tempered glass, light grey aluminium body, for Ø60mm pole | 559 | 216 | 93 |  | 100000/L90B10 | 3 | 4275 | 29.3 | 146 | 70+ | 3000 | 315.104
| DM1119060 | Avior LED1x4850 J488 T730 LSS2 | non-dimmable, I, IP66, IK09, LSS2 beam optic, tempered glass, light grey aluminium body, for Ø60mm pole | 559 | 216 | 93 |  | 100000/L90B10 | 3 | 4764 | 32.9 | 145 | 70+ | 3000 | 315.104
| DM1119061 | Avior LED1x5550 J489 T730 LSS2 | non-dimmable, I, IP66, IK09, LSS2 beam optic, tempered glass, light grey aluminium body, for Ø60mm pole | 559 | 216 | 93 |  | 100000/L90B10 | 3 | 5418 | 38.7 | 140 | 70+ | 3000 | 315.104
| DM1119062 | Avior LED1x5700 J490 T730 LSS2 | non-dimmable, I, IP66, IK09, LSS2 beam optic, tempered glass, light grey aluminium body, for Ø60mm pole | 559 | 216 | 93 |  | 100000/L90B10 | 3 | 5584 | 35.4 | 158 | 70+ | 3000 | 346.666
| DM1119063 | Avior LED1x6700 J491 T730 LSS2 | non-dimmable, I, IP66, IK09, LSS2 beam optic, tempered glass, light grey aluminium body, for Ø60mm pole | 559 | 216 | 93 |  | 100000/L90B10 | 3 | 6592 | 42.8 | 154 | 70+ | 3000 | 346.666
| DM1119064 | Avior LED1x7750 J492 T730 LSS2 | non-dimmable, I, IP66, IK09, LSS2 beam optic, tempered glass, light grey aluminium body, for Ø60mm pole | 559 | 216 | 93 |  | 100000/L90B10 | 3 | 7629 | 50.5 | 151 | 70+ | 3000 | 362.533
| DM1119065 | Avior LED1x8700 J493 T730 LSS2 | non-dimmable, I, IP66, IK09, LSS2 beam optic, tempered glass, light grey aluminium body, for Ø60mm pole | 559 | 216 | 93 |  | 100000/L90B10 | 3 | 8550 | 58 | 147 | 70+ | 3000 | 362.533
| DM1119066 | Avior LED1x9700 J494 T730 LSS2 | non-dimmable, I, IP66, IK09, LSS2 beam optic, tempered glass, light grey aluminium body, for Ø60mm pole | 559 | 216 | 93 |  | 100000/L90B10 | 3 | 9527 | 65.1 | 146 | 70+ | 3000 | 362.533
| DM1119067 | Avior LED1x11050 J495 T730 LSS2 | non-dimmable, I, IP66, IK09, LSS2 beam optic, tempered glass, light grey aluminium body, for Ø60mm pole | 559 | 216 | 93 |  | 100000/L90B10 | 3 | 10835 | 78.3 | 138 | 70+ | 3000 | 421.572
| DM1119068 | Avior LED1x2850 J484 T740 LSS2 | non-dimmable, I, IP66, IK09, LSS2 beam optic, tempered glass, light grey aluminium body, for Ø60mm pole | 559 | 216 | 93 |  | 100000/L90B10 | 3 | 2878 | 18.1 | 159 | 70+ | 4000 | 315.104
| DM1119069 | Avior LED1x3350 J485 T740 LSS2 | non-dimmable, I, IP66, IK09, LSS2 beam optic, tempered glass, light grey aluminium body, for Ø60mm pole | 559 | 216 | 93 |  | 100000/L90B10 | 3 | 3388 | 21.9 | 155 | 70+ | 4000 | 315.104
| DM1119070 | Avior LED1x3900 J486 T740 LSS2 | non-dimmable, I, IP66, IK09, LSS2 beam optic, tempered glass, light grey aluminium body, for Ø60mm pole | 559 | 216 | 93 |  | 100000/L90B10 | 3 | 3917 | 25.5 | 154 | 70+ | 4000 | 315.104
| DM1119071 | Avior LED1x4350 J487 T740 LSS2 | non-dimmable, I, IP66, IK09, LSS2 beam optic, tempered glass, light grey aluminium body, for Ø60mm pole | 559 | 216 | 93 |  | 100000/L90B10 | 3 | 4388 | 29.3 | 150 | 70+ | 4000 | 315.104
| DM1119072 | Avior LED1x4850 J488 T740 LSS2 | non-dimmable, I, IP66, IK09, LSS2 beam optic, tempered glass, light grey aluminium body, for Ø60mm pole | 559 | 216 | 93 |  | 100000/L90B10 | 3 | 4890 | 32.9 | 149 | 70+ | 4000 | 315.104
| DM1119073 | Avior LED1x5550 J489 T740 LSS2 | non-dimmable, I, IP66, IK09, LSS2 beam optic, tempered glass, light grey aluminium body, for Ø60mm pole | 559 | 216 | 93 |  | 100000/L90B10 | 3 | 5564 | 38.7 | 144 | 70+ | 4000 | 315.104
| DM1119074 | Avior LED1x5700 J490 T740 LSS2 | non-dimmable, I, IP66, IK09, LSS2 beam optic, tempered glass, light grey aluminium body, for Ø60mm pole | 559 | 216 | 93 |  | 100000/L90B10 | 3 | 5755 | 35.4 | 163 | 70+ | 4000 | 346.666
| DM1119075 | Avior LED1x6700 J491 T740 LSS2 | non-dimmable, I, IP66, IK09, LSS2 beam optic, tempered glass, light grey aluminium body, for Ø60mm pole | 559 | 216 | 93 |  | 100000/L90B10 | 3 | 6777 | 42.8 | 158 | 70+ | 4000 | 346.666
| DM1119076 | Avior LED1x7750 J492 T740 LSS2 | non-dimmable, I, IP66, IK09, LSS2 beam optic, tempered glass, light grey aluminium body, for Ø60mm pole | 559 | 216 | 93 |  | 100000/L90B10 | 3 | 7834 | 50.5 | 155 | 70+ | 4000 | 362.533
| DM1119077 | Avior LED1x8700 J493 T740 LSS2 | non-dimmable, I, IP66, IK09, LSS2 beam optic, tempered glass, light grey aluminium body, for Ø60mm pole | 559 | 216 | 93 |  | 100000/L90B10 | 3 | 8777 | 58 | 151 | 70+ | 4000 | 362.533
| DM1119078 | Avior LED1x9700 J494 T740 LSS2 | non-dimmable, I, IP66, IK09, LSS2 beam optic, tempered glass, light grey aluminium body, for Ø60mm pole | 559 | 216 | 93 |  | 100000/L90B10 | 3 | 9780 | 65.1 | 150 | 70+ | 4000 | 362.533
| DM1119079 | Avior LED1x11050 J495 T740 LSS2 | non-dimmable, I, IP66, IK09, LSS2 beam optic, tempered glass, light grey aluminium body, for Ø60mm pole | 559 | 216 | 93 |  | 100000/L90B10 | 3 | 11129 | 78.3 | 142 | 70+ | 4000 | 421.572
| DM1119080 | Avior LED1x2850 J484 T730 LSPR | non-dimmable, I, IP66, IK09, LSPR beam optic, tempered glass, light grey aluminium body, for Ø60mm pole | 559 | 216 | 93 |  | 100000/L90B10 | 3 | 2792 | 18.1 | 154 | 70+ | 3000 | 332.132
| DM1119081 | Avior LED1x3350 J485 T730 LSPR | non-dimmable, I, IP66, IK09, LSPR beam optic, tempered glass, light grey aluminium body, for Ø60mm pole | 559 | 216 | 93 |  | 100000/L90B10 | 3 | 3296 | 21.9 | 151 | 70+ | 3000 | 332.132
| DM1119082 | Avior LED1x3900 J486 T730 LSPR | non-dimmable, I, IP66, IK09, LSPR beam optic, tempered glass, light grey aluminium body, for Ø60mm pole | 559 | 216 | 93 |  | 100000/L90B10 | 3 | 3815 | 25.5 | 150 | 70+ | 3000 | 332.132
| DM1119083 | Avior LED1x4350 J487 T730 LSPR | non-dimmable, I, IP66, IK09, LSPR beam optic, tempered glass, light grey aluminium body, for Ø60mm pole | 559 | 216 | 93 |  | 100000/L90B10 | 3 | 4275 | 29.3 | 146 | 70+ | 3000 | 332.132
| DM1119084 | Avior LED1x4850 J488 T730 LSPR | non-dimmable, I, IP66, IK09, LSPR beam optic, tempered glass, light grey aluminium body, for Ø60mm pole | 559 | 216 | 93 |  | 100000/L90B10 | 3 | 4764 | 32.9 | 145 | 70+ | 3000 | 332.132
| DM1119085 | Avior LED1x5550 J489 T730 LSPR | non-dimmable, I, IP66, IK09, LSPR beam optic, tempered glass, light grey aluminium body, for Ø60mm pole | 559 | 216 | 93 |  | 100000/L90B10 | 3 | 5418 | 38.7 | 140 | 70+ | 3000 | 332.132
| DM1119086 | Avior LED1x5700 J490 T730 LSPR | non-dimmable, I, IP66, IK09, LSPR beam optic, tempered glass, light grey aluminium body, for Ø60mm pole | 559 | 216 | 93 |  | 100000/L90B10 | 3 | 5584 | 35.4 | 158 | 70+ | 3000 | 380.679
| DM1119087 | Avior LED1x6700 J491 T730 LSPR | non-dimmable, I, IP66, IK09, LSPR beam optic, tempered glass, light grey aluminium body, for Ø60mm pole | 559 | 216 | 93 |  | 100000/L90B10 | 3 | 6592 | 42.8 | 154 | 70+ | 3000 | 380.679
| DM1119088 | Avior LED1x7750 J492 T730 LSPR | non-dimmable, I, IP66, IK09, LSPR beam optic, tempered glass, light grey aluminium body, for Ø60mm pole | 559 | 216 | 93 |  | 100000/L90B10 | 3 | 7629 | 50.5 | 151 | 70+ | 3000 | 396.589
| DM1119089 | Avior LED1x8700 J493 T730 LSPR | non-dimmable, I, IP66, IK09, LSPR beam optic, tempered glass, light grey aluminium body, for Ø60mm pole | 559 | 216 | 93 |  | 100000/L90B10 | 3 | 8550 | 58 | 147 | 70+ | 3000 | 396.589
| DM1119090 | Avior LED1x9700 J494 T730 LSPR | non-dimmable, I, IP66, IK09, LSPR beam optic, tempered glass, light grey aluminium body, for Ø60mm pole | 559 | 216 | 93 |  | 100000/L90B10 | 3 | 9527 | 65.1 | 146 | 70+ | 3000 | 396.589
| DM1119091 | Avior LED1x11050 J495 T730 LSPR | non-dimmable, I, IP66, IK09, LSPR beam optic, tempered glass, light grey aluminium body, for Ø60mm pole | 559 | 216 | 93 |  | 100000/L90B10 | 3 | 10835 | 78.3 | 138 | 70+ | 3000 | 456.531
| DM1119092 | Avior LED1x2850 J484 T740 LSPR | non-dimmable, I, IP66, IK09, LSPR beam optic, tempered glass, light grey aluminium body, for Ø60mm pole | 559 | 216 | 93 |  | 100000/L90B10 | 3 | 2878 | 18.1 | 159 | 70+ | 4000 | 332.132
| DM1119093 | Avior LED1x3350 J485 T740 LSPR | non-dimmable, I, IP66, IK09, LSPR beam optic, tempered glass, light grey aluminium body, for Ø60mm pole | 559 | 216 | 93 |  | 100000/L90B10 | 3 | 3388 | 21.9 | 155 | 70+ | 4000 | 332.132
| DM1119094 | Avior LED1x3900 J486 T740 LSPR | non-dimmable, I, IP66, IK09, LSPR beam optic, tempered glass, light grey aluminium body, for Ø60mm pole | 559 | 216 | 93 |  | 100000/L90B10 | 3 | 3917 | 25.5 | 154 | 70+ | 4000 | 332.132
| DM1119095 | Avior LED1x4350 J487 T740 LSPR | non-dimmable, I, IP66, IK09, LSPR beam optic, tempered glass, light grey aluminium body, for Ø60mm pole | 559 | 216 | 93 |  | 100000/L90B10 | 3 | 4388 | 29.3 | 150 | 70+ | 4000 | 332.132
| DM1119096 | Avior LED1x4850 J488 T740 LSPR | non-dimmable, I, IP66, IK09, LSPR beam optic, tempered glass, light grey aluminium body, for Ø60mm pole | 559 | 216 | 93 |  | 100000/L90B10 | 3 | 4890 | 32.9 | 149 | 70+ | 4000 | 332.132
| DM1119097 | Avior LED1x5550 J489 T740 LSPR | non-dimmable, I, IP66, IK09, LSPR beam optic, tempered glass, light grey aluminium body, for Ø60mm pole | 559 | 216 | 93 |  | 100000/L90B10 | 3 | 5564 | 38.7 | 144 | 70+ | 4000 | 332.132
| DM1119098 | Avior LED1x5700 J490 T740 LSPR | non-dimmable, I, IP66, IK09, LSPR beam optic, tempered glass, light grey aluminium body, for Ø60mm pole | 559 | 216 | 93 |  | 100000/L90B10 | 3 | 5755 | 35.4 | 163 | 70+ | 4000 | 380.679
| DM1119099 | Avior LED1x6700 J491 T740 LSPR | non-dimmable, I, IP66, IK09, LSPR beam optic, tempered glass, light grey aluminium body, for Ø60mm pole | 559 | 216 | 93 |  | 100000/L90B10 | 3 | 6777 | 42.8 | 158 | 70+ | 4000 | 380.679
| DM1119100 | Avior LED1x7750 J492 T740 LSPR | non-dimmable, I, IP66, IK09, LSPR beam optic, tempered glass, light grey aluminium body, for Ø60mm pole | 559 | 216 | 93 |  | 100000/L90B10 | 3 | 7834 | 50.5 | 155 | 70+ | 4000 | 396.589
| DM1119101 | Avior LED1x8700 J493 T740 LSPR | non-dimmable, I, IP66, IK09, LSPR beam optic, tempered glass, light grey aluminium body, for Ø60mm pole | 559 | 216 | 93 |  | 100000/L90B10 | 3 | 8777 | 58 | 151 | 70+ | 4000 | 396.589
| DM1119102 | Avior LED1x9700 J494 T740 LSPR | non-dimmable, I, IP66, IK09, LSPR beam optic, tempered glass, light grey aluminium body, for Ø60mm pole | 559 | 216 | 93 |  | 100000/L90B10 | 3 | 9780 | 65.1 | 150 | 70+ | 4000 | 396.589
| DM1119103 | Avior LED1x11050 J495 T740 LSPR | non-dimmable, I, IP66, IK09, LSPR beam optic, tempered glass, light grey aluminium body, for Ø60mm pole | 559 | 216 | 93 |  | 100000/L90B10 | 3 | 11129 | 78.3 | 142 | 70+ | 4000 | 456.531
| DM1119104 | Avior LED1x2850 J484 T730 LSPL | non-dimmable, I, IP66, IK09, LSPL beam optic, tempered glass, light grey aluminium body, for Ø60mm pole | 559 | 216 | 93 |  | 100000/L90B10 | 3 | 2792 | 18.1 | 154 | 70+ | 3000 | 332.132
| DM1119105 | Avior LED1x3350 J485 T730 LSPL | non-dimmable, I, IP66, IK09, LSPL beam optic, tempered glass, light grey aluminium body, for Ø60mm pole | 559 | 216 | 93 |  | 100000/L90B10 | 3 | 3296 | 21.9 | 151 | 70+ | 3000 | 332.132
| DM1119106 | Avior LED1x3900 J486 T730 LSPL | non-dimmable, I, IP66, IK09, LSPL beam optic, tempered glass, light grey aluminium body, for Ø60mm pole | 559 | 216 | 93 |  | 100000/L90B10 | 3 | 3815 | 25.5 | 150 | 70+ | 3000 | 332.132
| DM1119107 | Avior LED1x4350 J487 T730 LSPL | non-dimmable, I, IP66, IK09, LSPL beam optic, tempered glass, light grey aluminium body, for Ø60mm pole | 559 | 216 | 93 |  | 100000/L90B10 | 3 | 4275 | 29.3 | 146 | 70+ | 3000 | 332.132
| DM1119108 | Avior LED1x4850 J488 T730 LSPL | non-dimmable, I, IP66, IK09, LSPL beam optic, tempered glass, light grey aluminium body, for Ø60mm pole | 559 | 216 | 93 |  | 100000/L90B10 | 3 | 4764 | 32.9 | 145 | 70+ | 3000 | 332.132
| DM1119109 | Avior LED1x5550 J489 T730 LSPL | non-dimmable, I, IP66, IK09, LSPL beam optic, tempered glass, light grey aluminium body, for Ø60mm pole | 559 | 216 | 93 |  | 100000/L90B10 | 3 | 5418 | 38.7 | 140 | 70+ | 3000 | 332.132
| DM1119110 | Avior LED1x5700 J490 T730 LSPL | non-dimmable, I, IP66, IK09, LSPL beam optic, tempered glass, light grey aluminium body, for Ø60mm pole | 559 | 216 | 93 |  | 100000/L90B10 | 3 | 5584 | 35.4 | 158 | 70+ | 3000 | 380.679
| DM1119111 | Avior LED1x6700 J491 T730 LSPL | non-dimmable, I, IP66, IK09, LSPL beam optic, tempered glass, light grey aluminium body, for Ø60mm pole | 559 | 216 | 93 |  | 100000/L90B10 | 3 | 6592 | 42.8 | 154 | 70+ | 3000 | 380.679
| DM1119112 | Avior LED1x7750 J492 T730 LSPL | non-dimmable, I, IP66, IK09, LSPL beam optic, tempered glass, light grey aluminium body, for Ø60mm pole | 559 | 216 | 93 |  | 100000/L90B10 | 3 | 7629 | 50.5 | 151 | 70+ | 3000 | 396.589
| DM1119113 | Avior LED1x8700 J493 T730 LSPL | non-dimmable, I, IP66, IK09, LSPL beam optic, tempered glass, light grey aluminium body, for Ø60mm pole | 559 | 216 | 93 |  | 100000/L90B10 | 3 | 8550 | 58 | 147 | 70+ | 3000 | 396.589
| DM1119114 | Avior LED1x9700 J494 T730 LSPL | non-dimmable, I, IP66, IK09, LSPL beam optic, tempered glass, light grey aluminium body, for Ø60mm pole | 559 | 216 | 93 |  | 100000/L90B10 | 3 | 9527 | 65.1 | 146 | 70+ | 3000 | 396.589
| DM1119115 | Avior LED1x11050 J495 T730 LSPL | non-dimmable, I, IP66, IK09, LSPL beam optic, tempered glass, light grey aluminium body, for Ø60mm pole | 559 | 216 | 93 |  | 100000/L90B10 | 3 | 10835 | 78.3 | 138 | 70+ | 3000 | 456.531
| DM1119116 | Avior LED1x2850 J484 T740 LSPL | non-dimmable, I, IP66, IK09, LSPL beam optic, tempered glass, light grey aluminium body, for Ø60mm pole | 559 | 216 | 93 |  | 100000/L90B10 | 3 | 2878 | 18.1 | 159 | 70+ | 4000 | 332.132
| DM1119117 | Avior LED1x3350 J485 T740 LSPL | non-dimmable, I, IP66, IK09, LSPL beam optic, tempered glass, light grey aluminium body, for Ø60mm pole | 559 | 216 | 93 |  | 100000/L90B10 | 3 | 3388 | 21.9 | 155 | 70+ | 4000 | 332.132
| DM1119118 | Avior LED1x3900 J486 T740 LSPL | non-dimmable, I, IP66, IK09, LSPL beam optic, tempered glass, light grey aluminium body, for Ø60mm pole | 559 | 216 | 93 |  | 100000/L90B10 | 3 | 3917 | 25.5 | 154 | 70+ | 4000 | 332.132
| DM1119119 | Avior LED1x4350 J487 T740 LSPL | non-dimmable, I, IP66, IK09, LSPL beam optic, tempered glass, light grey aluminium body, for Ø60mm pole | 559 | 216 | 93 |  | 100000/L90B10 | 3 | 4388 | 29.3 | 150 | 70+ | 4000 | 332.132
| DM1119120 | Avior LED1x4850 J488 T740 LSPL | non-dimmable, I, IP66, IK09, LSPL beam optic, tempered glass, light grey aluminium body, for Ø60mm pole | 559 | 216 | 93 |  | 100000/L90B10 | 3 | 4890 | 32.9 | 149 | 70+ | 4000 | 332.132
| DM1119121 | Avior LED1x5550 J489 T740 LSPL | non-dimmable, I, IP66, IK09, LSPL beam optic, tempered glass, light grey aluminium body, for Ø60mm pole | 559 | 216 | 93 |  | 100000/L90B10 | 3 | 5564 | 38.7 | 144 | 70+ | 4000 | 332.132
| DM1119122 | Avior LED1x5700 J490 T740 LSPL | non-dimmable, I, IP66, IK09, LSPL beam optic, tempered glass, light grey aluminium body, for Ø60mm pole | 559 | 216 | 93 |  | 100000/L90B10 | 3 | 5755 | 35.4 | 163 | 70+ | 4000 | 380.679
| DM1119123 | Avior LED1x6700 J491 T740 LSPL | non-dimmable, I, IP66, IK09, LSPL beam optic, tempered glass, light grey aluminium body, for Ø60mm pole | 559 | 216 | 93 |  | 100000/L90B10 | 3 | 6777 | 42.8 | 158 | 70+ | 4000 | 380.679
| DM1119124 | Avior LED1x7750 J492 T740 LSPL | non-dimmable, I, IP66, IK09, LSPL beam optic, tempered glass, light grey aluminium body, for Ø60mm pole | 559 | 216 | 93 |  | 100000/L90B10 | 3 | 7834 | 50.5 | 155 | 70+ | 4000 | 396.589
| DM1119125 | Avior LED1x8700 J493 T740 LSPL | non-dimmable, I, IP66, IK09, LSPL beam optic, tempered glass, light grey aluminium body, for Ø60mm pole | 559 | 216 | 93 |  | 100000/L90B10 | 3 | 8777 | 58 | 151 | 70+ | 4000 | 396.589
| DM1119126 | Avior LED1x9700 J494 T740 LSPL | non-dimmable, I, IP66, IK09, LSPL beam optic, tempered glass, light grey aluminium body, for Ø60mm pole | 559 | 216 | 93 |  | 100000/L90B10 | 3 | 9780 | 65.1 | 150 | 70+ | 4000 | 396.589
| DM1119127 | Avior LED1x11050 J495 T740 LSPL | non-dimmable, I, IP66, IK09, LSPL beam optic, tempered glass, light grey aluminium body, for Ø60mm pole | 559 | 216 | 93 |  | 100000/L90B10 | 3 | 11129 | 78.3 | 142 | 70+ | 4000 | 456.531
| DM1119128 | Avior LED1x2850 J484 T730 LSA1 | non-dimmable, I, IP66, IK09, LSA1 beam optic, tempered glass, light grey aluminium body, for Ø60mm pole | 559 | 216 | 93 |  | 100000/L90B10 | 3 | 2665 | 18.1 | 147 | 70+ | 3000 | 315.104
| DM1119129 | Avior LED1x3350 J485 T730 LSA1 | non-dimmable, I, IP66, IK09, LSA1 beam optic, tempered glass, light grey aluminium body, for Ø60mm pole | 559 | 216 | 93 |  | 100000/L90B10 | 3 | 3146 | 21.9 | 144 | 70+ | 3000 | 315.104
| DM1119130 | Avior LED1x3900 J486 T730 LSA1 | non-dimmable, I, IP66, IK09, LSA1 beam optic, tempered glass, light grey aluminium body, for Ø60mm pole | 559 | 216 | 93 |  | 100000/L90B10 | 3 | 3641 | 25.5 | 143 | 70+ | 3000 | 317.34
| DM1119131 | Avior LED1x4350 J487 T730 LSA1 | non-dimmable, I, IP66, IK09, LSA1 beam optic, tempered glass, light grey aluminium body, for Ø60mm pole | 559 | 216 | 93 |  | 100000/L90B10 | 3 | 4081 | 29.3 | 139 | 70+ | 3000 | 317.34
| DM1119132 | Avior LED1x4850 J488 T730 LSA1 | non-dimmable, I, IP66, IK09, LSA1 beam optic, tempered glass, light grey aluminium body, for Ø60mm pole | 559 | 216 | 93 |  | 100000/L90B10 | 3 | 4547 | 32.9 | 138 | 70+ | 3000 | 317.34
| DM1119133 | Avior LED1x5550 J489 T730 LSA1 | non-dimmable, I, IP66, IK09, LSA1 beam optic, tempered glass, light grey aluminium body, for Ø60mm pole | 559 | 216 | 93 |  | 100000/L90B10 | 3 | 5171 | 38.7 | 134 | 70+ | 3000 | 317.34
| DM1119134 | Avior LED1x5700 J490 T730 LSA1 | non-dimmable, I, IP66, IK09, LSA1 beam optic, tempered glass, light grey aluminium body, for Ø60mm pole | 559 | 216 | 93 |  | 100000/L90B10 | 3 | 5331 | 35.4 | 151 | 70+ | 3000 | 346.666
| DM1119135 | Avior LED1x6700 J491 T730 LSA1 | non-dimmable, I, IP66, IK09, LSA1 beam optic, tempered glass, light grey aluminium body, for Ø60mm pole | 559 | 216 | 93 |  | 100000/L90B10 | 3 | 6292 | 42.8 | 147 | 70+ | 3000 | 346.666
| DM1119136 | Avior LED1x7750 J492 T730 LSA1 | non-dimmable, I, IP66, IK09, LSA1 beam optic, tempered glass, light grey aluminium body, for Ø60mm pole | 559 | 216 | 93 |  | 100000/L90B10 | 3 | 7282 | 50.5 | 144 | 70+ | 3000 | 362.533
| DM1119137 | Avior LED1x8700 J493 T730 LSA1 | non-dimmable, I, IP66, IK09, LSA1 beam optic, tempered glass, light grey aluminium body, for Ø60mm pole | 559 | 216 | 93 |  | 100000/L90B10 | 3 | 8162 | 58 | 141 | 70+ | 3000 | 362.533
| DM1119138 | Avior LED1x9700 J494 T730 LSA1 | non-dimmable, I, IP66, IK09, LSA1 beam optic, tempered glass, light grey aluminium body, for Ø60mm pole | 559 | 216 | 93 |  | 100000/L90B10 | 3 | 9094 | 65.1 | 140 | 70+ | 3000 | 362.533
| DM1119139 | Avior LED1x11050 J495 T730 LSA1 | non-dimmable, I, IP66, IK09, LSA1 beam optic, tempered glass, light grey aluminium body, for Ø60mm pole | 559 | 216 | 93 |  | 100000/L90B10 | 3 | 10343 | 78.3 | 132 | 70+ | 3000 | 421.572
| DM1119140 | Avior LED1x2850 J484 T740 LSA1 | non-dimmable, I, IP66, IK09, LSA1 beam optic, tempered glass, light grey aluminium body, for Ø60mm pole | 559 | 216 | 93 |  | 100000/L90B10 | 3 | 2747 | 18.1 | 152 | 70+ | 4000 | 315.104
| DM1119141 | Avior LED1x3350 J485 T740 LSA1 | non-dimmable, I, IP66, IK09, LSA1 beam optic, tempered glass, light grey aluminium body, for Ø60mm pole | 559 | 216 | 93 |  | 100000/L90B10 | 3 | 3234 | 21.9 | 148 | 70+ | 4000 | 315.104
| DM1119142 | Avior LED1x3900 J486 T740 LSA1 | non-dimmable, I, IP66, IK09, LSA1 beam optic, tempered glass, light grey aluminium body, for Ø60mm pole | 559 | 216 | 93 |  | 100000/L90B10 | 3 | 3739 | 25.5 | 147 | 70+ | 4000 | 317.34
| DM1119143 | Avior LED1x4350 J487 T740 LSA1 | non-dimmable, I, IP66, IK09, LSA1 beam optic, tempered glass, light grey aluminium body, for Ø60mm pole | 559 | 216 | 93 |  | 100000/L90B10 | 3 | 4189 | 29.3 | 143 | 70+ | 4000 | 317.34
| DM1119144 | Avior LED1x4850 J488 T740 LSA1 | non-dimmable, I, IP66, IK09, LSA1 beam optic, tempered glass, light grey aluminium body, for Ø60mm pole | 559 | 216 | 93 |  | 100000/L90B10 | 3 | 4668 | 32.9 | 142 | 70+ | 4000 | 317.34
| DM1119145 | Avior LED1x5550 J489 T740 LSA1 | non-dimmable, I, IP66, IK09, LSA1 beam optic, tempered glass, light grey aluminium body, for Ø60mm pole | 559 | 216 | 93 |  | 100000/L90B10 | 3 | 5311 | 38.7 | 137 | 70+ | 4000 | 317.34
| DM1119146 | Avior LED1x5700 J490 T740 LSA1 | non-dimmable, I, IP66, IK09, LSA1 beam optic, tempered glass, light grey aluminium body, for Ø60mm pole | 559 | 216 | 93 |  | 100000/L90B10 | 3 | 5493 | 35.4 | 155 | 70+ | 4000 | 346.666
| DM1119147 | Avior LED1x6700 J491 T740 LSA1 | non-dimmable, I, IP66, IK09, LSA1 beam optic, tempered glass, light grey aluminium body, for Ø60mm pole | 559 | 216 | 93 |  | 100000/L90B10 | 3 | 6469 | 42.8 | 151 | 70+ | 4000 | 346.666
| DM1119148 | Avior LED1x7750 J492 T740 LSA1 | non-dimmable, I, IP66, IK09, LSA1 beam optic, tempered glass, light grey aluminium body, for Ø60mm pole | 559 | 216 | 93 |  | 100000/L90B10 | 3 | 7478 | 50.5 | 148 | 70+ | 4000 | 362.533
| DM1119149 | Avior LED1x8700 J493 T740 LSA1 | non-dimmable, I, IP66, IK09, LSA1 beam optic, tempered glass, light grey aluminium body, for Ø60mm pole | 559 | 216 | 93 |  | 100000/L90B10 | 3 | 8378 | 58 | 144 | 70+ | 4000 | 362.533
| DM1119150 | Avior LED1x9700 J494 T740 LSA1 | non-dimmable, I, IP66, IK09, LSA1 beam optic, tempered glass, light grey aluminium body, for Ø60mm pole | 559 | 216 | 93 |  | 100000/L90B10 | 3 | 9336 | 65.1 | 143 | 70+ | 4000 | 362.533
| DM1119151 | Avior LED1x11050 J495 T740 LSA1 | non-dimmable, I, IP66, IK09, LSA1 beam optic, tempered glass, light grey aluminium body, for Ø60mm pole | 559 | 216 | 93 |  | 100000/L90B10 | 3 | 10623 | 78.3 | 136 | 70+ | 4000 | 421.572
| DM1119152 | Avior LED1x2850 J484 T730 LSA2 | non-dimmable, I, IP66, IK09, LSA2 beam optic, tempered glass, light grey aluminium body, for Ø60mm pole | 559 | 216 | 93 |  | 100000/L90B10 | 3 | 2665 | 18.1 | 147 | 70+ | 3000 | 315.104
| DM1119153 | Avior LED1x3350 J485 T730 LSA2 | non-dimmable, I, IP66, IK09, LSA2 beam optic, tempered glass, light grey aluminium body, for Ø60mm pole | 559 | 216 | 93 |  | 100000/L90B10 | 3 | 3146 | 21.9 | 144 | 70+ | 3000 | 315.104
| DM1119154 | Avior LED1x3900 J486 T730 LSA2 | non-dimmable, I, IP66, IK09, LSA2 beam optic, tempered glass, light grey aluminium body, for Ø60mm pole | 559 | 216 | 93 |  | 100000/L90B10 | 3 | 3641 | 25.5 | 143 | 70+ | 3000 | 317.34
| DM1119155 | Avior LED1x4350 J487 T730 LSA2 | non-dimmable, I, IP66, IK09, LSA2 beam optic, tempered glass, light grey aluminium body, for Ø60mm pole | 559 | 216 | 93 |  | 100000/L90B10 | 3 | 4081 | 29.3 | 139 | 70+ | 3000 | 317.34
| DM1119156 | Avior LED1x4850 J488 T730 LSA2 | non-dimmable, I, IP66, IK09, LSA2 beam optic, tempered glass, light grey aluminium body, for Ø60mm pole | 559 | 216 | 93 |  | 100000/L90B10 | 3 | 4547 | 32.9 | 138 | 70+ | 3000 | 317.34
| DM1119157 | Avior LED1x5550 J489 T730 LSA2 | non-dimmable, I, IP66, IK09, LSA2 beam optic, tempered glass, light grey aluminium body, for Ø60mm pole | 559 | 216 | 93 |  | 100000/L90B10 | 3 | 5171 | 38.7 | 134 | 70+ | 3000 | 317.34
| DM1119158 | Avior LED1x5700 J490 T730 LSA2 | non-dimmable, I, IP66, IK09, LSA2 beam optic, tempered glass, light grey aluminium body, for Ø60mm pole | 559 | 216 | 93 |  | 100000/L90B10 | 3 | 5331 | 35.4 | 151 | 70+ | 3000 | 346.666
| DM1119159 | Avior LED1x6700 J491 T730 LSA2 | non-dimmable, I, IP66, IK09, LSA2 beam optic, tempered glass, light grey aluminium body, for Ø60mm pole | 559 | 216 | 93 |  | 100000/L90B10 | 3 | 6292 | 42.8 | 147 | 70+ | 3000 | 346.666
| DM1119160 | Avior LED1x7750 J492 T730 LSA2 | non-dimmable, I, IP66, IK09, LSA2 beam optic, tempered glass, light grey aluminium body, for Ø60mm pole | 559 | 216 | 93 |  | 100000/L90B10 | 3 | 7282 | 50.5 | 144 | 70+ | 3000 | 362.533
| DM1119161 | Avior LED1x8700 J493 T730 LSA2 | non-dimmable, I, IP66, IK09, LSA2 beam optic, tempered glass, light grey aluminium body, for Ø60mm pole | 559 | 216 | 93 |  | 100000/L90B10 | 3 | 8162 | 58 | 141 | 70+ | 3000 | 362.533
| DM1119162 | Avior LED1x9700 J494 T730 LSA2 | non-dimmable, I, IP66, IK09, LSA2 beam optic, tempered glass, light grey aluminium body, for Ø60mm pole | 559 | 216 | 93 |  | 100000/L90B10 | 3 | 9094 | 65.1 | 140 | 70+ | 3000 | 362.533
| DM1119163 | Avior LED1x11050 J495 T730 LSA2 | non-dimmable, I, IP66, IK09, LSA2 beam optic, tempered glass, light grey aluminium body, for Ø60mm pole | 559 | 216 | 93 |  | 100000/L90B10 | 3 | 10343 | 78.3 | 132 | 70+ | 3000 | 421.572
| DM1119164 | Avior LED1x2850 J484 T740 LSA2 | non-dimmable, I, IP66, IK09, LSA2 beam optic, tempered glass, light grey aluminium body, for Ø60mm pole | 559 | 216 | 93 |  | 100000/L90B10 | 3 | 2747 | 18.1 | 152 | 70+ | 4000 | 315.104
| DM1119165 | Avior LED1x3350 J485 T740 LSA2 | non-dimmable, I, IP66, IK09, LSA2 beam optic, tempered glass, light grey aluminium body, for Ø60mm pole | 559 | 216 | 93 |  | 100000/L90B10 | 3 | 3234 | 21.9 | 148 | 70+ | 4000 | 315.104
| DM1119166 | Avior LED1x3900 J486 T740 LSA2 | non-dimmable, I, IP66, IK09, LSA2 beam optic, tempered glass, light grey aluminium body, for Ø60mm pole | 559 | 216 | 93 |  | 100000/L90B10 | 3 | 3739 | 25.5 | 147 | 70+ | 4000 | 317.34
| DM1119167 | Avior LED1x4350 J487 T740 LSA2 | non-dimmable, I, IP66, IK09, LSA2 beam optic, tempered glass, light grey aluminium body, for Ø60mm pole | 559 | 216 | 93 |  | 100000/L90B10 | 3 | 4189 | 29.3 | 143 | 70+ | 4000 | 317.34
| DM1119168 | Avior LED1x4850 J488 T740 LSA2 | non-dimmable, I, IP66, IK09, LSA2 beam optic, tempered glass, light grey aluminium body, for Ø60mm pole | 559 | 216 | 93 |  | 100000/L90B10 | 3 | 4668 | 32.9 | 142 | 70+ | 4000 | 317.34
| DM1119169 | Avior LED1x5550 J489 T740 LSA2 | non-dimmable, I, IP66, IK09, LSA2 beam optic, tempered glass, light grey aluminium body, for Ø60mm pole | 559 | 216 | 93 |  | 100000/L90B10 | 3 | 5311 | 38.7 | 137 | 70+ | 4000 | 317.34
| DM1119170 | Avior LED1x5700 J490 T740 LSA2 | non-dimmable, I, IP66, IK09, LSA2 beam optic, tempered glass, light grey aluminium body, for Ø60mm pole | 559 | 216 | 93 |  | 100000/L90B10 | 3 | 5493 | 35.4 | 155 | 70+ | 4000 | 346.666
| DM1119171 | Avior LED1x6700 J491 T740 LSA2 | non-dimmable, I, IP66, IK09, LSA2 beam optic, tempered glass, light grey aluminium body, for Ø60mm pole | 559 | 216 | 93 |  | 100000/L90B10 | 3 | 6469 | 42.8 | 151 | 70+ | 4000 | 346.666
| DM1119172 | Avior LED1x7750 J492 T740 LSA2 | non-dimmable, I, IP66, IK09, LSA2 beam optic, tempered glass, light grey aluminium body, for Ø60mm pole | 559 | 216 | 93 |  | 100000/L90B10 | 3 | 7478 | 50.5 | 148 | 70+ | 4000 | 362.533
| DM1119173 | Avior LED1x8700 J493 T740 LSA2 | non-dimmable, I, IP66, IK09, LSA2 beam optic, tempered glass, light grey aluminium body, for Ø60mm pole | 559 | 216 | 93 |  | 100000/L90B10 | 3 | 8378 | 58 | 144 | 70+ | 4000 | 362.533
| DM1119174 | Avior LED1x9700 J494 T740 LSA2 | non-dimmable, I, IP66, IK09, LSA2 beam optic, tempered glass, light grey aluminium body, for Ø60mm pole | 559 | 216 | 93 |  | 100000/L90B10 | 3 | 9336 | 65.1 | 143 | 70+ | 4000 | 362.533
| DM1119175 | Avior LED1x11050 J495 T740 LSA2 | non-dimmable, I, IP66, IK09, LSA2 beam optic, tempered glass, light grey aluminium body, for Ø60mm pole | 559 | 216 | 93 |  | 100000/L90B10 | 3 | 10623 | 78.3 | 136 | 70+ | 4000 | 421.572
Available options:
|  | T730 | Colour temperature 3000K, CRI 70+
|  | T740 | Colour temperature 4000K, CRI 70+
|  | T750 | Colour temperature 5000K, CRI 70+
|  | T757 | Colour temperature 5700K, CRI 70+
|  | T765 | Colour temperature 6500K, CRI 70+
|  | T830 | Colour temperature 3000K, CRI 80+
|  | T840 | Colour temperature 4000K, CRI 80+
|  | T850 | Colour temperature 5000K, CRI 80+
|  | T857 | Colour temperature 5700K, CRI 80+
|  | T865 | Colour temperature 6500K, CRI 80+
|  | DALI (J484...J491) | Driver with DALI interface | [11 empty] | 55
|  | DALI (J492...J493) | Driver with DALI interface | [11 empty] | 55
|  | DALI (J494) | Driver with DALI interface | [11 empty] | 55
|  | DALI (J495) | Driver with DALI interface | [11 empty] | 55
|  | ADIM (J484...J489) | Driver with autonomous two-level dimming | [11 empty] | 57.964
|  | ADIM (J490...J491) | Driver with autonomous two-level dimming | [11 empty] | 59.512
|  | ADIM (J492...J493) | Driver with autonomous two-level dimming | [11 empty] | 56.803
|  | ADIM (J494) | Driver with autonomous two-level dimming | [11 empty] | 66.564
|  | ADIM (J495) | Driver with autonomous two-level dimming | [11 empty] | 27.09
|  | CLO (J484...J489) | Driver with Constant Light Output functionality | [11 empty] | 36.163
|  | CLO (J490...J491) | Driver with Constant Light Output functionality | [11 empty] | 50.439
|  | CLO (J492...J493) | Driver with Constant Light Output functionality | [11 empty] | 39.775
|  | CLO (J494) | Driver with Constant Light Output functionality | [11 empty] | 66.564
|  | CLO (J495) | Driver with Constant Light Output functionality | [11 empty] | 27.09
|  | PCA | Photocell 20mm miniature type, IP65, 35 lux; 1:05 ratio | [11 empty] | 73.358
*note - PCA option is not applicable for ENEC models
|  | DALI ZHAGA18 (J484...J491) | Driver with D4i DALI interface and integrated ZHAGA 18 socket. W/O sensor | [11 empty] | 127.624
|  | DALI ZHAGA18 (J492...J493) | Driver with D4i DALI interface and integrated ZHAGA 18 socket. W/O sensor | [11 empty] | 116.057
|  | DALI ZHAGA18 (J494) | Driver with D4i DALI interface and integrated ZHAGA 18 socket. W/O sensor | [11 empty] | 142.803
|  | DALI ZHAGA18 (J495) | Driver with D4i DALI interface and integrated ZHAGA 18 socket. W/O sensor | [11 empty] | 77.443
|  | DALI NEMA5p | Driver with DALI interface and integrated NEMA 5 pin socket. W/O sensor
|  | Tmin-40C (J484...J489) | Luminaire suitable for low ambient temperatures up to -40 C | [11 empty] | 36.163
|  | Tmin-40C (J490...J491) | Luminaire suitable for low ambient temperatures up to -40 C | [11 empty] | 50.439
|  | Tmin-40C (J492...J493) | Luminaire suitable for low ambient temperatures up to -40 C | [11 empty] | 39.775
|  | Tmin-40C (J494) | Luminaire suitable for low ambient temperatures up to -40 C | [11 empty] | 66.564
*note - Tmin40C option is applicable for model J495
|  | ETC (J484...J489) | External temperature control for protecting LED modules against overheating | [11 empty] | 78.389
|  | ETC (J490...J491) | External temperature control for protecting LED modules against overheating | [11 empty] | 97.18
|  | ETC (J492...J493) | External temperature control for protecting LED modules against overheating | [11 empty] | 85.355
|  | ETC (J494) | External temperature control for protecting LED modules against overheating | [11 empty] | 116.057
|  | ETC (J495) | External temperature control for protecting LED modules against overheating | [11 empty] | 49.536
|  | 10KV | Additional Surge Protection device - 10KV | [11 empty] | 56.803
|  | II (J484...J489) | Electric Shock protection class II | [11 empty] | 36.163
|  | II (J490...J491) | Electric Shock protection class II | [11 empty] | 50.439
|  | II (J492...J493) | Electric Shock protection class II | [11 empty] | 39.775
|  | II (J494) | Electric Shock protection class II | [11 empty] | 66.564
|  | II (J495) | Electric Shock protection class II | [11 empty] | 9.116
|  | CBF3x1.5-N m (price per 1 meter) | Outgoing flexible cable 3x1.5mm², length according to customer specification | [11 empty] | 7.783
|  | CBF5x1.5-N m (price per 1 meter) | Outgoing flexible cable 5x1.5mm², length according to customer specification | [11 empty] | 8.643
|  | RAL (OPTIONAL QNT. ≤10) | RAL colour | [11 empty] | 71.337
|  | RAL (OPTIONAL QNT. >10) | RAL colour
|  | C5-M (ask for available models) | Product prepared and suitable for installation in coastal areas | [11 empty] | 64.93
Available accessories:
| DM9038780 | Sensor HBPIR ZHAGA 360 D20/12 DALI2 B (HIR15/D2) | PIR, Zhaga18, DALI2 D4i, IP65, 360°, d<20m, h<12m, surface, black | 51 | 44 | 35 | [8 empty] | 170.065
| DM9038109 | BLT ZHAGA18 Node (basicDIM Wireless Outdoor) | Zhaga book 18, IP66, IK09, -40 – 70 °C, Bluetooth, light sensor, | 80 | 80 | 38.5 | [8 empty] | 637.2621
|  | Power supply connector - IP66/IP68, 3x1.5mm2 | Quick and easy to connect power supply and luminaire cables connector - IP66/IP68, 3x1.5mm2, 400V/16A, 1pcs | [11 empty] | 13.889
| DM9034432 | Pole adapter RAL7035S (D60 into D76mm) | Console adapter, size 60 - 76 mm. Light grey, RAL7035S | [11 empty] | 101.996
| DM9020578 | WALL MTG bracket (Street LED D60mm 10° P7035S) | Bracket for street luminaire installation onto wall, pole diameter D60mm, 10 angle, light grey RAL7035S, 1pcs | [11 empty] | 67.209
| DM9023448 | WALL MTG bracket (Street LED D60mm 10° P7022S) | Bracket for street luminaire installation onto wall, pole diameter D60mm, 10 angle, dark grey RAL7022S, 1pcs | [11 empty] | 67.209
| DM1118996 | Avior LED1x2850 J484 T730 LSM1 ta+55C | non-dimmable, I, IP66, IK09, LSM1 beam optic, tempered glass, light grey aluminium body, for Ø60mm pole | 559 | 216 | 93 |  | 100000/L90B10 | 3 | 2697 | 18.1 | 149.0055 | 70+ | 3000 | 344.172
| DM1118997 | Avior LED1x3350 J485 T730 LSM1 ta+55C | non-dimmable, I, IP66, IK09, LSM1 beam optic, tempered glass, light grey aluminium body, for Ø60mm pole | 559 | 216 | 93 |  | 100000/L90B10 | 3 | 3184 | 21.9 | 145.3881 | 70+ | 3000 | 344.172
| DM1118998 | Avior LED1x3900 J486 T730 LSM1 ta+55C | non-dimmable, I, IP66, IK09, LSM1 beam optic, tempered glass, light grey aluminium body, for Ø60mm pole | 559 | 216 | 93 |  | 100000/L90B10 | 3 | 3684 | 27.3 | 134.9451 | 70+ | 3000 | 344.172
| DM1119002 | Avior LED1x5700 J490 T730 LSM1 ta+55C | non-dimmable, I, IP66, IK09, LSM1 beam optic, tempered glass, light grey aluminium body, for Ø60mm pole | 559 | 216 | 93 |  | 100000/L90B10 | 3 | 5394 | 35.4 | 152.3729 | 70+ | 3000 | 395.729
| DM1119003 | Avior LED1x6700 J491 T730 LSM1 ta+55C | non-dimmable, I, IP66, IK09, LSM1 beam optic, tempered glass, light grey aluminium body, for Ø60mm pole | 559 | 216 | 93 |  | 100000/L90B10 | 3 | 6367 | 42.8 | 148.7617 | 70+ | 3000 | 395.729
| DM1119004 | Avior LED1x7750 J492 T730 LSM1 ta+55C | non-dimmable, I, IP66, IK09, LSM1 beam optic, tempered glass, light grey aluminium body, for Ø60mm pole | 559 | 216 | 93 |  | 100000/L90B10 | 3 | 7369 | 50.5 | 145.9208 | 70+ | 3000 | 395.729
| DM1118065 | Avior LED1x2850 J484 T740 LSM1 ta+55C | non-dimmable, I, IP66, IK09, LSM1 beam optic, tempered glass, light grey aluminium body, for Ø60mm pole | 559 | 216 | 93 |  | 100000/L90B10 | 3 | 2779 | 18.1 | 153.5359 | 70+ | 4000 | 344.172
| DM1118066 | Avior LED1x3350 J485 T740 LSM1 ta+55C | non-dimmable, I, IP66, IK09, LSM1 beam optic, tempered glass, light grey aluminium body, for Ø60mm pole | 559 | 216 | 93 |  | 100000/L90B10 | 3 | 3273 | 21.9 | 149.4521 | 70+ | 4000 | 344.172
| DM1118067 | Avior LED1x3900 J486 T740 LSM1 ta+55C | non-dimmable, I, IP66, IK09, LSM1 beam optic, tempered glass, light grey aluminium body, for Ø60mm pole | 559 | 216 | 93 |  | 100000/L90B10 | 3 | 3783 | 27.3 | 138.5714 | 70+ | 4000 | 344.172
| DM1118071 | Avior LED1x5700 J490 T740 LSM1 ta+55C | non-dimmable, I, IP66, IK09, LSM1 beam optic, tempered glass, light grey aluminium body, for Ø60mm pole | 559 | 216 | 93 |  | 100000/L90B10 | 3 | 5559 | 35.4 | 157.0339 | 70+ | 4000 | 395.729
| DM1118072 | Avior LED1x6700 J491 T740 LSM1 ta+55C | non-dimmable, I, IP66, IK09, LSM1 beam optic, tempered glass, light grey aluminium body, for Ø60mm pole | 559 | 216 | 93 |  | 100000/L90B10 | 3 | 6546 | 42.8 | 152.9439 | 70+ | 4000 | 395.729
| DM1118073 | Avior LED1x7750 J492 T740 LSM1 ta+55C | non-dimmable, I, IP66, IK09, LSM1 beam optic, tempered glass, light grey aluminium body, for Ø60mm pole | 559 | 216 | 93 |  | 100000/L90B10 | 3 | 7567 | 50.5 | 149.8416 | 70+ | 4000 | 395.729
| DM1118996 | Avior LED1x2850 J484 T730 LSM1 ENEC+ | non-dimmable, I, IP66, IK09, LSM1 beam optic, tempered glass, light grey aluminium body, for Ø60mm pole | 559 | 216 | 93 |  | 100000/L90B10 | 3 | 2734 | 18.2 | 150.2198 | 70+ | 3000 | 335.056
| DM1118997 | Avior LED1x3350 J485 T730 LSM1 ENEC+ | non-dimmable, I, IP66, IK09, LSM1 beam optic, tempered glass, light grey aluminium body, for Ø60mm pole | 559 | 216 | 93 |  | 100000/L90B10 | 3 | 3210 | 22.1 | 145.2489 | 70+ | 3000 | 335.056
| DM1118998 | Avior LED1x3900 J486 T730 LSM1 ENEC+ | non-dimmable, I, IP66, IK09, LSM1 beam optic, tempered glass, light grey aluminium body, for Ø60mm pole | 559 | 216 | 93 |  | 100000/L90B10 | 3 | 3698 | 26.1 | 141.6858 | 70+ | 3000 | 335.056
| DM1118999 | Avior LED1x4350 J487 T730 LSM1 ENEC+ | non-dimmable, I, IP66, IK09, LSM1 beam optic, tempered glass, light grey aluminium body, for Ø60mm pole | 559 | 216 | 93 |  | 100000/L90B10 | 3 | 4134 | 30.1 | 137.3422 | 70+ | 3000 | 335.056
| DM1119000 | Avior LED1x4850 J488 T730 LSM1 ENEC+ | non-dimmable, I, IP66, IK09, LSM1 beam optic, tempered glass, light grey aluminium body, for Ø60mm pole | 559 | 216 | 93 |  | 100000/L90B10 | 3 | 4587 | 34.2 | 134.1228 | 70+ | 3000 | 335.056
| DM1119001 | Avior LED1x5550 J489 T730 LSM1 ENEC+ | non-dimmable, I, IP66, IK09, LSM1 beam optic, tempered glass, light grey aluminium body, for Ø60mm pole | 559 | 216 | 93 |  | 100000/L90B10 | 3 | 5194 | 40.4 | 128.5644 | 70+ | 3000 | 335.056
| DM1119002 | Avior LED1x5700 J490 T730 LSM1 ENEC+ | non-dimmable, I, IP66, IK09, LSM1 beam optic, tempered glass, light grey aluminium body, for Ø60mm pole | 559 | 216 | 93 |  | 100000/L90B10 | 3 | 5467 | 35.6 | 153.5674 | 70+ | 3000 | 380.679
| DM1119003 | Avior LED1x6700 J491 T730 LSM1 ENEC+ | non-dimmable, I, IP66, IK09, LSM1 beam optic, tempered glass, light grey aluminium body, for Ø60mm pole | 559 | 216 | 93 |  | 100000/L90B10 | 3 | 6421 | 43.2 | 148.6343 | 70+ | 3000 | 380.679
| DM1119004 | Avior LED1x7750 J492 T730 LSM1 ENEC+ | non-dimmable, I, IP66, IK09, LSM1 beam optic, tempered glass, light grey aluminium body, for Ø60mm pole | 559 | 216 | 93 |  | 100000/L90B10 | 3 | 7395 | 51 | 145 | 70+ | 3000 | 396.589
| DM1119005 | Avior LED1x8700 J493 T730 LSM1 ENEC+ | non-dimmable, I, IP66, IK09, LSM1 beam optic, tempered glass, light grey aluminium body, for Ø60mm pole | 559 | 216 | 93 |  | 100000/L90B10 | 3 | 8267 | 58.9 | 140.3565 | 70+ | 3000 | 396.589
| DM1119006 | Avior LED1x9700 J494 T730 LSM1 ENEC+ | non-dimmable, I, IP66, IK09, LSM1 beam optic, tempered glass, light grey aluminium body, for Ø60mm pole | 559 | 216 | 93 |  | 100000/L90B10 | 3 | 9175 | 66.2 | 138.5952 | 70+ | 3000 | 396.589
| DM1119007 | Avior LED1x11050 J495 T730 LSM1 ENEC+ | non-dimmable, I, IP66, IK09, LSM1 beam optic, tempered glass, light grey aluminium body, for Ø60mm pole | 559 | 216 | 93 |  | 100000/L90B10 | 3 | 10389 | 80 | 129.8625 | 70+ | 3000 | 455.8
| DM1118065 | Avior LED1x2850 J484 T740 LSM1 ENEC+ | non-dimmable, I, IP66, IK09, LSM1 beam optic, tempered glass, light grey aluminium body, for Ø60mm pole | 559 | 216 | 93 |  | 100000/L90B10 | 3 | 2920 | 18.2 | 160.4396 | 70+ | 4000 | 335.056
| DM1118066 | Avior LED1x3350 J485 T740 LSM1 ENEC+ | non-dimmable, I, IP66, IK09, LSM1 beam optic, tempered glass, light grey aluminium body, for Ø60mm pole | 559 | 216 | 93 |  | 100000/L90B10 | 3 | 3445 | 22.1 | 155.8824 | 70+ | 4000 | 335.056
| DM1118067 | Avior LED1x3900 J486 T740 LSM1 ENEC+ | non-dimmable, I, IP66, IK09, LSM1 beam optic, tempered glass, light grey aluminium body, for Ø60mm pole | 559 | 216 | 93 |  | 100000/L90B10 | 3 | 3986 | 26.1 | 152.7203 | 70+ | 4000 | 335.056
| DM1118068 | Avior LED1x4350 J487 T740 LSM1 ENEC+ | non-dimmable, I, IP66, IK09, LSM1 beam optic, tempered glass, light grey aluminium body, for Ø60mm pole | 559 | 216 | 93 |  | 100000/L90B10 | 3 | 4478 | 30.1 | 148.7708 | 70+ | 4000 | 335.056
| DM1118069 | Avior LED1x4850 J488 T740 LSM1 ENEC+ | non-dimmable, I, IP66, IK09, LSM1 beam optic, tempered glass, light grey aluminium body, for Ø60mm pole | 559 | 216 | 93 |  | 100000/L90B10 | 3 | 4993 | 34.2 | 145.9942 | 70+ | 4000 | 335.056
| DM1118070 | Avior LED1x5550 J489 T740 LSM1 ENEC+ | non-dimmable, I, IP66, IK09, LSM1 beam optic, tempered glass, light grey aluminium body, for Ø60mm pole | 559 | 216 | 93 |  | 100000/L90B10 | 3 | 5702 | 40.4 | 141.1386 | 70+ | 4000 | 335.056
| DM1118071 | Avior LED1x5700 J490 T740 LSM1 ENEC+ | non-dimmable, I, IP66, IK09, LSM1 beam optic, tempered glass, light grey aluminium body, for Ø60mm pole | 559 | 216 | 93 |  | 100000/L90B10 | 3 | 5840 | 35.6 | 164.0449 | 70+ | 4000 | 380.679
| DM1118072 | Avior LED1x6700 J491 T740 LSM1 ENEC+ | non-dimmable, I, IP66, IK09, LSM1 beam optic, tempered glass, light grey aluminium body, for Ø60mm pole | 559 | 216 | 93 |  | 100000/L90B10 | 3 | 6890 | 43.2 | 159.4907 | 70+ | 4000 | 380.679
| DM1118073 | Avior LED1x7750 J492 T740 LSM1 ENEC+ | non-dimmable, I, IP66, IK09, LSM1 beam optic, tempered glass, light grey aluminium body, for Ø60mm pole | 559 | 216 | 93 |  | 100000/L90B10 | 3 | 7971 | 51 | 156.2941 | 70+ | 4000 | 396.589
| DM1118074 | Avior LED1x8700 J493 T740 LSM1 ENEC+ | non-dimmable, I, IP66, IK09, LSM1 beam optic, tempered glass, light grey aluminium body, for Ø60mm pole | 559 | 216 | 93 |  | 100000/L90B10 | 3 | 8956 | 58.9 | 152.0543 | 70+ | 4000 | 396.589
| DM1118075 | Avior LED1x9700 J494 T740 LSM1 ENEC+ | non-dimmable, I, IP66, IK09, LSM1 beam optic, tempered glass, light grey aluminium body, for Ø60mm pole | 559 | 216 | 93 |  | 100000/L90B10 | 3 | 9986 | 66.2 | 150.8459 | 70+ | 4000 | 396.589
| DM1118076 | Avior LED1x11050 J495 T740 LSM1 ENEC+ | non-dimmable, I, IP66, IK09, LSM1 beam optic, tempered glass, light grey aluminium body, for Ø60mm pole | 559 | 216 | 93 |  | 100000/L90B10 | 3 | 11404 | 80 | 142.55 | 70+ | 4000 | 455.8
| DM1122077 | Star B LED1x3600 H241 T840 | non-dimmable, I, IP65, IK08, asymmetric street optics, light grey aluminium body | 447 | 166 | 72 | d60 | 50000/L70B50 | 6 | 3600 | 30 | 120 | 80+ | 4000 | 90.644
| DM1109248 | Star B LED1x5000 H212 T840 | non-dimmable, I, IP65, IK08, asymmetric street optics, light grey aluminium body | 447 | 166 | 72 | d60 | 50000/L70B50 | 6 | 5500 | 50 | 110 | 80+ | 4000 | 108.79
| DM1122078 | Star B LED1x8400 H242 T840 | non-dimmable, I, IP65, IK08, asymmetric street optics, light grey aluminium body | 545 | 225 | 72 | d60 | 50000/L70B50 | 6 | 8400 | 70 | 120 | 80+ | 4000 | 154.198
Available accessories: