| DM9020578 | WALL MTG bracket (Street LED D60mm 10° P7035S) | Bracket for street luminaire installation onto wall, pole diameter D60mm, 10 angle, light grey RAL7035S, 1pcs | [11 empty] | 67.209
|  | Power supply connector - IP66/IP68, 3x1.5mm2 | Quick and easy to connect power supply and luminaire cables connector - IP66/IP68, 3x1.5mm2, 400V/16A, 1pcs | [11 empty] | 13.889
Eind | Eind | Eind | Eind | Eind | Eind | Eind | Eind | Eind | Eind | Eind | Eind | Eind | Eind | Eind | Eind

## Uni-Bright
Prijslijst maart 2026 Uni-Bright |  |  |  | * Voor deze prijslijst geldt een ander kortingspercentage
Artikelnummer | Omschrijving | Blz | Brutoprijs
SMTL3525B | Smart Tracklights 35W 25° zwart | 15 | 193.2
SMTL3525W | Smart Tracklights 35W 25° wit | 15 | 193.2
SMTL3540B | Smart Tracklights 35W 40° zwart | 15 | 193.2
SMTL3540W | Smart Tracklights 35W 40° wit | 15 | 193.2
SMTL2525B | Smart Tracklights 25W 25° zwart | 15 | 165.375
SMTL2525W | Smart Tracklights 25W 25° wit | 15 | 165.375
SMTL2540B | Smart Tracklights 25W 40° zwart | 15 | 165.375
SMTL2540W | Smart Tracklights 25W 40° wit | 15 | 165.375
SMTLDS3020B | Smart Tracklight Dual Sensor 30W 20° zwart | 16 | 148.5
SMTLDS3020W | Smart Tracklight Dual Sensor 30W 20° wit | 16 | 148.5
SMTLDS3036B | Smart Tracklight Dual Sensor 30W 36° zwart | 16 | 148.5
SMTLDS3036W | Smart Tracklight Dual Sensor 30W 36° wit | 16 | 148.5
SMTLDS1520B | Smart Tracklight Dual Sensor 15W 24° zwart | 16 | 144
SMTLDS1520W | Smart Tracklight Dual Sensor 15W 24° wit | 16 | 144
SMTLDS1536B | Smart Tracklight Dual Sensor 15W 36° zwart | 16 | 144
SMTLDS1536W | Smart Tracklight Dual Sensor 15W 36° wit | 16 | 144
SMRCDS1520B | Smart Recessed Spot Dual Sensor 15W 24° zwart | 17 | 142
SMRCDS1520W | Smart Recessed Spot Dual Sensor 15w 24° wit | 17 | 142
SMRCDS1536B | Smart Recessed Spot Dual Sensor 15W 36° zwart | 17 | 142
SMRCDS1536W | Smart Recessed Spot Dual Sensor 15W 36° wit | 17 | 142
SMRCDS3020B | Smart Recessed Spot Dual Sensor 30W 20° zwart | 17 | 155
SMRCDS3020W | Smart Recessed Spot Dual Sensor 30W 20° wit | 17 | 155
SMRCDS3036B | Smart Recessed Spot Dual Sensor 30W 36° zwart | 17 | 155
SMRCDS3036W | Smart Recessed Spot Dual Sensor 30W 36° wit | 17 | 155
SMSFDS1520B | Smart Opbouwspot Dual Sensor 15W 24° zwart | 19 | 151
SMSFDS1520W | Smart Opbouwspot Dual Sensor 15W 24° wit | 19 | 151
SMSFDS1536B | Smart Opbouwspot Dual Sensor 15W 36° zwart | 19 | 151
SMSFDS1536W | Smart Opbouwspot Dual Sensor 15W 36° wit | 19 | 151
SMSFDS3020B | Smart Opbouwspot Dual Sensor 30W 20° zwart | 19 | 164
SMSFDS3020W | Smart Opbouwspot Dual Sensor 30W 20° wit | 19 | 164
SMSFDS3036B | Smart Opbouwspot Dual Sensor 30W 36° zwart | 19 | 164
SMSFDS3036W | Smart Opbouwspot Dual Sensor 30W 36° wit | 19 | 164
SMFT30B | Smart Framer Tracklight 30W zwart | 20 | 475.5
SMDL2036B | Smart downlight 20W zwart | 20 | 83
SMDL2036W | Smart downlight 20W wit | 20 | 83
SMCTTR | Smart Controller TRIAC | 23 | 38
SMCTRGBCW | Smart Controller RGBCW | 23 | 23.5
SMCTDA | Smart Controller DALI | 23 | 30.32
LVM27001B | Madison zwart 2700K | 27 | 105.525
LVM27001W | Madison wit 2700K | 27 | 105.525
LVM30001B | Madison zwart 3000K | 27 | 105.525
LVM30001W | Madison wit 3000K | 27 | 105.525
LVM27002B | Madison Twin zwart 2700K | 27 | 172.2
LVM27002W | Madison Twin wit 2700K | 27 | 172.2
LVM30002B | Madison Twin zwart 3000K | 27 | 172.2
LVM30002W | Madison Twin wit 3000K | 27 | 172.2
LVM27001BR | Madison Bronzato 2700K | 27 | 114
LVM27001P | Madison Piombo 2700K | 27 | 114
LVM30001BR | Madison Bronzato 3000K | 27 | 114
LVM30001P | Madison Piombo 3000K | 27 | 114
LVM27002BR | Madison Twin Bronzato 2700K | 27 | 187
LVM27002P | Madison Twin Piombo 2700K | 27 | 187
LVM30002BR | Madison Twin Bronzato 3000K | 27 | 187
LVM30002P | Madison Twin Piombo 3000K | 27 | 187
LVL2700B | Linea zwart 2700K | 28 | 145.425
LVL2700W | Linea wit 2700K | 28 | 145.425
LVL3000B | Linea zwart 3000K | 28 | 145.425
LVL3000W | Linea wit 3000K | 28 | 145.425
MIS1227B | Mime S zwart - 2700K | 30 | 146.475
MIS1227W | Mime S wit- 2700K | 30 | 146.475
MIS1230B | Mime S zwart - 3000K | 30 | 146.475
MIS1230W | Mime S wit 3000K | 30 | 146.475
SFS20027W | Sferia S 200 2700K - wit | 31 | 160.5
SFS20030W | Sferia S 200 3000K - wit | 31 | 160.5
SFS30027W | Sferia S 300 2700K - wit | 31 | 268
SFS30030W | Sferia S 300 3000K - wit | 31 | 268
SFS13527W | Sferia S 135 2700K - wit | 31 | 112.5
SFS13530W | Sferia S 135 3000K - wit | 31 | 112.5
SF10027W | Sferia 100 2700K - wit | 32 | 82.5
SF10030W | Sferia 100 3000K - wit | 32 | 82.5
SF13527W | Sferia 135 2700K - wit | 32 | 99.5
SF13530W | Sferia 135 3000K - wit | 32 | 99.5
MOC927B | Move C zwart - 2700K | 33 | 137.025
MOC927W | Move C wit - 2700K | 33 | 137.025
MOC930B | Move C zwart - 3000K | 33 | 137.025
MOC930W | Move C wit - 3000K | 33 | 137.025
LV85MMG | Gouden ring 85 mm | 35 | 6.3
LVD2700B | Drop zwart 2700K | 35 | 108.675
LVD2700W | Drop wit 2700K | 35 | 108.675
LVD3000B | Drop zwart 3000K | 35 | 108.675
LVD3000W | Drop wit 3000K | 35 | 108.675
TL7W01 | Tilt Mini wit 7w - 3000K | 36 | 115.5
TL27W01 | Tilt Mini 2 wit 2x7w - 3000K | 36 | 150.15
TL27W0127 | Tilt Mini 2 wit 2x7W - 2700K | 36 | 150.15
TL27W05 | Tilt Mini 2 zwart 2x7w - 3000K | 36 | 150.15
TL27W0527 | Tilt Mini 2 zwart 2x7W - 2700K | 36 | 150.15
TL47W01 | Tilt Mini 4L 3000K wit | 37 | 250
TL47W0127 | Tilt Mini 4 2700K wit | 37 | 250
TL47W05 | Tilt Mini 4 3000K zwart | 37 | 250
TL47W0527 | Tilt Mini 4 2700K zwart | 37 | 250
TL9W01 | Tilt wit 11w - 3000K | 39 | 145.425
TL9W0127 | Tilt wit 11W - 2700K | 39 | 145.425
TL9W05 | Tilt zwart 11w - 3000K | 39 | 145.425
TL9W0527 | Tilt zwart 11w - 2700K | 39 | 145.425
TL49W01 | Tilt 4 wit 4x11W - 3000K | 39 | 396.375
TL49W0127 | Tilt 4 wit 4x11W - 2700K | 39 | 396.375
TL49W05 | Tilt 4 zwart 4x11W - 3000K | 39 | 396.375
TL49W0527 | Tilt 4 zwart 4x11W - 2700K | 39 | 396.375
TL9W0127BR | Tilt Bronzato 11w - 2700K | 39 | 176
TL9W0127P | Tilt Piombo 11w - 2700K | 39 | 176
TL9W01BR | Tilt Bronzato 11w - 3000K | 39 | 176
TL9W01P | Tilt Piombo 11w - 3000K | 39 | 176
TL29W01 | Tilt 2 wit 2x11W - 3000K | 39 | 200.025
TL29W0127 | Tilt 2 wit 2x11W - 2700K | 39 | 200.025
TL29W05 | Tilt 2 zwart 2x11W - 3000K | 39 | 200.025
TL29W0527 | Tilt 2 zwart 2x11W - 2700K | 39 | 200.025
VITIP12B27 | Vita IP zwart - 2700K | 41 | 134.4
VITIP12B30 | Vita IP zwart - 3000K | 41 | 134.4
VITIP12W27 | Vita IP wit - 2700K | 41 | 134.4
VITIP12W30 | Vita IP wit - 3000K | 41 | 134.4
VIT12B27 | Vita zwart - 15w - 2700K | 41 | 153.825
VIT12B30 | Vita zwart - 15w - 3000K | 41 | 153.825
VIT12W27 | Vita wit - 15w - 2700K | 41 | 153.825
VIT12W30 | Vita wit - 15w - 3000K | 41 | 153.825
VITS21B27 | Vita Pendel zwart - 2700K | 42 | 226.8
VITS21B30 | Vita Suspension zwart - 3000K | 42 | 226.8
VITS21W27 | Vita Suspension wit - 2700K | 42 | 226.8
VITS21W30 | Vita Suspension wit - 3000K | 42 | 226.8
VIT212B27 | Vita 2 zwart - 2x15w - 2700K | 42 | 302.4
VIT212B30 | Vita 2 zwart - 2x15w - 3000K | 42 | 302.4
VIT212W27 | Vita 2 wit - 2x15w - 2700K | 42 | 302.4
VIT212W30 | Vita 2 wit - 2x15w - 3000K | 42 | 302.4
VITB5B | Vita Base 5L zwart | 43 | 319.725
VITB5W | Vita Base 5L wit | 43 | 319.725
VITB3B | Vita Base 3L zwart | 43 | 173.25
VITB3W | Vita Base 3L wit | 43 | 173.25
OR15BZL | Orient 1 zwart | 47 | 59.85
OR15WZL | Orient 1 wit | 47 | 59.85
ORR15BZL | Orient 1 rond zwart - Zonder lamp | 47 | 57.75
ORR15WZL | Orient 1 rond wit - Zonder lamp | 47 | 57.75
ORR15BRZL | Orient 1 rond - bronzato- zonder lamp | 47 | 63.68
ORR15PZL | Orient 1 rond - piombo zonder lamp | 47 | 63.68
OR15BRZL | Orient 1 Bronzato GU10 excl lamp | 47 | 63.5
OR15PZL | Orient 1 Piombo excl lamp GU10 | 47 | 63.5
OR15B27 | Orient 1 zwart 2700K | 47 | 71.4
OR15B30 | Orient 1 zwart 3000K | 47 | 71.4
OR15W27 | Orient 1 wit 2700K | 47 | 71.4
OR15W30 | Orient 1 wit 3000K | 47 | 71.4
ORR15B27 | Orient 1 rond 2700K - zwart | 47 | 69.825
ORR15B30 | Orient 1 rond 3000K - zwart | 47 | 69.825
ORR15W27 | Orient 1 rond 2700K - wit | 47 | 69.825
ORR15W30 | Orient 1 rond 3000K - wit | 47 | 69.825
ORR15BR27 | Orient 1 rond 2700K - bronzato | 47 | 77
ORR15BR30 | Orient 1 rond 3000K - bronzato | 47 | 77
ORR15P27 | Orient 1 rond 2700K - piombo | 47 | 77
ORR15P30 | Orient 1 rond 3000K - piombo | 47 | 77
OR25W30 | Orient 2 wit 3000K | 47 | 128.625
OR15BR27 | Orient 1 Bronzato 2700K Incl. 6W Ledlamp | 47 | 82.5
OR15BR30 | Orient 1 Bronzato 3000K Incl. 6W Ledlamp | 47 | 82.5
OR15P27 | Orient 1 Piombo 2700K Incl. 6W Ledlamp | 47 | 82.5
OR15P30 | Orient 1 Piombo 3000K | 47 | 82.5
OR25BZL | Orient 2 zwart | 48 | 115.5
OR25WZL | Orient 2 wit | 48 | 115.5
OR35BZL | Orient 3 zwart | 48 | 151.2
OR35WZL | Orient 3 wit | 48 | 151.2
OR25BRZL | Orient 2 Bronzato | 48 | 132.32
OR25PZL | Orient 2 Piombo excl lamp GU10 | 48 | 132.32
OR35BRZL | Orient 3 Bronzato excl lamp GU10 | 48 | 158.5
OR35PZL | Orient 3 Piombo | 48 | 158.5
OR35B27 | Orient 3 zwart 2700K | 48 | 186.375
OR35B30 | Orient 3 zwart 3000K | 48 | 186.375
OR35W27 | Orient 3 wit 2700K | 48 | 186.375
OR35W30 | Orient 3 wit 3000K | 48 | 186.375
OR25B27 | Orient 2 zwart 2700K | 48 | 128.625
OR25B30 | Orient 2 zwart 3000K | 48 | 128.625
OR25W27 | Orient 2 wit 2700K | 48 | 128.625
OR35BR27 | Orient 3 Bronzato 2700K | 48 | 215.5
OR35BR30 | Orient 3 Bronzato 3000K | 48 | 215.5
OR35P27 | Orient 3 Piombo 2700K | 48 | 215.5
OR35P30 | Orient 3 Piombo 3000K | 48 | 215.5
OR25BR27 | Orient 2 Bronzato 2700K incl 2x 6W Ledlamp | 48 | 148
OR25BR30 | Orient 2 Bronzato 3000K incl 2x 6W Ledlamp | 48 | 148
OR25P27 | Orient 2 Piombo 2700K Incl. 2 x 6W Ledlamp | 48 | 148
OR25P30 | Orient 2 Piombo 3000K incl 2x6W LED lamp | 48 | 148
DRHC1022 | Honeycomb Drum 3F 10-20w | 48.118 | 4.725
ORR35BZL | Orient 3 Rond zwart excl lamp | 49 | 139
ORR35WZL | Orient 3 Rond wit - excl lamp | 49 | 139
ORR35B27 | ORIENT 3L ROUND zwart 2700K incl lamp | 49 | 189
ORR35B30 | Orient 3 Rond zwart 3000K incl lamp 3x 6W | 49 | 189
ORR35W27 | Orient 3 Rond 2700k wit incl lamp 3x 6W | 49 | 189
ORR35W30 | Orient 3 Rond 3000k wit incl lamp 3x 6W | 49 | 189
ORSQ45BZL | Orient 4 Square ZL zwart | 50 | 174
ORSQ45WZL | Orient 4 Square wit excl lamp | 50 | 174
ORSQ45B27 | Orient 4 Square 2700k zwart incl lamp 4x 6W | 50 | 250
ORSQ45B30 | Orient 4 Square 3000k zwart incl lamp 4x 6W | 50 | 250
ORSQ45W27 | Orient 4 Square 2700k wit | 50 | 250
ORSQ45W30 | Orient 4 Square 3000k wit incl lamp 4x 6W | 50 | 250
BL25BZL | Blox Duo zwart | 51 | 94.5
BL25WZL | Blox Duo wit | 51 | 94.5
BL5BZL | Blox zwart | 51 | 52.5
BL5WZL | Blox wit | 51 | 52.5
BL25B27 | Blox Duo zwart 2700K | 51 | 110.25
BL25B30 | Blox Duo zwart 3000K | 51 | 110.25
BL25W27 | Blox Duo wit 2700K | 51 | 110.25
BL25W30 | Blox Duo wit 3000K | 51 | 110.25
BL5W30 | Blox wit 3000K | 51 | 64.58
BL5B27 | Blox zwart 2700K | 51 | 64.575
BL5B30 | Blox zwart 3000K | 51 | 64.575
BL5W27 | Blox wit 2700K | 51 | 64.575
DRM5BRZL | Drum Mini Bronzato | 52 | 50.67
DRM5PZL | Drum Mini Piombo | 52 | 50.67
DRM5BR27 | Drum Mini Bronzato 2700K | 52 | 62.5
DRM5BR30 | Drum Mini Bronzato 3000K | 52 | 62.5
DRM5P27 | Drum Mini Piombo 2700K | 52 | 62.5
DRM5P30 | Drum Mini Piombo 3000K | 52 | 62.5
TU5BZL | Tube zwart - Zonder lamp | 53 | 66.675
TU5WZL | Tube wit - zonder lamp | 53 | 66.675
TU5B27 | Tube zwart - 2700K | 53 | 77.175
TU5B30 | Tube zwart - 3000K | 53 | 77.175
TU5W27 | Tube wit - 2700K | 53 | 77.175
TU5W30 | Tube wit - 3000K | 53 | 77.175
XLB252BB | Xline Beam 20 zwart | 57 | 381.15
XLB252WB | Xline Beam 20 wit | 57 | 381.15
XLB352BB | Xline Beam 30 zwart | 57 | 491.925
XLB352WB | Xline Beam 30 wit | 57 | 491.925
XLCP1200BB | Xline verbindingsprofiel zwart | 58 | 112.875
XLCP1200WB | Xline verbindingsprofiel wit - zwart | 58 | 112.875
XLCP1200WW | Xline verbindingsprofiel wit | 58 | 112.875
XLS665B | Xline Strip zwart 39W | 58 | 536.55
XLS665W | Xline Strip wit 39W | 58 | 536.55
XLCO258WW | Xline hoekprofiel wit | 58 | 61.425
XLCP600WW | Xline verbindingsprofiel wit | 58 | 60.375
XLCO258BB | Xline hoekprofiel zwart | 58 | 61.425
XLCO258WB | Xline hoekprofiel wit- zwart | 58 | 61.425
XLCP600BB | Xline verbindingsprofiel zwart | 58 | 60.375
XLCP600WB | Xline verbindingsprofiel wit- zwart | 58 | 60.375
XLPSBB | Xline plafond aansluitdoos zwart | 59 | 46.2
XLPSBW | Xline plafond aansluitdoos wit | 59 | 46.2
XLTRMO | Xline trimless montagekit | 59 | 8.925
XLCP3 | Xline koppelset | 59 | 21.525
XLCEPB | Xline eindkap zwart | 59 | 13.125
XLCEPW | Xline eindkap wit | 59 | 13.125
XLSUCAB | XLine pendelset zwart | 59 | 13.125
XLSUCAW | Xline pendelset wit | 59 | 13.125
AX52BTR | Xline axxent 5 trimless | 60 | 108.675
AX32BTR | Xline axxent 3 trimless | 60 | 77.175
AX52BW | Xline axxent 5 inbouw | 61 | 87.15
AX32BW | Xline axxent 3 inbouw | 61 | 61.425
MOTR927B | Move trimless SL zwart 2700K | 65 | 68.25
MOTR927W | Move trimless SL wit 2700K | 65 | 68.25
MOTR930B | Move trimless SL zwart 3000K | 65 | 68.25
MOTR930W | Move trimless SL wit 3000K | 65 | 68.25
MOTRS927B | Move trimless S zwart 2700K | 65 | 68.25
MOTRS927W | Move trimless S wit 2700K | 65 | 68.25
MOTRS930B | Move trimless S zwart 3000K | 65 | 68.25
MOTRS930W | Move trimless S wit 3000K | 65 | 68.25
GLTR927W | Globe Trimless wit 2700K | 66 | 48.825
GLTR930W | Globe Trimless wit 3000K | 66 | 48.825
GLTRE27W | Globe Trimless wit E27 socket | 66 | 22.05
KIT1 | Globe-Move inbouwbehuizing met bladveren - wit | 67 | 7.35
KIT1TR | Globe-Move Trimlesskit - wit | 67 | 13.65
MOTRKIT | Trimless kit Move S & SL | 67 | 50.4
LVRA827B | Ascot 8W zwart 2700K | 68 | 72.45
LVRA827W | Ascot 8W wit 2700K | 68 | 72.45
LVRA830B | Ascot 8W zwart 3000K | 68 | 72.45
LVRA830W | Ascot 8W wit 3000K | 68 | 72.45
LVRA827BR | Ascot 8W Bronzato 2700K | 68 | 72.5
LVRA827P | Ascot 8W Piombo 2700K | 68 | 72.5
LVRA830BR | Ascot 8W Bronzato 3000K | 68 | 72.5
LVRA830P | Ascot 8W Piombo 3000K | 68 | 72.5
LVRA1227BR | Ascot 12W Bronzato 2700K | 69 | 107
LVRA1227P | Ascot 12W Piombo 2700K | 69 | 107
LVRA1230BR | Ascot 12W Bronzato 3000K | 69 | 107
LVRA1230P | Ascot 12W Piombo 3000K | 69 | 107
LUMIRB | Binnenring zwart | 72 | 3.675
LUMIRG | Gouden ring | 72 | 3.675
LUMIRW | Binnenring wit | 72 | 3.675
LUMT927B | Luxus Mini trimless zwart 2700K | 72 | 64.575
LUMT927W | Luxus Mini trimless wit 2700K | 72 | 64.575
LUMT930B | Luxus Mini trimless zwart 3000K | 72 | 64.575
LUMT930W | Luxus Mini trimless wit 3000K | 72 | 64.575
LUM927B | Luxus Mini zwart 2700K | 72 | 51.45
LUM927W | Luxus Mini wit 2700K | 72 | 51.45
LUM930B | Luxus Mini zwart 3000K | 72 | 51.45
LUM930W | Luxus Mini wit 3000K | 72 | 51.45
LUIRB | Binnenring zwart | 73 | 3.675
LUIRG | Gouden binnenring | 73 | 3.675
LUIRW | Binnenring wit | 73 | 3.675
LUTR927B | Luxus trimless zwart 2700K | 73 | 75.075
LUTR927W | Luxus trimless wit 2700K | 73 | 75.075
LUTR930B | Luxus trimless zwart 3000K | 73 | 75.075
LUTR930W | Luxus trimless wit 3000K | 73 | 75.075
LU927B | Luxus zwart 2700K | 73 | 59.85
LU927W | Luxus wit 2700K | 73 | 59.85
LU930B | Luxus zwart 3000K | 73 | 59.85
LU930W | Luxus wit 3000K | 73 | 59.85
L712412062 | Cuckoo 90 - 3000K | 71 | 111.8
L712412262 | Cuckoo 90 - 2700K | 71 | 111.8
L712425GR | Gouden Ring - Cuckoo 120 | 71 | 12.87
L712412GR | Gouden Ring - Cuckoo 90 | 71 | 11.44
L7FLBDB061 | Flexio Swivel Zwart/Zwart - 3000K - 18° | 75 | 75
L7FLBDB062 | Flexio Swivel Zwart/Zwart - 3000K - 25° | 75 | 75
L7FLBDB063 | Flexio Swivel Zwart/Zwart - 3000K - 35° | 75 | 75
L7FLBDB065 | Flexio Swivel Zwart/Zwart - 3000K - 50° | 75 | 75
L7FLBDB261 | Flexio Swivel Zwart/Zwart - 2700K - 18° | 75 | 75
L7FLBDB262 | Flexio Swivel Zwart/Zwart - 2700K - 25° | 75 | 75
L7FLBDB263 | Flexio Swivel Zwart/Zwart - 2700K - 35° | 75 | 75
L7FLBDB265 | Flexio Swivel Zwart/Zwart - 2700K - 50° | 75 | 75
L7FLBDC061 | Flexio Swivel Zwart/Chrome zwart - 3000K - 18° | 75 | 75
L7FLBDC062 | Flexio Swivel Zwart/Chrome zwart - 3000K - 25° | 75 | 75
L7FLBDC063 | Flexio Swivel Zwart/Chrome zwart - 3000K - 35° | 75 | 75
L7FLBDC065 | Flexio Swivel Zwart/Chrome zwart - 3000K - 50° | 75 | 75
L7FLBDC261 | Flexio Swivel Zwart/Chrome zwart - 2700K - 18° | 75 | 75
L7FLBDC262 | Flexio Swivel Zwart/Chrome zwart - 2700K - 25° | 75 | 75
L7FLBDC263 | Flexio Swivel Zwart/Chrome - 2700K - 35° | 75 | 75
L7FLBDC265 | Flexio Swivel Zwart/Chrome - 2700K - 50° | 75 | 75
L7FLBDG061 | Flexio Swivel Zwart/Goud - 3000K - 18° | 75 | 75
L7FLBDG062 | Flexio Swivel Zwart/Goud - 3000K - 25° | 75 | 75
L7FLBDG063 | Flexio Swivel Zwart/Goud - 3000K - 35° | 75 | 75
L7FLBDG065 | Flexio Swivel Zwart/Goud - 3000K - 50° | 75 | 75
L7FLBDG261 | Flexio Swivel Zwart/Goud - 2700K - 18° | 75 | 75
L7FLBDG262 | Flexio Swivel Zwart/Goud - 2700K - 25° | 75 | 75
L7FLBDG263 | Flexio Swivel Zwart/Goud - 2700K - 35° | 75 | 75
L7FLBDG265 | Flexio Swivel Zwart/Goud - 2700K - 50° | 75 | 75
L7FLBDW061 | Flexio Swivel Zwart/Wit - 3000K - 18° | 75 | 75
L7FLBDW062 | Flexio Swivel Zwart/Wit - 3000K - 25° | 75 | 75
L7FLBDW063 | Flexio Swivel Zwart/Wit - 3000K - 35° | 75 | 75
L7FLBDW065 | Flexio Swivel Zwart/Wit - 3000K - 50° | 75 | 75
L7FLBDW261 | Flexio Swivel Zwart/Wit - 2700K - 18° | 75 | 75
L7FLBDW262 | Flexio Swivel Zwart/Wit - 2700K - 25° | 75 | 75
L7FLBDW263 | Flexio Swivel Zwart/Wit - 2700K - 35° | 75 | 75
L7FLBDW265 | Flexio Swivel Zwart/Wit - 2700K - 50° | 75 | 75
L7FLWDB061 | Flexio Swivel Wit/Zwart - 3000K - 18° | 75 | 75
L7FLWDB062 | Flexio Swivel Wit/Zwart - 3000K - 25° | 75 | 75
L7FLWDB063 | Flexio Swivel Wit/Zwart - 3000K - 35° | 75 | 75
L7FLWDB065 | Flexio Swivel Wit/Zwart - 3000K - 50° | 75 | 75
L7FLWDB261 | Flexio Swivel Wit/Zwart - 2700K - 18° | 75 | 75
L7FLWDB262 | Flexio Swivel Wit/Zwart - 2700K - 25° | 75 | 75
L7FLWDB263 | Flexio Swivel Wit/Zwart - 2700K - 35° | 75 | 75
L7FLWDB265 | Flexio Swivel Wit/Zwart - 2700K - 50° | 75 | 75
L7FLWDC061 | Flexio Swivel Wit/Chrome zwart - 3000K - 18° | 75 | 75
L7FLWDC062 | Flexio Swivel Wit/Chrome zwart - 3000K - 25° | 75 | 75
L7FLWDC063 | Flexio Swivel Wit/Chrome zwart - 3000K - 35° | 75 | 75
L7FLWDC065 | Flexio Swivel Wit/Chrome zwart - 3000K - 50° | 75 | 75
L7FLWDC261 | Flexio Swivel Wit/Chrome zwart - 2700K - 18° | 75 | 75
L7FLWDC262 | Flexio Swivel Wit/Chrome zwart - 2700K - 25° | 75 | 75
L7FLWDC263 | Flexio Swivel Wit/Chrome - 2700K - 35° | 75 | 75
L7FLWDC265 | Flexio Swivel Wit/Chrome zwart - 2700K - 50° | 75 | 75
L7FLWDG061 | Flexio Swivel Wit/Goud - 3000K - 18° | 75 | 75
L7FLWDG062 | Flexio Swivel Wit/Goud - 3000K - 25° | 75 | 75
L7FLWDG063 | Flexio Swivel Wit/Goud - 3000K - 35° | 75 | 75
L7FLWDG065 | Flexio Swivel Wit/Goud - 3000K - 50° | 75 | 75
L7FLWDG261 | Flexio Swivel Wit/Goud - 2700K - 18° | 75 | 75
L7FLWDG262 | Flexio Swivel Wit/Goud - 2700K - 25° | 75 | 75
L7FLWDG263 | Flexio Swivel Wit/Goud - 2700K - 35° | 75 | 75
L7FLWDG265 | Flexio Swivel Wit/Goud - 2700K - 50° | 75 | 75
L7FLWDW061 | Flexio Swivel Wit/Wit - 3000K - 18° | 75 | 75
L7FLWDW062 | Flexio Swivel Wit/Wit - 3000K - 25° | 75 | 75
L7FLWDW063 | Flexio Swivel Wit/Wit - 3000K - 35° | 75 | 75
L7FLWDW065 | Flexio Swivel Wit/Wit - 3000K - 50° | 75 | 75
L7FLWDW261 | Flexio Swivel Wit/Wit - 2700K - 18° | 75 | 75
L7FLWDW262 | Flexio Swivel Wit/Wit - 2700K - 25° | 75 | 75
L7FLWDW263 | Flexio Swivel Wit/Wit - 2700K - 35° | 75 | 75
L7FLWDW265 | Flexio Swivel Wit/Wit - 2700K - 50° | 75 | 75
L7FLBFB061 | Flexio Fixed Zwart/Zwart - 3000K - 18° | 76 | 80
L7FLBFB062 | Flexio Fixed Zwart/Zwart - 3000K - 25° | 76 | 80
L7FLBFB063 | Flexio Fixed Zwart/Zwart - 3000K - 35° | 76 | 80
L7FLBFB065 | Flexio Fixed Zwart/Zwart - 3000K - 50° | 76 | 80
L7FLBFB261 | Flexio Fixed Zwart/Zwart - 2700K - 18° | 76 | 80
L7FLBFB262 | Flexio Fixed Zwart/Zwart - 2700K - 25° | 76 | 80
L7FLBFB263 | Flexio Fixed Zwart/Zwart - 2700K - 35° | 76 | 80
L7FLBFB265 | Flexio Fixed Zwart/Zwart - 2700K - 50° | 76 | 80
L7FLBFC061 | Flexio Fixed Zwart/Chrome zwart - 3000K - 18° | 76 | 80
L7FLBFC062 | Flexio Fixed Zwart/Chrome - 3000K - 25° | 76 | 80
L7FLBFC063 | Flexio Fixed Zwart/Chrome - 3000K - 35° | 76 | 80
L7FLBFC065 | Flexio Fixed Zwart/Chrome - 3000K - 50° | 76 | 80
L7FLBFC261 | Flexio Fixed Zwart/Chrome - 2700K - 18° | 76 | 80
L7FLBFC262 | Flexio Fixed Zwart/Chrome - 2700K - 25° | 76 | 80
L7FLBFC263 | Flexio Fixed Zwart/Chrome - 2700K - 35° | 76 | 80
L7FLBFC265 | Flexio Fixed Zwart/Chrome - 2700K - 50° | 76 | 80
L7FLBFG061 | Flexio Fixed Zwart/Goud - 3000K - 18° | 76 | 80
L7FLBFG062 | Flexio Fixed Zwart/Goud - 3000K - 25° | 76 | 80
L7FLBFG063 | Flexio Fixed Zwart/Goud - 3000K - 35° | 76 | 80
L7FLBFG065 | Flexio Fixed Zwart/Goud - 3000K - 50° | 76 | 80
L7FLBFG261 | Flexio Fixed Zwart/Goud - 2700K - 18° | 76 | 80
L7FLBFG262 | Flexio Fixed Zwart/Goud - 2700K - 25° | 76 | 80
L7FLBFG263 | Flexio Fixed Zwart/Goud - 2700K - 35° | 76 | 80
L7FLBFG265 | Flexio Fixed Zwart/Goud - 2700K - 50° | 76 | 80
L7FLBFW061 | Flexio Fixed Zwart/Wit - 3000K - 18° | 76 | 80
L7FLBFW062 | Flexio Fixed Zwart/Wit - 3000K - 25° | 76 | 80
L7FLBFW063 | Flexio Fixed Zwart/Wit - 3000K - 35° | 76 | 80
L7FLBFW065 | Flexio Fixed Zwart/Wit - 3000K - 50° | 76 | 80
L7FLBFW261 | Flexio Fixed Zwart/Wit - 2700K - 18° | 76 | 80
L7FLBFW262 | Flexio Fixed Zwart/Wit - 2700K - 25° | 76 | 80
L7FLBFW263 | Flexio Fixed Zwart/Wit - 2700K - 35° | 76 | 80
L7FLBFW265 | Flexio Fixed Zwart/Wit - 2700K - 50° | 76 | 80
L7FLWFB061 | Flexio Fixed Wit/Zwart - 3000K - 18° | 76 | 80
L7FLWFB062 | Flexio Fixed Wit/Zwart - 3000K - 25° | 76 | 80
L7FLWFB063 | Flexio Fixed Wit/Zwart - 3000K - 35° | 76 | 80
L7FLWFB065 | Flexio Fixed Wit/Zwart - 3000K - 50° | 76 | 80
L7FLWFB261 | Flexio Fixed Wit/Zwart - 2700K - 18° | 76 | 80
L7FLWFB262 | Flexio Fixed Wit/Zwart - 2700K - 25° | 76 | 80
L7FLWFB263 | Flexio Fixed Wit/Zwart - 2700K - 35° | 76 | 80
L7FLWFB265 | Flexio Fixed Wit/Zwart - 2700K - 50° | 76 | 80
L7FLWFC061 | Flexio Fixed Wit/Chrome zwart - 3000K - 18° | 76 | 80
L7FLWFC062 | Flexio Fixed Wit/Chrome zwart - 3000K - 25° | 76 | 80
L7FLWFC063 | Flexio Fixed Wit/Chrome zwart - 3000K - 35° | 76 | 80
L7FLWFC065 | Flexio Fixed Wit/Chrome zwart - 3000K - 50° | 76 | 80
L7FLWFC261 | Flexio Fixed Wit/Chrome zwart - 2700K - 18° | 76 | 80
L7FLWFC262 | Flexio Fixed Wit/Chrome zwart - 2700K - 25° | 76 | 80
L7FLWFC263 | Flexio Fixed Wit/Chrome zwart - 2700K - 35° | 76 | 80
L7FLWFC265 | Flexio Fixed Wit/Chrome zwart - 2700K - 50° | 76 | 80
L7FLWFG061 | Flexio Fixed Wit/Goud - 3000K - 18° | 76 | 80
L7FLWFG062 | Flexio Fixed Wit/Goud - 3000K - 25° | 76 | 80
L7FLWFG063 | Flexio Fixed Wit/Goud - 3000K - 35° | 76 | 80
L7FLWFG065 | Flexio Fixed Wit/Goud - 3000K - 50° | 76 | 80
L7FLWFG261 | Flexio Fixed Wit/Goud - 2700K - 18° | 76 | 80
L7FLWFG262 | Flexio Fixed Wit/Goud - 2700K - 25° | 76 | 80
L7FLWFG263 | Flexio Fixed Wit/Goud - 2700K - 35° | 76 | 80
L7FLWFG265 | Flexio Fixed Wit/Goud - 2700K - 50° | 76 | 80
L7FLWFW061 | Flexio Fixed Wit/Wit - 3000K - 18° | 76 | 80
L7FLWFW062 | Flexio Fixed Wit/Wit - 3000K - 25° | 76 | 80
L7FLWFW063 | Flexio Fixed Wit/Wit - 3000K - 35° | 76 | 80
L7FLWFW065 | Flexio Fixed Wit/Wit - 3000K - 50° | 76 | 80
L7FLWFW261 | Flexio Fixed Wit/Wit - 2700K - 18° | 76 | 80
L7FLWFW262 | Flexio Fixed Wit/Wit - 2700K - 25° | 76 | 80
L7FLWFW263 | Flexio Fixed Wit/Wit - 2700K - 35° | 76 | 80
L7FLWFW265 | Flexio Fixed Wit/Wit - 2700K - 50° | 76 | 80
L7FLWSB061 | Flexio Surface Wit/Zwart - 3000K - 18° | 77 | 160
L7FLWSB062 | Flexio Surface Wit/Zwart - 3000K - 25° | 77 | 160
L7FLWSB063 | Flexio Surface Wit/Zwart - 3000K - 35° | 77 | 160
L7FLWSB065 | Flexio Surface Wit/Zwart - 3000K - 50° | 77 | 160
L7FLWSB261 | Flexio Surface Wit/Zwart - 2700K - 18° | 77 | 160
L7FLWSB262 | Flexio Surface Wit/Zwart - 2700K - 25° | 77 | 160
L7FLWSB263 | Flexio Surface Wit/Zwart - 2700K - 35° | 77 | 160
L7FLWSB265 | Flexio Surface Wit/Zwart - 2700K - 50° | 77 | 160
L7FLWSC061 | Flexio Surface Wit/Chrome zwart - 3000K - 18° | 77 | 160
L7FLWSC062 | Flexio Surface Wit/Chrome zwart - 3000K - 25° | 77 | 160
L7FLWSC063 | Flexio Surface Wit/Chrome zwart - 3000K - 35° | 77 | 160
L7FLWSC065 | Flexio Surface Wit/Chrome zwart - 3000K - 50° | 77 | 160
L7FLWSC261 | Flexio Surface Wit/Chrome zwart - 2700K - 18° | 77 | 160
L7FLWSC262 | Flexio Surface Wit/Chrome zwart - 2700K - 25° | 77 | 160
L7FLWSC263 | Flexio Surface Wit/Chrome zwart - 2700K - 35° | 77 | 160
L7FLWSC265 | Flexio Surface Wit/Chrome zwart - 2700K - 50° | 77 | 160
L7FLWSG061 | Flexio Surface Wit/Goud - 3000K - 18° | 77 | 160
L7FLWSG062 | Flexio Surface Wit/Goud - 3000K - 25° | 77 | 160
L7FLWSG063 | Flexio Surface Wit/Goud - 3000K - 35° | 77 | 160
L7FLWSG065 | Flexio Surface Wit/Goud - 3000K - 50° | 77 | 160
L7FLWSG261 | Flexio Surface Wit/Goud - 2700K - 18° | 77 | 160
L7FLWSG262 | Flexio Surface Wit/Goud - 2700K - 25° | 77 | 160
L7FLWSG263 | Flexio Surface Wit/Goud - 2700K - 35° | 77 | 160
L7FLWSG265 | Flexio Surface Wit/Goud - 2700K - 50° | 77 | 160
L7FLWSW061 | Flexio Surface Wit/Wit - 3000K - 18° | 77 | 160
L7FLWSW062 | Flexio Surface Wit/Wit - 3000K - 25° | 77 | 160
L7FLWSW063 | Flexio Surface Wit/Wit - 3000K - 35° | 77 | 160
L7FLWSW065 | Flexio Surface Wit/Wit - 3000K - 50° | 77 | 160
L7FLWSW261 | Flexio Surface Wit/Wit - 2700K - 18° | 77 | 160
L7FLWSW262 | Flexio Surface Wit/Wit - 2700K - 25° | 77 | 160
L7FLWSW263 | Flexio Surface Wit/Wit - 2700K - 35° | 77 | 160
L7FLWSW265 | Flexio Surface Wit/Wit - 2700K - 50° | 77 | 160
L7FLZHCF | Flexio Honeycomb | 77 | 5
ZE9W27V8 | Zenith 2700K | 78 | 84.66
ZE9W30V8 | Zenith 3000K | 78 | 84.66
LF9W27V8 | Loft 2700K | 78 | 84.66
LF9W30V8 | Loft 3000K | 78 | 84.66
TGGU10WZL | Target GU10 wit ZL | 81 | 22.95
TGGU10CHGZL | Target GU10 steenkool/goud ZL | 81 | 24.99
TGGU10CHZL | Target GU10 steenkool ZL | 81 | 24.99
TGGU10W27 | Target GU10 wit 2700K | 81 | 40.29
TGGU10W30 | Target GU10 wit 3000K | 81 | 40.29
TGGU10BZL | Target GU10 zwart ZL | 81 | 22.95
TGGU10GZL | Target GU10 goud ZL | 81 | 22.95
TGGU10CH27 | Target GU10 steenkool 2700K | 81 | 42.33
TGGU10CH30 | Target GU10 steenkool 3000K | 81 | 42.33
TGGU10CHG27 | Target GU10 steenkool/goud 2700K | 81 | 42.33
TGGU10CHG30 | Target GU10 steenkool/goud 3000K | 81 | 42.33
TGTRGU10CHGZL | Target Trimless GU10 steenkool/goud ZL | 81 | 29.07
TGTRGU10CHZL | Target Trimless GU10 steenkool ZL | 81 | 29.07
TGGU10B27 | Target GU10 zwart 2700K | 81 | 40.29
TGGU10B30 | Target GU10 zwart 3000K | 81 | 40.29
TGGU10G27 | Target GU10 goud 2700K | 81 | 40.29
TGGU10G30 | Target GU10 goud 3000K | 81 | 40.29
TGTRGU10CH27 | Target Trimless GU10 steenkool 2700K | 81 | 45.9
TGTRGU10CH30 | Target Trimless GU10 steenkool 3000K | 81 | 45.9
TGTRGU10CHG27 | Target Trimless GU10 steenkool/goud 2700K | 81 | 45.9
TGTRGU10CHG30 | Target Trimless GU10 steenkool/goud 3000K | 81 | 45.9
TGTRGU10BZL | Target Trimless GU10 zwart ZL | 81 | 27.03
TGTRGU10GZL | Target Trimless GU10 goud ZL | 81 | 27.03
TGTRGU10WZL | Target Trimless GU10 wit ZL | 81 | 27.03
TGTRGU10B27 | Target Trimless GU10 zwart 2700K | 81 | 43.86
TGTRGU10B30 | Target Trimless GU10 zwart 3000K | 81 | 43.86
TGTRGU10G27 | Target Trimless GU10 goud 2700K | 81 | 43.86
TGTRGU10G30 | Target Trimless GU10 goud 3000K | 81 | 43.86
TGTRGU10W27 | Target Trimless GU10 wit 2700K | 81 | 43.86
TGTRGU10W30 | Target Trimless GU10 wit 3000K | 81 | 43.86
LI170027B | Line 170 zwart | 84 | 240.975
LI170027W | Line 170 wit | 84 | 240.975
LI170030B | Line 170 zwart | 84 | 240.975
LI170030W | Line 170 wit | 84 | 240.975
LI91027B | Line 90 zwart | 84 | 147.525
LI91027W | Line 90 wit | 84 | 147.525
LI91030B | Line 90 zwart | 84 | 147.525
LI91030W | Line 90 wit | 84 | 147.525
LI42527B | Line 40 zwart | 84 | 85.05
LI42527W | Line 40 wit | 84 | 85.05
LI42530B | Line 40 zwart | 84 | 85.05
LI42530W | Line 40 wit | 84 | 85.05
BA60030B | Balance 600 zwart 3000K | 85 | 194.25
BA60030W | Balance 600 wit 3000K | 85 | 194.25
BA120030B | Balance 1200 zwart 3000K | 85 | 300.3
BA120030W | Balance 1200 wit 3000K | 85 | 300.3
VEO1027B | Venus zwart 2700K | 85.296 | 101.85
VEO1027W | Venus wit 2700K | 85.296 | 101.85
VEO1030B | Venus zwart 3000K | 85.296 | 101.85
VEO1030W | Venus wit 3000K | 85.296 | 101.85
VITW14B27 | Vita Wall 2700K - zwart | 86 | 197.925
VITW14B30 | Vita Wall 3000K - zwart | 86 | 197.925
VITW14W27 | Vita Wall 2700K - wit | 86 | 197.925
VITW14W30 | Vita Wall 3000K - wit | 86 | 197.925
LVTMM2700B | Madison 48 Mini zwart 2700K | 90 | 149.625
LVTMM2700W | Madison 48 Mini wit 2700K | 90 | 149.625
LVTMM3000B | Madison 48 Mini zwart 3000K | 90 | 149.625
LVTMM3000W | Madison 48 Mini wit 3000K | 90 | 149.625
LVTMM27DAB | Madison 48 Mini zwart 2700K DALI | 90 | 175.35
LVTMM27DAW | Madison 48 Mini wit 2700K DALI | 90 | 175.35
LVTMM30DAB | Madison 48 Mini zwart 3000K DALI | 90 | 175.35
LVTMM30DAW | Madison 48 Mini wit 3000K DALI | 90 | 175.35
LVTMM27002B | Madison Twin 48 Mini zwart 2700K | 90 | 183.75
LVTMM27002W | Madison Twin 48 Mini wit 2700K | 90 | 183.75
LVTMM30002B | Madison Twin 48 Mini zwart 3000K | 90 | 183.75
LVTMM30002W | Madison Twin 48 Mini wit 3000K | 90 | 183.75
LVTMM27DA2B | Madison Twin 48 Mini zwart 2700K DALI | 90 | 208.425
LVTMM27DA2W | Madison Twin 48 Mini wit 2700K DALI | 90 | 208.425
LVTMM30DA2B | Madison Twin 48 Mini zwart 3000K DALI | 90 | 208.425
LVTMM30DA2W | Madison Twin 48 Mini wit 3000K DALI | 90 | 208.425
LVTM27DA1B | Madison 48 zwart 2700K DALI | 92 | 229.425
LVTM27DA1W | Madison 48 wit 2700K DALI | 92 | 229.425
LVTM30DA1B | Madison 48 zwart 3000K DALI | 92 | 229.425
LVTM30DA1W | Madison 48 wit 3000K DALI | 92 | 229.425
LVTM40DA1B | Madison 48 zwart 4000K DALI | 92 | 229.425
LVTM40DA1W | Madison 48 wit 4000K DALI | 92 | 229.425
LVTM27001B | Madison 48 zwart 2700K | 92 | 175.875
LVTM27001W | Madison 48 wit 2700K | 92 | 175.875
LVTM30001B | Madison 48 zwart 3000K | 92 | 175.875
LVTM30001W | Madison 48 wit 3000K | 92 | 175.875
LVTM40001B | Madison 48 zwart 4000K | 92 | 175.875
LVTM30DA2W | Madison Twin 48 wit 3000K DALI | 92 | 262.5
LVTM40001W | Madison 48 wit 4000K | 93 | 175.875
LVTM27002B | Madison Twin 48 zwart 2700K | 93 | 229.425
LVTM27002W | Madison Twin 48 wit 2700K | 93 | 229.425
LVTM30002B | Madison Twin 48 zwart 3000K | 93 | 229.425
LVTM30002W | Madison Twin 48 wit 3000K | 93 | 229.425
LVTM40002B | Madison Twin 48 zwart 4000K | 93 | 229.425
LVTM40002W | Madison Twin 48 wit 4000K | 93 | 229.425
LVTM27DA2B | Madison Twin 48 zwart 2700K DALI | 93 | 262.5
LVTM27DA2W | Madison Twin 48 wit 2700K DALI | 93 | 262.5
LVTM30DA2B | Madison Twin 48 zwart 3000K DALI | 93 | 262.5
LVTM40DA2B | Madison Twin 48 zwart 4000K DALI | 93 | 262.5
LVTM40DA2W | Madison Twin 48 wit 4000K DALI | 93 | 262.5
LVTA2700B | Avalon 48 zwart 2700K | 94 | 208.425
LVTA2700W | Avalon 48 wit 2700K | 94 | 208.425
LVTA3000B | Avalon 48 zwart 3000K | 94 | 208.425
LVTA3000W | Avalon 48 wit 3000K | 94 | 208.425
LVTA4000B | Avalon 48 zwart 4000K | 94 | 208.425
LVTA4000W | Avalon 48 wit 4000K | 94 | 208.425
LVTA27DAB | Avalon 48 zwart 2700K DALI | 94 | 236.25
LVTA27DAW | Avalon 48 wit 2700K DALI | 94 | 236.25
LVTA30DAB | Avalon 48 zwart 3000K DALI | 94 | 236.25
LVTA30DAW | Avalon 48 wit 3000K DALI | 94 | 236.25
LVTA40DAB | Avalon 48 zwart 4000K DALI | 94 | 236.25
LVTA40DAW | Avalon 48 wit 4000K DALI | 94 | 236.25
LVTK2700W | Kygo 48 wit 2700K | 95 | 189
LVTK3000B | Kygo 48 zwart 3000K | 95 | 189
LVTK3000W | Kygo 48 wit 3000K | 95 | 189
LVTK30DAW | Kygo 48 wit 3000K DALI | 95 | 242.025
LVTK27DAB | Kygo 48 zwart 2700K DALI | 95 | 242.025
LVTK27DAW | Kygo 48 wit 2700K DALI | 95 | 242.025
LVTK30DAB | Kygo 48 zwart 3000K DALI | 95 | 242.025
LVTK2700B | Kygo 48 zwart 2700K | 95 | 189
LVTL2700B | Linea 48 zwart 2700K | 97 | 208.425
LVTL2700W | Linea 48 wit 2700K | 97 | 208.425
LVTL3000B | Linea 48 zwart 3000K | 97 | 208.425
LVTL3000W | Linea 48 wit 3000K | 97 | 208.425
LVTL27DAB | Linea 48 zwart 2700K DALI | 97 | 248.85
LVTL27DAW | Linea 48 wit 2700K DALI | 97 | 248.85
LVTL30DAB | Linea 48 zwart 3000K DALI | 97 | 248.85
LVTL30DAW | Linea 48 wit 3000K DALI | 97 | 248.85
LVTPLT2700B | Plaza 48 15W zwart 2700K | 98 | 196.875
LVTPLT2700W | Plaza 48 15W wit 2700K | 98 | 196.875
LVTPLT3000B | Plaza 48 15W zwart 3000K | 98 | 196.875
LVTPLT3000W | Plaza 48 15W wit 3000K | 98 | 196.875
LVTPLT27DAB | Plaza 48 15W zwart 2700K DALI | 98 | 238.875
LVTPLT27DAW | Plaza 48 15W wit 2700K DALI | 98 | 238.875
LVTPLT30DAB | Plaza 48 15W zwart 3000K DALI | 98 | 238.875
LVTPLT30DAW | Plaza 48 15W wit 3000K DALI | 98 | 238.875
LVTPL27DAB | Plaza 48 zwart 2700K DALI | 98 | 236.25
LVTPL27DAW | Plaza 48 wit 2700K DALI | 98 | 236.25
LVTPL30DAB | Plaza 48 zwart 3000K DALI | 98 | 236.25
LVTPL30DAW | Plaza 48 wit 3000K DALI | 98 | 236.25
LVTPL40DAB | Plaza 48 zwart 4000K DALI | 98 | 236.25
LVTPL40DAW | Plaza 48 wit 4000K DALI | 98 | 236.25
LVTPL2700B | Plaza 48 zwart 2700K | 98 | 182.7
LVTPL2700W | Plaza 48 wit 2700K | 98 | 182.7
LVTPL3000B | Plaza 48 zwart 3000K | 98 | 182.7
LVTPL3000W | Plaza 48 wit 3000K | 98 | 182.7
LVTPL4000B | Plaza 48 zwart 4000K | 98 | 182.7
LVTPL4000W | Plaza 48 wit 4000K | 98 | 182.7
LVTST2700B | Strip 48 zwart 2700K | 99 | 172.2
LVTST2700W | Strip 48 wit 2700K | 99 | 172.2
LVTST3000B | Strip 48 zwart 3000K | 99 | 172.2
LVTST3000W | Strip 48 wit 3000K | 99 | 172.2
LVTST27DAB | Strip 48 zwart 2700K DALI | 99 | 222.075
LVTST27DAW | Strip 48 wit 2700K DALI | 99 | 222.075
LVTST30DAB | Strip 48 zwart 3000K DALI | 99 | 222.075
LVTST30DAW | Strip 48 wit 3000K DALI | 99 | 222.075
LVTST22700B | Strip 48 25W zwart 2700K | 99 | 211.575
LVTST22700W | Strip 48 25W wit 2700K | 99 | 211.575
LVTST23000B | Strip 48 25W zwart 3000K | 99 | 211.575
LVTST23000W | Strip 48 25W wit 3000K | 99 | 211.575
LVTST227DAB | Strip 48 25W zwart 2700K DALI | 99 | 236.775
LVTST227DAW | Strip 48 25W wit 2700K DALI | 99 | 236.775
LVTST230DAB | Strip 48 25W zwart 3000K DALI | 99 | 236.775
LVTST230DAW | Strip 48 25W wit 3000K DALI | 99 | 236.775
LVTMI2700B | Mime 48 zwart 2700K | 100 | 202.125
LVTMI2700W | Mime 48 wit 2700K | 100 | 202.125
LVTMI3000B | Mime 48 zwart 3000K | 100 | 202.125
LVTMI3000W | Mime 48 wit 3000K | 100 | 202.125
LVTGL2700B | Globe 48 zwart 2700K | 100 | 202.125
LVTGL2700W | Globe 48 wit 2700K | 100 | 202.125
LVTGL3000B | Globe 48 zwart 3000K | 100 | 202.125
LVTGL3000W | Globe 48 wit 3000K | 100 | 202.125
LVTMI27DAB | Mime 48 zwart 2700K DALI | 100 | 227.325
LVTMI27DAW | Mime 48 wit 2700K DALI | 100 | 227.325
LVTMI30DAB | Mime 48 zwart 3000K DALI | 100 | 227.325
LVTMI30DAW | Mime 48 wit 3000K DALI | 100 | 227.325
LVTGL27DAB | Globe 48 zwart 2700K DALI | 100 | 228.375
LVTGL27DAW | Globe 48 wit 2700K DALI | 100 | 228.375
LVTGL30DAB | Globe 48 zwart 3000K DALI | 100 | 228.375
LVTGL30DAW | Globe 48 wit 3000K DALI | 100 | 228.375
LVTMIP2700B | Mime Pendel 48 zwart 2700K | 101 | 204.225
LVTMIP2700W | Mime Pendel 48 wit 2700K | 101 | 204.225
LVTMIP3000B | Mime Pendel 48 zwart 3000K | 101 | 204.225
LVTMIP3000W | Mime Pendel 48 wit 3000K | 101 | 204.225
LVTMIP27DAB | Mime Pendel 48 zwart 2700K DALI | 101 | 229.425
LVTMIP27DAW | Mime Pendel 48 wit 2700K DALI | 101 | 229.425
LVTMIP30DAB | Mime Pendel 48 zwart 3000K DALI | 101 | 229.425
LVTMIP30DAW | Mime Pendel 48 wit 3000K DALI | 101 | 229.425
LVTMO2700B | Move 48 zwart 2700K | 102 | 172.725
LVTMO2700W | Move 48 wit 2700K | 102 | 172.725
LVTMO3000B | Move 48 zwart 3000K | 102 | 172.725
LVTMO3000W | Move 48 wit 3000K | 102 | 172.725
LVTMO27DAB | Move 48 zwart 2700K DALI | 102 | 206.325
LVTMO27DAW | Move 48 wit 2700K DALI | 102 | 206.325
LVTMO30DAB | Move 48 zwart 3000K DALI | 102 | 206.325
LVTMO30DAW | Move 48 wit 3000K DALI | 102 | 206.325
LVTMOS2700B | Move 48 suspension zwart 2700K | 102 | 207.375
LVTMOS2700W | Move 48 suspension wit 2700k | 102 | 207.375
LVTMOS3000B | Move 48 suspension zwart 3000K | 102 | 207.375
LVTMOS3000W | Move 48 suspension wit 3000K | 102 | 207.375
LVTMOS27DAB | Move 48 suspension zwart 2700K Dali | 102 | 231
LVTMOS27DAW | Move 48 suspension wit 2700K Dali | 102 | 231
LVTMOS30DAB | Move 48 suspension zwart 3000K Dali | 102 | 231
LVTMOS30DAW | Move 48 suspension wit 3000K Dali | 102 | 231
LVTMECB | Mini track einkap set zwart | 105 | 11.025
LVTMECW | Mini track eindkap set wit | 105 | 11.025
LVTRMI100B | Mini zwart 100 cm | 105 | 59.85
LVTRMI200B | Mini track zwart 200 cm | 105 | 118.65
LVTRMI300B | Mini track zwart 300 cm | 105 | 177.975
LVTRMI100W | Mini track wit 100 cm | 105 | 59.85
LVTRMI200W | Mini track wit 200 cm | 105 | 118.65
LVTRMI300W | Mini track wit 300 cm | 105 | 177.975
LVTRMICORNB | Hoekstuk 90° zwart - LaVilla 48 Mini | 105 | 46.2
LVTRMICORNW | Hoekstuk 90° wit - LaVilla 48 Mini | 105 | 46.2
LVTECB | End cap zwart | 106 | 13.65
LVTCONSW | Koppel set wit | 106 | 7.35
LVTCONSB | Koppelset zwart | 106 | 7.35
LVTR200B | LaVilla 48 track zwart 200 cm | 106 | 161.7
LVTR100B | LaVilla 48 track zwart 100 cm | 106 | 81.375
LVTR200W | LaVilla48 track wit 200 cm | 106 | 161.7
LVTR100W | LaVilla 48 track wit 100 cm | 106 | 81.375
LVTR300B | LaVilla 48 track zwart 300 cm | 106 | 215.775
LVTR300W | LaVilla 48 track wit 300 cm | 106 | 215.775
LVTCCORNW | C-Corner 90° wit | 106 | 62.475
LVTCORNB | Hoekstuk 90° zwart | 106 | 48.825
LVTCORNW | Hoekstuk 90° wit | 106 | 48.825
LVTLOCKB | Locker-set - zwart | 107 | 6.3
LVTLOCKW | Locker-set - wit | 107 | 6.3
LVTTW | T-koppeling wit | 107 | 82.95
LVTTB | T-koppeling zwart | 107 | 82.95
LVTCRB | Kruiskoppeling zwart | 107 | 114.975
LVTCRW | Kruiskoppeling wit | 107 | 114.975
LVTTRIMCB | Koppelset zwart | 108 | 7.35
LVTTRIMCW | Koppelset wit | 108 | 7.35
LVTR100TRB | LaVilla track trimless zwart 100 cm | 108 | 118.65
LVTR200TRB | LaVilla track trimless zwart 200 cm | 108 | 236.25
LVTTRIMF | Montage kit | 108 | 8.4
LVTR100TRW | LaVilla 48 track trimless wit 100 cm | 108 | 118.65
LVTR200TRW | LaVilla 48 track trimless wit 200 cm | 108 | 236.25
LVTCOTRB | Hoekstuk horizontaal plafond zwart | 108 | 53.025
LVTCOTRCWB | Hoekstuk verticaal plafond/wand 90° zwart | 108 | 53.025
LVTCOTRCWW | Hoekstuk verticaal plafond/wand 90° wit | 108 | 53.025
LVTCOTRW | Hoekstuk horizontaal plafond wit | 108 | 53.025
LVTECW | End cap wit | 109 | 13.65
LVTECTRB | Eindkap zwart | 109 | 17.85
LVTECTRW | Eindkap wit | 109 | 17.85
LVTTTRB | T-koppeling zwart trimless | 109 | 82.95
LVTTTRW | T-koppeling wit trimless | 109 | 82.95
LVTC100B | Lavilla 48 Cover zwart | 109 | 8.4
LVTC100W | LaVilla 48 Cover wit | 109 | 8.4
LVTCRTRB | Kruiskoppeling zwart trimless | 109 | 114.975
LVTCRTRW | Kruiskoppeling wit trimless | 109 | 114.975
LVTID250B | Power Supply 48v - 250W - zwart | 110 | 132.3
LVTID250W | Power Supply 48v - 250W - wit | 110 | 132.3
L7FLZDAF | Flexio Assymetrische Double Filter | 77 | 5
L7FLZSAF | Flexio Assymetrische Single Filter | 77 | 5
L7FLZSLF | Flexio Lineaire Filter | 77 | 5
L7FLBSB061 | Flexio Surface Zwart/Zwart - 3000K - 18° | 77 | 130
L7FLBSB062 | Flexio Surface Zwart/Zwart - 3000K - 25° | 77 | 130
L7FLBSB063 | Flexio Surface Zwart/Zwart - 3000K - 35° | 77 | 130
LVT3JCB | 3-voudig verbindingsstuk zwart | 111 | 100
LVT3JCW | 3-voudig verbindingsstuk wit | 111 | 100
LVT4JCB | 4-voudig verbindingsstuk zwart | 111 | 110
LVT4JCW | 4-voudig verbindingsstuk wit | 111 | 110
LVTJCB | Joining Feed 48V zwart | 111 | 50
LVTJCW | Joining Feed 48V wit | 111 | 50
LVTEFB | Power Feed 48V zwart | 111 | 50
LVTEFW | Power Feed 48V wit | 111 | 50
LVTLJCB | Corner Feed 48V zwart | 111 | 80
LVTLJCW | Corner Feed 48V wit | 111 | 80
LVTPSBDAB | Plafond aansluitdoos zwart DALI | 112 | 54.6
LVTPSBDAW | Plafond aansluitdoos wit DALI | 112 | 54.6
LVTPSBB | Plafond aansluitdoos zwart | 112 | 48.825
LVTPSBW | Plafond aansluitdoos wit | 112 | 48.825
LVTSUSPB | Pendelset zwart | 112 | 14.175
LVTSUSPW | Pendelset wit | 112 | 14.175
DR3FGU10BZL | Drum Mini 3F GU10 zwart | 116 | 66.29
DR3FGU10WZL | Drum Mini 3F GU10 wit | 116 | 66.29
DR3F827B | Drum Mini 3F zwart COB 2700K | 116 | 90.825
DR3F827W | Drum Mini 3F wit COB 2700K | 116 | 90.825
DR3F830B | Drum Mini 3F zwart COB 3000K | 116 | 90.825
DR3F830W | Drum Mini 3F wit COB 3000K | 116 | 90.825
DR3F102230B | Drum 3F zwart 10-20W 3000K | 117 | 109.2
DR3F102230W | Drum 3F wit 10-20W 3000K | 117 | 109.2
DR3F102240B | Drum 3F zwart 10-20W 4000K | 117 | 109.2
DR3F102240W | Drum 3F wit 10-20W 4000K | 117 | 109.2
DR3F233130B | Drum 3F zwart 23-31W 3000K | 117 | 133.35
DR3F233130W | Drum 3F wit 23-31W 3000K | 117 | 133.35
DR3F233140B | Drum 3F zwart 23-31W 4000K | 117 | 133.35
DR3F233140W | Drum 3F wit 23-31W 4000K | 117 | 133.35
DR3F102230BDD | Drum 3F zwart 10-20W 3000K DALI | 117 | 152
DR3F102230WDD | Drum 3F wit 10-20W 3000K DALI | 117 | 152
DR3F102240BDD | Drum 3F zwart 10-20W 4000K DALI | 117 | 152
DR3F102240WDD | Drum 3F wit 10-20W 4000K DALI | 117 | 152
DR3F233130BDD | Drum 3F zwart 23-31W 3000K DALI | 117 | 176.5
DR3F233130WDD | Drum 3F wit 23-31W 3000K DALI | 117 | 176.5
DR3F233140BDD | Drum 3F zwart 23-31W 4000K DALI | 117 | 176.5
DR3F233140WDD | Drum 3F wit 23-31W 4000K DALI | 117 | 176.5
DRHC8 | Honeycomb Drum 3F mini COB | 118 | 4.725
DRLE248 | Lens 24° | 118 | 4.725
DRLE188 | Lens 18° | 118 | 4.725
DRLE508 | Lens 50° | 118 | 4.725
DRRG8 | Ring goud | 118 | 5.775
DRRB8 | Ring zwart | 118 | 4.725
DRRW8 | Ring wit | 118 | 4.725
DRRGGU10 | Ring goud | 118 | 5.775
DRRB1022 | Ring zwart | 118 | 5.775
DRRW1022 | Ring wit | 118 | 5.775
DRRB2331 | Ring zwart | 118 | 7.35
DRRW2331 | Ring wit | 118 | 7.35
DRRBGU10 | Ring zwart | 118 | 4.725
DRRWGU10 | Ring wit | 118 | 4.725
DRLE182331 | Lens 18° | 118 | 5.775
DRLE242331 | Lens 24° | 118 | 5.775
DRLE502331 | Lens 50° | 118 | 5.775
DRRG1022 | Ring goud | 118 | 6.825
DRHC2331 | Honeycomb Drum 3F 23-31w | 118 | 5.775
DRRG2331 | Ring goud | 118 | 7.875
DRLE181022 | Lens 18° | 118 | 4.725
DRLE241022 | Lens 24° | 118 | 4.725
DRLE551022 | Lens 55° | 118 | 4.725
MO3F1227B | Move 3F zwart 2700K | 119 | 153.825
MO3F1227W | Move 3F wit 2700K | 119 | 153.825
MO3F1230B | Move 3F zwart 3000K | 119 | 153.825
MO3F1230W | Move 3F wit 3000K | 119 | 153.825
MN3F240B | Moon 3F 240 zwart | 121 | 141.75
MN3F240W | Moon 3F 240 wit | 121 | 141.75
MN3F300B | Moon 3F 300 zwart | 121 | 179.55
MN3F300W | Moon 3F 300 wit | 121 | 179.55
TT383137B | Alliance spot zwart 38W 3000K | 123 | 175.875
TT383137W | Alliance spot wit 38W 3000K | 123 | 175.875
TT221885B | Alliance spot zwart 22W 3000K | 123 | 112.35
TT221885W | Alliance spot wit 22W 3000K | 123 | 112.35
TT151232B | Alliance spot zwart 15W 3000K | 123 | 97.125
TT151232W | Alliance spot wit 15W 3000K | 123 | 97.125
LE380060 | Lens 60° | 124 | 8.4
LE152215 | Lens 15° | 124 | 6.825
LE152238 | Lens 38° | 124 | 6.825
LE152260 | Lens 60° | 124 | 6.825
HC3800B | Honeycomb zwart | 124 | 17.325
HC3800W | Honeycomb wit | 124 | 17.325
HC1522B | Honeycomb zwart | 124 | 14.175
HC1522W | Honeycomb wit | 124 | 14.175
WW1522B | Wall washer zwart | 124 | 14.175
WW1522W | Wall washer wit | 124 | 14.175
BE3800B | Beamer zwart | 124 | 14.7
BE3800W | Beamer wit | 124 | 14.7
WW3800B | Wall washer zwart | 124 | 17.325
WW3800W | Wall washer wit | 124 | 17.325
BE1522B | Beamer zwart | 124 | 10.5
BE1522W | Beamer wit | 124 | 10.5
ST1522B | Studio zwart | 124 | 18.375
ST3800B | Studio zwart | 124 | 21
3MCONB | Mini Connector zwart | 126 | 7.35
3MCONW | Mini Connector wit | 126 | 7.35
3LCONLB | L-Connector L zwart | 126 | 18.9
3LCONLW | L-Connector L wit | 126 | 18.9
3LCONRB | L-Connector R zwart | 126 | 18.9
3LCONRW | L-Connector R wit | 126 | 18.9
3SCONB | Straight Connector zwart | 126 | 18.9
3SCONW | Straight Connector wit | 126 | 18.9
3PCONLB | Power Connector L zwart | 126 | 9.975
3PCONLW | Power Connector L wit | 126 | 9.975
3PCONRB | Power Connector R zwart | 126 | 9.975
3PCONRW | Power Connector R wit | 126 | 9.975
3TR100B | Track zwart 100 cm | 126 | 40.15
3TR100W | Track wit 100 cm | 126 | 40.15
3TR300B | Track zwart 300 cm | 126 | 118.25
3TR300W | Track wit 300 cm | 126 | 118.25
3TR200B | Track zwart 200 cm | 126 | 78.65
3TR200W | Track wit 200 cm | 126 | 78.65
3FLCONB | Flexible Connector zwart | 127 | 25.2
3FLCONW | Flexible Connector wit | 127 | 25.2
3TWCONB | Twisted Connector zwart | 127 | 25.2
3TWCONW | Twisted Connector wit | 127 | 25.2
3TCONLLB | T-Connector zwart links/links | 127 | 26.25
3TCONLLW | T-Connector wit links/links | 127 | 26.25
3TCONLRB | T-Connector zwart links/rechts | 127 | 26.25
3TCONLRW | T-Connector wit links/rechts | 127 | 26.25
3TCONRLB | T-Connector zwart rechts/links | 127 | 26.25
3TCONRLW | T-Connector wit rechts/links | 127 | 26.25
3TCONRRB | T-Connector zwart rechts/rechts | 127 | 26.25
3TCONRRW | T-Connector wit rechts/rechts | 127 | 26.25
3CCONB | Cross Connector zwart | 127 | 32.025
3CCONW | Cross Connector wit | 127 | 32.025
3ECB | Eindkap zwart | 128 | 2.625
3ECW | Eindkap wit | 128 | 2.625
3SADB | Adaptor voor pendelarmatuur - zwart | 128 | 15.225
3SADW | Adaptor voor pendelarmatuur - wit | 128 | 15.225
3SKB | Pendelset zwart | 128 | 11.025
3SKW | Pendelset wit | 128 | 11.025
3MECONB | Koppelset zwart | 128 | 5.25
3MECONW | Koppelset wit | 128 | 5.25
3MONOPB | Mono Point zwart | 128 | 19.95
3MONOPW | Mono Point wit | 128 | 19.95
MN1458WBCCT | Moon 145 CCT zwart | 132 | 48.5
MN1458WCCT | Moon 145 CCT wit | 132 | 48.5
MN18014WBCCT | Moon 180 CCT zwart | 132 | 61.5
MN18014WCCT | Moon 180 CCT wit | 132 | 61.5
MN24018WBCCT | Moon 240 CCT zwart | 132 | 88.5
MN24018WCCT | Moon 240 CCT wit | 132 | 88.5
MN24018WBTDCCT | Moon 240 TD CCT zwart | 132 | 107.5
MN24018WTDCCT | Moon 240 TD CCT wit | 132 | 107.5
MN24018WBDDCCT | Moon 240 DD CCT zwart | 132 | 123
MN24018WDDCCT | Moon 240 DD CCT wit | 132 | 123
MN50042BCCT | Moon 500 CCT zwart | 133 | 255.5
MN50042WCCT | Moon 500 CCT wit | 133 | 255.5
MN30024WBCCT | Moon 300 CCT zwart | 133 | 100.5
MN30024WCCT | Moon 300 CCT wit | 133 | 100.5
MN50042BTDCCT | Moon 500 TD CCT zwart | 133 | 282.5
MN50042WTDCCT | Moon 500 TD CCT wit | 133 | 282.5
MN50042BDDCCT | Moon 500 DD CCT zwart | 133 | 298
MN50042WDDCCT | Moon 500 DD CCT wit | 133 | 298
MN30024WBTDCCT | Moon 300 TD CCT zwart | 133 | 129.5
MN30024WTDCCT | Moon 300 TD CCT wit | 133 | 129.5
MN30024WBDDCCT | Moon 300 DD CCT zwart | 133 | 140.5
MN30024WDDCCT | Moon 300 DD CCT wit | 133 | 140.5
MN40040B | Moon Prisma 400 - zwart | 134 | 320
MN40040W | Moon Prisma 400 - wit | 134 | 320
MN60060B | Moon Prisma 600 - zwart | 134 | 430
MN60060W | Moon Prisma 600 - wit | 134 | 430
MN100075B | Moon Prisma 1000 zwart | 136 | 975
MN100075W | Moon Prisma 1000 wit | 136 | 975
MN80075B | Moon Prisma 800 zwart | 136 | 688.5
MN80075W | Moon Prisma 800 wit | 136 | 688.5
MNSUSPKITB | Pendelset zwart Moon 800 & 1000 | 136 | 64
MNSUSPKITW | Pendelset wit Moon 800 & 1000 | 136 | 64
MN120024WBCCT | Moon 1200 CCT zwart | 138 | 160.5
MN120024WCCT | Moon 1200 CCT wit | 138 | 160.5
MN120024WBDDCCT | Moon 1200 DD CCT zwart | 138 | 207.5
MN120024WDDCCT | Moon 1200 DD CCT wit | 138 | 207.5
MNS1458WBCCT | Moon Square 145 CCT zwart | 139 | 48.5
MNS1458WCCT | Moon Square 145 CCT wit | 139 | 48.5
MNS18014WBCCT | Moon Square 180 CCT zwart | 139 | 61.5
MNS18014WCCT | Moon Square 180 CCT wit | 139 | 61.5
MNS24018WBCCT | Moon Square 240 CCT zwart | 139 | 88.5
MNS24018WCCT | Moon Square 240 CCT wit | 139 | 88.5
MN24018WBSCCT | Moon Sensor 240 CCT zwart | 140 | 119
MN24018WSCCT | Moon Sensor 240 CCT wit | 140 | 119
MN18014WBSCCT | Moon Sensor 180 CCT zwart | 140 | 106
MN18014WSCCT | Moon Sensor 180 CCT wit | 140 | 106
MN24018WBECCT | Moon 240 Emergency CCT zwart | 141 | 186.5
MN24018WECCT | Moon 240 Emergency CCT wit | 141 | 186.5
MN24018WBSECCT | Moon 240 Sensor Emergency CCT zwart | 141 | 207.5
MN24018WSECCT | Moon 240 Sensor Emergency CCT wit | 141 | 207.5
MN24518WSS | Moon Slave | 145 | 147
MN24518WSM | Moon Master | 145 | 190
MN24518WSME | Moon Sensor Master Emergency | 145 | 253
MNA30022WCCT | Moon Adjust 300 wit | 146 | 60
MNA23516WCCT | Moon Adjust 235 wit | 146 | 43
MNPW25012B | Moon Premium Wand zwart | 148 | 98
MNPW25012W | Moon Premium Wand wit | 148 | 98
MNPE25012B | Moon Premium Emergency zwart | 148 | 167.5
MNPE25012W | Moon Premium Emergency wit | 148 | 167.5
MNP25012B | Moon Premium Plafond zwart | 148 | 93.5
MNP25012W | Moon Premium Plafond wit | 148 | 93.5
RDS12038K4E | Radial Slim Emergency 120 | 155 | 150.5
RDS12038K4SE | Radial Slim Sensor Emergency 120 | 156 | 173.5
RD12033SE | Radial 120 Sensor Emergency | 161 | 210
QC12036S | Quick Connect 120 Sensor | 164 | 131.5
QC6018S | Quick Connect 60 Sensor | 164 | 100
QCDBC | Quick Connect Dummy body connector | 167 | 6.5
QC120DB | Quick Connect Dummy Straight connector 120 | 167 | 44
QC150DB | Quick Connect Dummy Straight connector 150 | 167 | 52.5
QC60DB | Quick Connect Dummy Straight connector 60 | 167 | 30.5
QCLC | Quick Connect L-connector | 167 | 13
QCSC | Quick Connect Straight connector | 167 | 6.5
QCTC | Quick Connect T-connector | 167 | 17
QCCC | Quick Connect Cross Connector | 167 | 21
L7FLBSB065 | Flexio Surface Zwart/Zwart - 3000K - 50° | 77 | 130
L7FLBSB261 | Flexio Surface Zwart/Zwart - 2700K - 18° | 77 | 130
L7FLBSB262 | Flexio Surface Zwart/Zwart - 2700K - 25° | 77 | 130
L7FLBSB263 | Flexio Surface Zwart/Zwart - 2700K - 35° | 77 | 130
L7FLBSB265 | Flexio Surface Zwart/Zwart - 2700K - 50° | 77 | 130
UEB3000 | Noodunit 20-60 Vdc 2.5W | 171 | 101.5
LP606001 | Infinity 6060 - 3000K | 172 | 109.5
LP606041 | Infinity 6060 4000K | 172 | 109.5
LP3012001 | Infinity 30120 - 3000K | 172 | 109.5
LP3012041 | Infinity 30120 4000K | 172 | 109.5
LP606001CCT | Infinity BL 6060 - 2CCT | 172 | 79
LPFR606001 | Frame Infinity 6060 wit | 172 | 50
LPFR606005 | Frame Infinity 6060 zwart | 172 | 50
LPFR3012001 | Frame Infinity 30120 wit | 172 | 55
LPFR3012005 | Frame Infinity 30120 zwart | 172 | 55
LPCS4100 | Ophangkit Infinity LED Panel | 173 | 27.5
LPCB001 | Plafondplaatje rond wit | 173.28 | 25
LP3012001CCT | Infinity BL 30120 - 2CCT | 174 | 84
LP606001CCTD | Infinity BL 6060 DALI - 2CCT | 174 | 110.5
LP3012001CCTD | Infinity BL 30120 DALI - 2CCT | 174 | 115.5
LPCS4100BL | Ophangkit Infinity BL LED Panel | 175 | 25
LPREC14BL | Inbouwset Infinity BL LED Panel | 175 | 8
L7FLBSC061 | Flexio Surface Zwart/Chrome zwart - 3000K - 18° | 77 | 130
L7FLBSC062 | Flexio Surface Zwart/Chrome zwart - 3000K - 25° | 77 | 130
L7FLBSC063 | Flexio Surface Zwart/Chrome zwart - 3000K - 35° | 77 | 130
L7FLBSC065 | Flexio Surface Zwart/Chrome zwart - 3000K - 50° | 77 | 130
L7FLBSC261 | Flexio Surface Zwart/Chrome zwart - 2700K - 18° | 77 | 130
L7FLBSC262 | Flexio Surface Zwart/Chrome zwart - 2700K - 25° | 77 | 130
L7FLBSC263 | Flexio Surface Zwart/Chrome - 2700K - 35° | 77 | 130
L7FLBSC265 | Flexio Surface Zwart/Chrome zwart - 2700K - 50° | 77 | 130
L7FLBSG061 | Flexio Surface Zwart/Goud - 3000K - 18° | 77 | 130
L7FLBSG062 | Flexio Surface Zwart/Goud - 3000K - 25° | 77 | 130
L7FLBSG063 | Flexio Surface Zwart/Goud - 3000K - 35° | 77 | 130
L7FLBSG065 | Flexio Surface Zwart/Goud - 3000K - 50° | 77 | 130
L7FLBSG261 | Flexio Surface Zwart/Goud - 2700K - 18° | 77 | 130
L7FLBSG262 | Flexio Surface Zwart/Goud - 2700K - 25° | 77 | 130
L7FLBSG263 | Flexio Surface Zwart/Goud - 2700K - 35° | 77 | 130
L7FLBSG265 | Flexio Surface Zwart/Goud - 2700K - 50° | 77 | 130
L7FLBSW061 | Flexio Surface Zwart/Wit - 3000K - 18° | 77 | 130
L7FLBSW062 | Flexio Surface Zwart/Wit - 3000K - 25° | 77 | 130
L7FLBSW063 | Flexio Surface Zwart/Wit - 3000K - 35° | 77 | 130
L7FLBSW065 | Flexio Surface Zwart/Wit - 3000K - 50° | 77 | 130
L7FLBSW261 | Flexio Surface Zwart/Wit - 2700K - 18° | 77 | 130
L7FLBSW262 | Flexio Surface Zwart/Wit - 2700K - 25° | 77 | 130
L7FLBSW263 | Flexio Surface Zwart/Wit - 2700K - 35° | 77 | 130
L7FLBSW265 | Flexio Surface Zwart/Wit - 2700K - 50° | 77 | 130
L5204815WD | Dolpin Voeding 48Vdc - 150W | 110.328 | 50.4
L5204804WD | Dolpin Voeding 48Vdc - 40W | 110.328 | 25.2
L5204832W2G | Shark Voeding 48Vdc - 320W | 110.328 | 133
L5204810WD | Dolpin Voeding 48Vdc - 100W | 110.328 | 39.2
L5204824W2G | Shark Voeding 48Vdc - 240W | 110.328 | 79.8
L5204806WD | Dolpin Voeding 48Vdc - 60W | 110.328 | 30.8
L711UDA1 | Montagebeugel Highbay Ultra Disc 320 | 169 | 10
MS4W01 | Micro wit | 186 | 35.5
MS4W04 | Micro alu | 186 | 35.5
DL-M24W1608-01 | Macros 24 Frost | 186 | 92
MC15W301 | Macros 15 Pro | 188 | 95.5
MC24W301 | Macros 24 Pro | 188 | 134.5
MC30W301 | Macros 30 Pro | 189 | 159.5
MC36W301 | Macros 36 Pro | 189 | 195.5
CF39501 | Creatos Mini Frost | 190 | 44
CC59001 | Creatos Mini | 190 | 48
CF84201 | Creatos Frost | 191 | 71.5
CC85001 | Creatos | 191 | 91
L5W27D | Reflex LED5 titan 2700K | 193 | 17
L5W27DB | Reflex LED5 zwart 2700K | 193 | 17
L5W27DW | Reflex LED5 wit 2700K | 193 | 17
L5W380D | Reflex LED 5 titan - 3000K | 193 | 17
L5W380DB | Reflex LED5 zwart 3000K | 193 | 17
L5W380DW | Reflex LED 5 wit - 3000K | 193 | 17
L6W27D | Reflex LED 6 titan 2700K | 193 | 19
L6W27DB | Reflex LED 6 zwart 2700K | 193 | 19
L6W27DW | Reflex LED 6 wit 2700K | 193 | 19
L6W30D | Reflex LED 6 titan 3000K | 193 | 19
L6W30DB | Reflex LED 6 zwart 3000K | 193 | 19
L6W30DW | Reflex LED 6 wit 3000K | 193 | 19
VA105115 | Vario alu met bladveren | 195 | 31
VA105117 | Vario alu met vlinderveren | 195 | 31
VA105210 | Vario wit met bladveren | 195 | 31
TR106118 | Tronix alu | 195 | 27
TR106201 | Tronix wit | 195 | 27
MA106117 | Matrix alu | 195 | 27
MA106202 | Matrix wit | 195 | 27
TE105116 | Techno alu met bladveren | 196 | 31
TE105201 | Techno wit met bladveren | 196 | 31
601716 | Master ijzer geborsteld | 196 | 13.5
L711UD0809 | Highbay Ultra Disc 320 | 169 | 210
L711UDA4 | Reflector Highbay Ultra Disc 320 | 170 | 75
L711UDA3 | Remote Control Highbay Ultra Disc 320 | 170 | 50
L711UDA2 | Sensor Highbay Ultra Disc 320 | 170 | 30
L7A100W65 | Arena 100 3000K - wit | 178 | 81.9
L7A070W85 | Arena 75 4000K - wit | 178 | 49.4
L7A070B85 | Arena 75 4000K - zwart | 178 | 49.4
L7A070B65 | Arena 75 3000K - zwart | 178 | 49.4
L7A100B65 | Arena 100 3000K - zwart | 178 | 81.9
L7A100W85 | Arena 100 4000K - wit | 178 | 81.9
L7A100B85 | Arena 100 4000K - zwart | 178 | 81.9
L7A070W65 | Arena 75 3000K - wit | 178 | 49.4
L7A150B67 | Arena 150 3000K - zwart | 179 | 122.2
L7A150W67 | Arena 150 3000K - wit | 179 | 122.2
L7A150B87 | Arena 150 4000K - zwart | 179 | 122.2
L7A150W87 | Arena 150 4000K - wit | 179 | 122.2
L7PXB84SRO | Performance XS 4000K - zwart | 182 | 108
L7PXW84SRO | Performance XS 4000K - wit | 182 | 108
L7PSPB34SRO | Performance S Power 2700K - zwart | 182 | 187.2
L7PSPB64SRO | Performance S Power 3000K - zwart | 182 | 187.2
L7PSPB84SRO | Performance S Power 4000K - zwart | 182 | 187.2
L7PSPW84SRO | Performance S Power 4000K - wit | 182 | 187.2
L7PXB34SRO | Performance XS 2700K - zwart | 182 | 108
L7PXW34SRO | Performance XS 2700K - wit | 182 | 108
L7PSPW64SRO | Performance S Power 3000K - wit | 182 | 187.2
L7PXW64SRO | Performance XS 3000K - wit | 182 | 108
L7PXB64SRO | Performance XS 3000K - zwart | 182 | 108
L7PMB64SRO | Performance M 3000K - zwart | 183 | 187.5
L7PMW84SRO | Performance M 4000K - wit | 183 | 187.5
L7PMW64SRO | Performance M 3000K - wit | 183 | 187.5
L7PMB84SRO | Performance M 4000K - zwart | 183 | 187.5
L7MA00M0608 | Actor M | 185 | 50
L7MA00L0608 | Actor L | 185 | 55
L7MA0XL0608 | Actor XL | 185 | 60
L7MA00S0608 | Actor S | 185 | 45
L6R2926 | Flex Strip Rocket 900 ultra warm wit | 200 | 156
L6R1926 | Flexstrip Rocket 450 ultra warm wit | 200 | 97.5
L64926 | Flex Strip 400 Mono ultra warm wit | 202 | 65
L64936 | Flex Strip 400 Mono soft warm wit | 202 | 65
L64906 | Flex Strip 400 Mono warm wit | 202 | 65
L62808EK | Flex Strip 400 Energy Mono neutraal wit - 20m | 202 | 208
L62806EK | Flex Strip 400 Energy Mono warm wit - 20m | 202 | 208
L64908K | Flex Strip 400 Mono neutraal wit - 20m | 202 | 260
L68906 | Flex Strip 800 Mono warm wit | 203 | 109.2
L66806EK | Flex Strip 800 Energy Mono warm wit - 20m | 203 | 364
L66804E | Flex Strip 800 Energy Mono koud wit | 203 | 91
L68936HL | Flex Strip HE+ 800 Mono soft warm wit | 204 | 153.4
L68908HLK | Flex Strip 800 HE+ Mono neutraal wit - 20m | 204 | 613.6
L6SPSG08 | Flex Strip Spotless neutraal wit | 205.243 | 149.5
L6SPFC08 | Flex Strip Spotless Free Cut neutraal wit | 205.243 | 169
L62C006LP | Flex Strip COB IP20 warm wit | 206 | 115.7
L68208002G | Flex Strip Dynamic White | 208 | 244.4
L6V4826 | Flex Strip Xtend mono 48V IP20 - 20m | 209 | 582.4
L6507K | Flex Strip HD RGB 20M | 211 | 457.6
L6507 | Flex Strip RGB 5M | 211 | 114.4
L65D826 | Flex Strip RGB + 2700K | 212 | 187.2
L65D906 | Flex Strip RGB+ CCT 5-in-1 | 212 | 260
L65D804 | Flex Strip RGB + 6500K | 212 | 187.2
L6V48D808 | Flex Strip Xtend RGBW neutraal wit | 213 | 1119.3
L62EC07 | Lineair Connector | 214 | 2.6
L65EC07 | Lineair Connector | 214 | 2.6
L63EC03C | Lineair Connector | 214 | 2.6
L63EC03S | Lineair Connector | 214 | 2.6
L65EC05 | Aansluitconnector | 214 | 2.6
L62EC08 | L-Connector | 214 | 2.6
L63EC04C | L-Connector | 214 | 2.6
L62EC05 | Aansluitconnector | 214 | 2.6
L63EC01C | Aansluitconnector | 214 | 2.6
L63EC01S | Aansluitconnector | 214 | 2.6
L65EC08 | L-Connector | 214 | 2.6
L62EC06 | Kabelverbinder | 214 | 2.6
L65EC06 | Kabelverbinder | 214 | 2.6
L63EC02C | Kabelverbinder | 214 | 2.6
L63EC02S | Kabelverbinder | 214 | 2.6
L68EC63 | Lineair Connector | 215 | 2.6
L68EC13 | Kabelverbinder | 215 | 5.2
L68EC13 | Kabelverbinder | 215 | 5.2
L68EC61 | Aansluitconnector | 215 | 5.2
L65EC13 | Kabelverbinder | 215 | 3.9
L68EC14 | Linear connector | 215 | 2.6
L68EC14 | Lineair Connector | 215 | 2.6
L65EC11 | Aansluitconnector | 215 | 2.6
L65EC12 | Aansluitconnector 4-PIN Mini | 215 | 7.8
L65EC14 | Linear connector | 215 | 2.6
L68EC11 | Aansluitconnector | 215 | 2.6
L68EC11 | Aansluitconnector | 215 | 2.6
L68EC62 | Kabelverbinder | 215 | 5.2
L6806S22G | Flex Strip Digital 60 SEG - RGB - 3IN1 | 217 | 169
L6806S12G | Flex Strip Digital 60 SEG - RGB - 3-IN-1 | 217 | 169
L6806S5 | Flex Strip Digital 60 SEG - RGBW IP20 - 4IN1 | 218 | 182
L6803 | Flex Strip DIGITAL 30 - WS2813 - RGB 3IN1 | 218 | 187.2
L6806 | Flex Strip DIGITAL 60-5 - RGB 3IN1 | 219 | 292.5
L6806S4 | Flex Strip Digital 60-12 IP20 - RGB - 3IN1 | 219 | 357.5
L68606S5 | Flex Strip Digital 60 SEG RGBW IP65 | 220 | 234
L68603 | Flex Strip Digital 30 IP65 | 220 | 219.7
L68606S4 | Flex Strip Digital 60-12 IP65 | 221 | 409.5
L68606 | Flex Strip Digital 60-5 IP65 | 221 | 317.2
L5136108 | Digital controller - DiGidot C4 Extended 8 | 222 | 990
L5136012 | Digital controller - DiGidot C4 Live 12 | 222 | 570
L5136104 | Digital controller - DiGidot C4 Extended 4 | 222 | 655
L369074 | 2-Module LED ketting | 223 | 94.9
L369084 | 4-Module LED ketting | 223 | 146.9
L6V48526 | Flex Strip IP65 Xtend Mono 2700K - 48v - 20m | 224 | 595.4
L6V48506 | Flex Strip IP65 Xtend Mono 3000K - 48V - 20m | 224 | 595.4
L6V48508 | Flex Strip IP65 Xtend Mono 4000K - 48V - 20m | 224 | 595.4
L6HT826 | Flex Strip Wellness - IP67 - 2700K | 225 | 325
L6OP2062G | Flex Strip Opal Milan warm wit | 227 | 209.3
L6OP2262G | Flex Strip Opal Milan ultra warm wit | 227 | 209.3
L6OP2A4 | Eindkappen Opal Milan | 227 | 6.5
L6OP2362G | Flex Strip Opal Milan soft warm wit | 227 | 209.3
L6OP4A4 | Eindkappen Opal Liverpool | 227 | 6.5
L6OP400 | Flex Strip Opal Liverpool RGB | 227 | 252.2
L6OP3A3 | Eindkappen Opal Hamburg | 228 | 6.5
L6OP3362G | Flex Strip Opal Hamburg soft warm wit | 228 | 235.3
L6OP3262G | Flex Strip Opal Hamburg ultra warm wit | 228 | 235.3
L6OP726S2G | Flex Strip Opal Shape IP65 - Zij-invoer | 230 | 559
L6OP8262G | Flex Strip Opal Shape Xtend 48V - Rechte invoer | 230 | 1300
L6OP808S2G | Flex Strip Opal Shape Xtend 48V - Zij-invoer | 230 | 1300
L6OP8062G | Flex Strip Opal Shape Xtend 48V - Rechte invoer | 230 | 1300
L6OP826S2G | Flex Strip Opal Shape Xtend 48V - Zij-invoer | 230 | 1300
L6OP806S2G | Flex Strip Opal Shape Xtend 48V - Zij-invoer | 230 | 1300
L6OP8082G | Flex Strip Opal Shape Xtend 48V - Rechte invoer | 230 | 1300
L6OP700S2G | Flex Strip Opal Shape RGB - Zij invoer | 232 | 450
L6OP7002G | Flex Strip Opal Shape RGB - Rechte invoer | 232 | 450
L6OP7A23 | Opal Shape Bracket | 233 | 22.75
L6OP7A24B | Opal Shape Wave Kit zwart | 233 | 18
L6OP7A20 | Opal Shape PC Tube | 233 | 34
L6OP7A25 | Opal Shape Cable Kit | 233 | 20
L6OP7A202B | Opal Shape 02 - Eindkap draaibaar - zwart | 233 | 24
L6OP7A202W | Opal Shape 02 - Eindkap draaibaar - wit | 233 | 24
L6OP7A201B | Opal Shape 01 - Eindkap voor kabeldoorvoer - zwart | 233 | 22
L6OP7A201W | Opal Shape 01 - Eindkap voor kabeldoorvoer - wit | 233 | 22
L6OP7A203B | Opal Shape 03 - Eindkap vrij hangend - zwart | 233 | 19
L6OP7A203W | Opal Shape 03 - Eindkap vrij hangend - wit | 233 | 19
L6OP7A203G | Opal Shape 03 - Eindkap vrij hangend - goud | 233 | 23
L6OP7A21 | Opal Shape eindstukken | 233 | 11
L6OP7A202G | Opal Shape 02 - Eindkap draaibaar - goud | 233 | 32
L6OP7A201G | Opal Shape 01 - Eindkap voor kabeldoorvoer - goud | 233 | 29
L6OP7A204B | Opal Shape Montageplaat - zwart | 233 | 60
L6OP7A204W | Opal Shape Montageplaat - wit | 233 | 60
L6OP7A204G | Opal Shape Montageplaat - goud | 233 | 85
L6OP7A24W | Opal Shape Wave Kit wit | 233 | 18
L6OP7A22 | Opal Shape montageclips | 233 | 25
L6OP7SRCSG | Opal Shape Saber Susp RC Kit - goud | 235 | 155
L6OP7SRCSB | Opal Shape Saber Susp RC Kit - zwart | 235 | 130
L6OP7SRCSW | Opal Shape Saber Susp RC Kit - wit | 235 | 130
L6OP7SRCB | Opal Shape Saber RC Kit - zwart | 235 | 100
L6OP7SRCW | Opal Shape Saber RC Kit - wit | 235 | 100
L6OP7SRCG | Opal Shape Saber RC Kit - goud | 235 | 125
L6OP7TCB | Opal Shape Tritopus Plafond Kit - zwart | 236 | 480
L6OP7TTB | Opal Shape Tritopus Tube Kit - zwart | 236 | 530
L6OP7TCW | Opal Shape Tritopus Plafond Kit - wit | 236 | 480
L6OP7TTW | Opal Shape Tritopus Tube Kit - wit | 236 | 530
L6OP7TTG | Opal Shape Tritopus Tube Kit - goud | 236 | 555
L6OP7TCG | Opal Shape Tritopus Plafond Kit - goud | 236 | 505
L6OP7QTG | Opal Shape Quintopus Tube Kit - goud | 237 | 845
L6OP7QTB | Opal Shape Quintopus Tube Kit - zwart | 237 | 820
L6OP7QTW | Opal Shape Quintopus Tube Kit - wit | 237 | 820
L6OP7QCG | Opal Shape Quintopus Plafond Kit - goud | 238 | 725
L6OP7QCB | Opal Shape Quintopus Plafond Kit - zwart | 238 | 700
L6OP7QCW | Opal Shape Quintopus Plafond Kit - wit | 238 | 700
L6OP7SCG | Opal Shape Septopus RC Kit - goud | 238 | 1155
L6OP7SCW | Opal Shape Septopus RC Kit - wit | 238 | 1130
L6OP7SCB | Opal Shape Septopus RC Kit - zwart | 238 | 1130
L6OP7QLCG | Opal Shape Quintopus Lineair Kit - goud | 239 | 845
L6OP7QLCB | Opal Shape Quintopus Lineair Kit - zwart | 239 | 820
L6OP7QLCW | Opal Shape Quintopus Lineair Kit - wit | 239 | 820
L6OP7L06WDA | Opal Linotopus DALI - 3000K - wit | 240 | 990
L6OP7L26BDA | Opal Linotopus DALI - 2700K - zwart | 240 | 990
L6OP7L26WDA | Opal Linotopus DALI - 2700K - wit | 240 | 990
L6OP7L06BDA | Opal Linotopus DALI - 3000K - zwart | 240 | 990
L6OP7L06W | Opal Linotopus - 3000K - wit | 240 | 890
L6OP7L06B | Opal Linotopus - 3000K - zwart | 240 | 890
L6OP7L26B | Opal Linotopus - 2700K - zwart | 240 | 890
L6OP7L26W | Opal Linotopus - 2700K - wit | 240 | 890
L6OP7SRC1206B | Opal Shape Saber Suspension RC 120 - 3000K - zwart | 240 | 180
L6OP7SRC1206W | Opal Shape Saber Suspension RC 120 - 3000K - wit | 240 | 180
SLL3MB | 300cm S-Line Low zwart + cover + endcaps | 260 | 46.2
SLL2MW | 200cm S-Line Low wit + cover + endcaps | 260 | 34.64
SLL2MB | 200cm S-Line Low zwart + cover + endcaps | 260 | 34.64
SULL2MB | 200cm SU-Line Low black + cover + endcaps | 260 | 40.92
SLL3MW | 300cm S-Line Low wit + cover + endcaps | 260 | 46.2
SULL2MW | 200cm SU-Line Low white + cover + endcaps | 260 | 40.92
SULL3MW | 300 cm SU-Line Low white + cover + endcaps | 260 | 48.5
SLS2MW | 200cm S-Line Standard wit + cover + endcaps | 260 | 43.28
SLS2MB | 200cm S-Line Standard zwart + cover + endcaps | 260 | 43.28
SLS3MB | 300cm S-Line Standard zwart + cover + endcaps | 260 | 59.16
SLS3MW | 300cm S-Line Standard wit + cover + endcaps | 260 | 59.16
SULL3MA | 300 cm SU-Line Low alu + cover + endcaps | 260 | 46.2
SULL3MB | 300 cm SU-Line Low black + cover + endcaps | 260 | 48.5
SLL2MA | 200cm S-Line Low alu + cover + endcaps | 260 | 30.32
SLL3MA | 300cm S-Line Low alu + cover + endcaps | 260 | 40.92
SULL2MA | 200cm SU-Line Low alu + cover + endcaps | 260 | 34.64
SLS2MA | 200cm S-Line Standard alu + cover + endcaps | 260 | 37.52
SLS3MA | 300cm S-Line Standard alu + cover + endcaps | 260 | 51.72
MLL2MB | 200cm M-Line Low zwart + cover + endcaps | 261 | 47.6
MLL2MW | 200cm M-Line Low wit + cover + endcaps | 261 | 47.6
MLL3MW | 300cm M-Line Low wit + cover + endcaps | 261 | 63.42
MLS2MB | 200cm M-Line Standard zwart + cover + endcaps | 261 | 51.2
MLL3MB | 300cm M-Line Low zwart + cover + endcaps | 261 | 65.64
MLS2MW | 200cm M-Line Standard wit + cover + endcaps | 261 | 51.2
MLS3MB | 300cm M-Line Standard zwart + cover + endcaps | 261 | 71.04
MLS3MW | 300cm M-Line Standard wit + cover + endcaps | 261 | 71.04
MLL2MA | 200cm M-Line Low alu + cover + endcaps | 261 | 41.72
MLL3MA | 300cm M-Line Low alu + cover + endcaps | 261 | 58.02
MLS2MA | 200cm M-Line Standard alu + cover + endcaps | 261 | 44.72
MLS3MA | 300cm M-Line Standard alu + cover + endcaps | 261 | 62.52
MLS243MB | 300cm M-Line Standard 24 black + cover + endcaps | 261 | 88.32
MLS243MW | 300cm M-Line Standard 24 white + cover + endcaps | 261 | 88.32
MLS242MB | 200cm M-Line Standard 24 black + cover + endcaps | 261 | 62.72
MLS242MW | 200cm M-Line Standard 24 white + cover + endcaps | 261 | 62.72
MLS242MA | 200cm M-Line Standard 24 alu + cover + endcaps | 261 | 54.32
MLS243MA | 300cm M-Line Standard 24 alu + cover + endcaps | 261 | 76.92
L6OP7SRC1226B | Opal Shape Saber Suspension RC 120 - 2700K - zwart | 240 | 180
L6OP7SRC1226W | Opal Shape Saber Suspension RC 120 - 2700K - wit | 240 | 180
L6OP7SRC6006B | Opal Shape Saber Suspension RC 60 - 3000K - zwart | 240 | 120
L6OP7SRC6006W | Opal Shape Saber Suspension RC 60 - 3000K - wit | 240 | 120
L6OP7SRC6026B | Opal Shape Saber Suspension RC 60 - 2700K - zwart | 240 | 120
L6OP7SRC6026W | Opal Shape Saber Suspension RC 60 - 2700K - wit | 240 | 120
L6OP7SRC1206G | Opal Shape Saber Suspension RC 120 - 3000K - goud | 240 | 205
L6OP7SRC1226G | Opal Shape Saber Suspension RC 120 - 2700K - goud | 240 | 205
L6OP7SRC6006G | Opal Shape Saber Suspension RC 60 - 3000K - goud | 240 | 145
L6OP7SRC6026G | Opal Shape Saber Suspension RC 60 - 2700K - goud | 240 | 145
L65D5826 | Flex Strip IP67 RGBW 2700K - 4-IN-1 | 248 | 227.5
L372A53 | Flex Tube Flat Curve profiel 30cm | 250 | 13
L372A55 | Flex Tube Flat Curve profiel 50 cm | 250 | 18
L372A22 | Flex Tube Flat profiel 2 meter | 250 | 49
L372000R | Flex Tube Flat RGB | 250 | 6110
L372A59 | Flex Tube Flat Curve profiel 90 cm | 250 | 29
L372A80 | Flex Tube aansluitkabel "links" zijkant RGB | 250 | 18
L372A84 | Flex Tube aansluitkabel "links" onderkant RGB | 250 | 18
L372A86 | Flex Tube kabelverbinder RGB | 250 | 40
L372A51 | Flex Tube Flat Curve profiel 10cm | 250 | 5
L372A66 | Flex Tube kabelverbinder mono | 250 | 38
L372006R | Flex Tube Flat warm wit | 250 | 5330
L372004R | Flex Tube Flat wit | 250 | 5330
L372A35 | Flex Tube eindkap rechts | 250 | 10
L372A60 | Flex Tube aansluitkabel "links" zijkant mono | 250 | 16
L372A63 | Flex Tube aansluitkabel "rechts" zijkant mono | 250 | 16
L372A34 | Flex Tube eindkap links | 250 | 10
L372A64 | Flex Tube aansluitkabel "links" onderkant mono | 250 | 16
L372HT06R | Flex Tube Sauna warm wit | 252 | 6370
L372HT26R | Flex Tube Sauna ultra warm wit | 252 | 6370
L372HT46R | Flex Tube Sauna ambiance warm wit | 252 | 6370
L372HT00R | Flex Tube Sauna - RGBW | 252 | 7280
L6C2000B | Flex Line Porter Mounting Kit 20m | 255 | 325
L6C0600B | Flex Line Porter Mounting Kit 6m | 255 | 208
L6C1200B | Flex Line Porter Mounting Kit 12m | 255 | 234
L692S3EB | Eindkap vlak zwart | 262 | 5.4
L691S3EB | End Cap Vlak zwart | 262 | 5.4
L691S3EW | End Cap Vlak wit | 262 | 5.4
L691S3E | End Cap Vlak alu | 262 | 4.2
L691R2E | End Cap Rond alu | 262 | 4.2
L691000BX | 300 cm S-Line Standard profiel zwart | 262 | 30.24
L691000WX | 300 cm S-Line Standard profiel wit | 262 | 30.24
L69U000WX | 300 cm SU-Line Low profiel wit | 262 | 17.28
L69US3MX | Cover 300 cm vlak - opaal | 262 | 15.3
L69US3M | Cover 200 cm vlak - opaal | 262 | 10.2
L691000W | 200 cm S-Line Standard profiel wit | 262 | 20.16
L691R2EW | End Cap Rond wit | 262 | 5.4
L691000B | 200 cm S-Line Standard profiel zwart | 262 | 20.16
L691S3EL | Eindkap Vlak Hole alu | 262 | 4.2
L69U000BX | 300 cm SU-Line Low profiel zwart | 262 | 17.28
L69U000X | 300 cm SU-Line Low profiel alu | 262 | 14.4
L69U000B | 200 cm SU-Line Low profiel zwart | 262 | 11.52
L69U000W | 200 cm SU-Line Low profiel wit | 262 | 11.52
L691S3EBL | Eindkap Vlak Hole zwart | 262 | 5.4
L691S3EWL | Eindkap Vlak Hole wit | 262 | 5.4
L691R2EB | End Cap Rond zwart | 262 | 5.4
L691000X | 300 cm S-Line Standard profiel alu | 262 | 25.2
L691000 | 200 cm S-Line Standard profiel alu | 262 | 16.8
L69U000 | 200 cm SU-Line Low profiel alu | 262 | 9.6
L692S3EW | End Cap Vlak wit | 262.263 | 5.4
l692S3EW | Eindkap vlak wit - O-Line | 262.263 | 5.4
L692S3E | End Cap Vlak alu | 262.263 | 4.2
L695FS3EB | End Cap Vlak zwart | 263 | 7.2
L695FS3EW | End Cap Vlak wit | 263 | 7.2
L6922S3E | End Cap Vlak alu | 263 | 4.2
L692000BX | 300 cm S-Line Low profiel zwart | 263 | 17.28
L695FS3E | End Cap Vlak alu | 263 | 6
L695F0WX | 300 cm S-Line Flat Recess profiel wit | 263 | 27
L695F0BX | 300 cm S-Line Flat Recess profiel zwart | 263 | 27
L693S3E | End Cap Vlak alu | 263 | 4.2
L692000W | 200 cm S-Line Low profiel wit | 263 | 11.52
L692000WX | 300 cm S-Line Low profiel wit | 263 | 17.28
L695F0B | 200 cm S-Line Flat Recess profiel zwart | 263 | 18
L6922R2E | End Cap Rond alu | 263 | 4.2
L692000B | 200 cm S-Line Low profiel zwart | 263 | 11.52
L6922R2EW | End Cap Rond wit | 263 | 5.4
L692R2EW | End Cap Rond wit | 263 | 5.4
L695000WX | 300 cm S-Line Recess profiel wit | 263 | 32.4
L695000W | 200 cm S-Line Recess profiel wit | 263 | 21.6
L692R2E | End Cap Rond alu | 263 | 4.2
L692S3EL | Eindkap Vlak Hole alu | 263 | 4.2
L693000WX | 300 cm S-Line Corner profiel wit | 263 | 38.88
L695F0W | 200 cm S-Line Flat Recess profiel wit | 263 | 18
L693000W | 200 cm S-Line Corner profiel wit | 263 | 25.92
L695S3E | End Cap Vlak alu | 263 | 4.2
L695F0X | 300 cm S-Line Flat Recess profiel alu | 263 | 22.5
L695F0 | 200 cm S-Line Flat Recess profiel alu | 263 | 15
L6922S3EW | End Cap Vlak wit | 263 | 5.4
L692000X | 300 cm S-Line Low profiel alu | 263 | 14.4
L692000 | 200 cm S-Line Low profiel alu | 263 | 9.6
L692S3EBL | Eindkap Vlak Hole zwart | 263 | 5.4
L692S3EWL | Eindkap Vlak Hole wit | 263 | 5.4
L693S3EW | End Cap Vlak wit | 263 | 5.4
L695S3EW | End Cap Vlak wit | 263 | 5.4
L693000 | 200 cm S-Line Corner profiel alu | 263 | 21.6
L693000X | 300 cm S-Line Corner profiel alu | 263 | 32.4
L695000X | 300 cm S-Line Recess profiel alu | 263 | 27
L695000 | 200 cm S-Line Recess profiel alu | 263 | 18
L692200WX | 300 cm S-Line Low 24 profiel wit | 263 | 30.24
L692200W | 200 cm S-Line Low 24 profiel wit | 263 | 20.16
L692200 | 200 cm S-Line Low 24 profiel alu | 263 | 16.8
L692200X | 300 cm S-Line Low 24 profiel alu | 263 | 25.2
L699000WX | 300 cm S-Line Step profiel wit | 264 | 97.2
L696000WX | 300 cm S-Line Wall profiel alu | 264 | 58.32
L699000W | 200 cm S-Line Step profiel wit | 264 | 64.8
L696000W | 200 cm S-Line Wall profiel wit | 264 | 38.88
L696S3EW2 | End Cap Vlak wit | 264 | 10.8
L69900E2W | End cap Vlak wit | 264 | 10.8
L69900E2 | End cap Vlak alu | 264 | 7.2
L696100E | End Cap vlak links + rechts alu | 264 | 6
L696100W | 200 cm S-Line Wall Square profiel wit | 264 | 37.44
L696S3E2 | End Cap Vlak alu | 264 | 7.2
L696100WX | 300 cm S-Line Wall Square profiel wit | 264 | 56.16
L696000X | 300 cm S-Line Wall profiel alu | 264 | 48.6
L699000X | 300 cm S-Line Step profiel alu | 264 | 81
L696000 | 200 cm S-Line Wall profiel alu | 264 | 32.4
L696100EW | End Cap vlak links + rechts wit | 264 | 7.2
L696100 | 200 cm S-Line Wall Square profiel alu | 264 | 31.2
L699000 | 200 cm S-Line Step profiel alu | 264 | 54
L696100X | 300 cm S-Line Wall Square profiel alu | 264 | 46.8
L690004 | 200 cm Montageprofiel alu | 264.267 | 10.8
L691S3BX | Cover 300 cm vlak - zwart | 265 | 25.2
L691S3B | Cover 200 cm vlak - zwart | 265 | 16.8
L691S3MK | Endless Cover S-Line vlak opaal | 265 | 61.2
L691S3MBX | Cover 300 cm break resistant opaal | 265 | 19.8
L691S3MB | Cover 200 cm break resistant opaal | 265 | 13.2
L691S3FK | Endless Cover S-Line vlak mat | 265 | 61.2
L691S3M | Cover 200 cm vlak - opaal | 265 | 10.2
L691S3MX | Cover 300 cm vlak - opaal | 265 | 15.3
L691S3F | Cover 200 cm vlak - mat | 265 | 10.2
L691S3FX | Cover 300 cm vlak - mat | 265 | 15.3
L691S3C | Cover 200 cm vlak - helder | 265 | 10.2
L691S3CX | Cover 300 cm vlak - helder | 265 | 15.3
L691R2FX | Cover 300 cm rond - mat | 265 | 23.4
L691R2F | Cover 200 cm rond - mat | 265 | 15.6
L691R2MX | Cover 300 cm rond - opaal | 265 | 23.4
L691R2M | Cover 200 cm rond - opaal | 265 | 15.6
L690S3EB | End Cap Vlak zwart | 266 | 5.4
L69BS3EW | End Cap Vlak wit | 266 | 5.4
L690S3EW | End Cap Vlak wit | 266 | 5.4
L69BS3EB | End Cap Vlak zwart | 266 | 5.4
L69BS3E | End Cap Vlak alu | 266 | 4.2
L69A000WX | 300 cm M-Line Extra Low profiel wit | 266 | 23.76
L69A000W | 200 cm M-Line Extra Low profiel wit | 266 | 15.84
L69B000B | 200 cm M-Line Low profiel zwart | 266 | 20.88
L69B000WX | 300 cm M-Line Low profiel wit | 266 | 31.32
L69BR2E | End Cap Rond alu | 266 | 4.2
L69B000W | 200 cm M-Line Low profiel wit | 266 | 20.88
L69B000BX | 300 cm M-Line Low profiel zwart | 266 | 31.32
L690S1E | End Cap Vierkant alu | 266 | 4.2
L690000B | 200 cm M-Line Standard profiel zwart | 266 | 24.48
L69D000WX | 300 cm M-Line Corner profiel wit | 266 | 77.76
L690000BX | 300 cm M-Line Standard profiel zwart | 266 | 36.72
L69BR2EW | End Cap Rond wit | 266 | 5.4
L69BS1EB | End Cap Vierkant zwart | 266 | 5.4
L69A000 | 200 cm M-Line Extra Low profiel alu | 266 | 13.2
L690R2EW | End Cap Rond wit | 266 | 5.4
L690S1EB | End Cap Vierkant zwart | 266 | 5.4
L690000WX | 300 cm M-Line Standard profiel wit | 266 | 36.72
L69A000X | 300 cm M-Line Extra Low profiel alu | 266 | 19.8
L690000W | 200 cm M-Line Standard profiel wit | 266 | 24.48
L69D000W | 200 cm M-Line Corner profiel wit | 266 | 51.84
L690R2EB | End Cap Rond zwart | 266 | 5.4
L690R2E | End Cap Rond alu | 266 | 4.2
L69BS1E | End Cap Vierkant alu | 266 | 4.2
L69DS3E | End Cap Vlak alu | 266 | 4.2
L690S3EBL | Eindkap Vlak Hole zwart | 266 | 5.4
L69D000X | 300 cm M-Line Corner profiel alu | 266 | 64.8
L69B000 | 200 cm M-Line Low profiel alu | 266 | 17.4
L69D000 | 200 cm M-Line Corner profiel alu | 266 | 43.2
L69B000X | 300 cm M-Line Low profiel alu | 266 | 26.1
L69BS1EW | End Cap Vierkant wit | 266 | 5.4
L69BR2EB | End Cap Rond zwart | 266 | 5.4
L690S1EW | End Cap Vierkant wit | 266 | 5.4
L69DS3EW | End Cap Vlak wit | 266 | 5.4
L690000 | 200 cm M-Line Standard profiel alu | 266 | 20.4
L690000X | 300 cm M-Line Standard profiel alu | 266 | 30.6
L690S3E | End Cap Vlak alu | 266.279 | 4.2
L690S3EL | Eindkap Vlak Hole alu | 266.279 | 4.2
L690S3EWL | Eindkap Vlak Hole wit | 266.279 | 5.4
L69HL45EB | End Cap Lens 45° zwart | 267 | 5.4
L69HL45EW | End Cap Lens 45° wit | 267 | 5.4
L69HR2EB | End Cap Rond zwart | 267 | 5.4
L69HR2EW | End Cap Rond wit | 267 | 5.4
L69HS3E | End Cap Vlak alu | 267 | 4.2
L69HL45E | End Cap Lens 45° alu | 267 | 4.2
L69HR2E | End Cap Rond alu | 267 | 4.2
L6900DE | End Cap Vlak alu | 267 | 4.2
L69H000BX | 300 cm M-Line H profiel zwart | 267 | 60.48
L69H000B | 200 cm M-Line H profiel zwart | 267 | 40.32
L69H000W | 200 cm M-Line H profiel wit | 267 | 40.32
L69HS1E | End Cap Vierkant alu | 267 | 4.2
L69HS1EW | End Cap Square wit | 267 | 5.4
L69HS1EB | End Cap Square zwart | 267 | 5.4
L69H000WX | 300 cm M-Line H profiel wit | 267 | 60.48
L69HS3EW | End Cap Vlak wit | 267 | 5.4
L69HS3EB | End Cap Vlak zwart | 267 | 5.4
L6900DL | 200 cm M-Line Drywall profiel alu | 267 | 55.2
L69H000 | 200 cm M-Line H profiel alu | 267 | 33.6
L69H000X | 300 cm M-Line H profiel alu | 267 | 50.4
L69CR2EB | End Cap Rond zwart | 268 | 5.4
L69CR2EW | End Cap Rond wit | 268 | 5.4
L69CS1EB | End Cap Square zwart | 268 | 5.4
L69CS1EW | End Cap Square wit | 268 | 5.4
L6902R2E | End Cap Rond alu | 268 | 4.2
L69AS3E | End Cap Vlak alu | 268 | 4.2
L6902S1E | End Cap Vierkant alu | 268 | 4.2
L69AR2EB | End Cap Rond zwart | 268 | 5.4
L69AS1EB | End Cap Square zwart | 268 | 5.4
L6902R2EB | End cap rond zwart | 268 | 5.4
L69AR2E | End Cap Rond alu | 268 | 4.2
L6902S3E | End Cap Vlak alu | 268 | 4.2
L69AS1E | End Cap Square alu | 268 | 4.2
L69CS3E | End Cap Vlak alu | 268 | 4.2
L6902S1EW | End Cap Square wit | 268 | 5.4
L69AS1EW | End Cap Square wit | 268 | 5.4
L69CS3EW | End Cap Vlak wit | 268 | 5.4
L69CR2E | End Cap Rond alu | 268 | 4.2
L69CS1E | End Cap Square alu | 268 | 4.2
L6902S3EL | Eindkap Vlak Hole alu | 268 | 4.55
L69C024WX | 300 cm M-Line Recess profiel wit | 268 | 58.32
L69A002WX | 300 cm M-Line Extra Low 24 profiel wit | 268 | 38.88
L69C024W | 200 cm M-Line Recess profiel wit | 268 | 38.88
L69AS3EB | End Cap Vlak zwart | 268 | 5.4
L69AS3EW | End Cap Vlak wit | 268 | 5.4
L69A002BX | 300 cm M-Line Extra Low 24 profiel zwart | 268 | 38.88
L6902R2EW | End Cap Rond wit | 268 | 5.4
L69A002W | 200 cm M-Line Extra Low 24 profiel wit | 268 | 25.92
L6902S1EB | End Cap square zwart | 268 | 5.4
L69A002B | 200 cm M-Line Extra Low 24 profiel zwart | 268 | 25.92
L69C024BX | 300 cm M-Line Recess profiel zwart | 268 | 58.32
L6902S3EB | End Cap Vlak zwart | 268 | 5.4
L6902S3EW | End Cap Vlak wit | 268 | 5.4
L69AR2EW | End Cap Rond wit | 268 | 5.4
L69CS3EB | End Cap Vlak zwart | 268 | 5.4
L69C024B | 200 cm M-Line Recess profiel zwart | 268 | 38.88
L690200BX | 300 cm M-Line Standard 24 profiel zwart | 268 | 54
L690200B | 200 cm M-Line Standard 24 profiel zwart | 268 | 36
L690200WX | 300 cm M-Line Standard 24 profiel wit | 268 | 54
L6902S3EBL | Eindkap Vlak Hole zwart | 268 | 5.4
L6902S3EWL | Eindkap Vlak Hole wit | 268 | 5.4
L69A002 | 200 cm M-Line Extra Low 24 profiel alu | 268 | 21.6
L690200W | 200 cm M-Line Standard 24 profiel wit | 268 | 36
L69A002X | 300 cm M-Line Extra Low 24 profiel alu | 268 | 32.4
L69C024 | 200 cm M-Line Recess profiel alu | 268 | 32.4
L690200 | 200 cm M-Line Standard 24 profiel alu | 268 | 30
L69C024X | 300 cm M-Line Recess profiel alu | 268 | 48.6
L690200X | 300 cm M-Line Standard 24 profiel alu | 268 | 45
L690S3MK | Endless Cover M-Line vlak opaal | 269 | 82.8
L690S3B | Cover 200 cm vlak - zwart | 269 | 20.4
L690S3BX | Cover 300 cm vlak - zwart | 269 | 30.6
L690S3MX | Cover 300 cm vlak - opaal | 269 | 20.7
L690S3FK | Endless Cover M-Line vlak mat | 269 | 82.8
L690S3M | Cover 200 cm vlak - opaal | 269 | 13.8
L690S3MBX | Cover 300 cm break resistant opaal | 269 | 26.1
L690S3MB | Cover 200 cm break resistant opaal | 269 | 17.4
L690S3F | Cover 200 cm vlak - mat | 269 | 13.8
L690S3FX | Cover 300 cm vlak - mat | 269 | 20.7
L690S1CX | Cover 300 cm vierkant - helder | 269 | 29.7
L690R2CX | Cover 300 cm rond - helder | 269 | 25.2
L690S1C | Cover 200 cm vierkant - helder | 269 | 19.8
L690S1FX | Cover 300 cm vierkant - mat | 269 | 29.7
L690S1F | Cover 200 cm vierkant - mat | 269 | 19.8
L690S1M | Cover 200 cm vierkant - opaal | 269 | 19.8
L690S1MX | Cover 300 cm vierkant - opaal | 269 | 29.7
L690R2FX | Cover 300 cm rond - mat | 269 | 25.2
L690R2MX | Cover 300 cm rond - opaal | 269 | 25.2
L690R2M | Cover 200 cm rond - opaal | 269 | 16.8
L690R2F | Cover 200 cm rond - mat | 269 | 16.8
L690SBS | Inschuifprofiel M-Line | 269.279 | 8.4
L690S5ANS | M-Line Procover Optics Asym Narrow 2m | 270 | 52.8
L690S5BNS | M-Line Procover Optics Beam Narrow 2m | 270 | 52.8
L690S5DWS | M-Line Procover Optics Duo Wide 2m | 270 | 52.8
L690S5BNSX | M-Line Procover Optics Beam Narrow 3m | 270 | 79.2
L690S5ANSX | M-Line Procover Optics Asym Narrow 3m | 270 | 79.2
L690S5DWSX | M-Line Procover Optics Duo Wide 3m | 270 | 79.2
L690S5DNS | M-Line Procover Optics Duo Narrow 2m | 270 | 52.8
L690S5AWSX | M-Line Procover Optics Asym Wide 3m | 270 | 79.2
L690S5AWS | M-Line Procover Optics Asym Wide 2m | 270 | 52.8
L690S5DNSX | M-Line Procover Optics Duo Narrow 3m | 270 | 79.2
L69QS3SEB | End Cap Vlak zwart | 271 | 6
L69QS3SE | End Cap Vlak alu | 271 | 4.8
L69QS3SEW | End Cap Vlak wit | 271 | 6
L69QSBBW | Inschuifprofiel Q-Line 200 cm wit | 271 | 12.96
L69QS3FK | Endless Cover SQ-Line vlak mat | 271 | 115.2
L69QS3C | Cover 200 cm vlak - helder | 271 | 19.2
L69QS3MK | Endless Cover SQ-Line vlak opaal | 271 | 115.2
L69QS3RE | End Cap Vlak alu | 271 | 4.8
L69QS3BX | Cover 300 cm vlak - zwart | 271 | 41.4
L69QS3B | Cover 200 cm vlak - zwart | 271 | 27.6
L69QS3F | Cover 200 cm vlak - mat | 271 | 19.2
L69QS3FX | Cover 300 cm vlak - mat | 271 | 28.8
L69Q00SBX | 300 cm SQ-Line Standard profiel zwart | 271 | 69.12
L69Q00SB | 200 cm SQ-Line Standard profiel zwart | 271 | 46.08
L69Q02RWX | 300 cm Q-Line Recess 24 profiel wit | 271 | 82.08
L69Q00SWX | 300 cm SQ-Line Standard profiel wit | 271 | 69.12
L69Q00SW | 200 cm SQ-Line Standard profiel wit | 271 | 46.08
L69QSBB | Inschuifprofiel Q-Line 200 cm alu | 271 | 10.8
L69QS3M | Cover 200 cm vlak - opaal | 271 | 19.2
L69QS3MX | Cover 300 cm vlak - opaal | 271 | 28.8
L69Q02SBX | 300 cm Q-Line Standard 24 profiel zwart | 271 | 77.772
L69Q02SWX | 300 cm Q-Line Standard 24 profiel wit | 271 | 77.772
L69Q02SB | 200 cm Q-Line Standard 24 profiel zwart | 271 | 51.84
L69Q02RB | 200 cm Q-Line Recess 24 profiel zwart | 271 | 54.72
L69Q02SW | 200 cm Q-Line Standard 24 profiel wit | 271 | 51.84
L69QSBSW | Inschuifprofiel HSB Q-Line 200 cm wit | 271 | 15.84
L69Q02RW | 200 cm Q-Line Recess 24 profiel wit | 271 | 54.72
L69QS3REB | End Cap Vlak zwart | 271 | 6
L69QS3REW | End Cap Vlak wit | 271 | 6
L69Q02R | 200 cm Q-Line Recess 24 profiel alu | 271 | 45.6
L69Q00SX | 300 cm SQ-Line Standard profiel alu | 271 | 57.6
L69Q02SX | 300 cm Q-Line Standard 24 profiel alu | 271 | 64.812
L69Q02RX | 300 cm Q-Line Recess 24 profiel alu | 271 | 68.4
L69Q00S | 200 cm SQ-Line Standard profiel alu | 271 | 38.4
L69Q02RBX | 300 cm Q-Line Recess 24 profiel zwart | 271 | 82.08
L69Q02S | 200 cm Q-Line Standard 24 profiel alu | 271 | 43.2
L69PS3M | Cover PS-Line - 200cm vlak opaal | 273 | 19.2
L69PS3MX | Cover PS-Line - 300cm vlak opaal | 273 | 28.8
L69PS1F | Cover PS-Line - 200cm square mat | 273 | 36
L69PS1FX | Cover PS-Line - 300cm square mat | 273 | 54
L69PS3F | Cover PS-Line - 200cm vlak mat | 273 | 19.2
L69PS3FX | Cover PS-Line - 300cm vlak mat | 273 | 28.8
L69PS3FK | Endless Cover PS-Line vlak mat | 273 | 115.2
L69PS3BX | Cover PS-Line - 300cm vlak zwart | 273 | 39.6
L69PS3B | Cover PS-Line - 200cm vlak zwart | 273 | 26.4
L69PSBS | Sliding Base PS-Line HSB alu | 273 | 19.2
L69PS1MX | Cover PS-Line - 300cm square opaal | 273 | 54
L69PS1M | Cover PS-Line - 200cm square opaal | 273 | 36
L69PS3MK | Endless Cover PS-Line vlak opaal | 273 | 115.2
L69P00SB | 200 cm PS-Line Standard zwart | 273 | 79.2
L69P00SW | 200 cm PS-Line Standard wit | 273 | 79.2
L69P02SB | 200 cm PS-Line Standard 24 zwart | 273 | 82.08
L69P02SBX | 300 cm PS-Line Standard 24 zwart | 273 | 123.12
L69PS1E | Eindkap Square alu | 273 | 6
L69PSBBW | Sliding Base PS-Line B wit | 273 | 19.44
L69P02SW | 200 cm PS-Line Standard 24 wit | 273 | 82.08
L69PSBSW | Sliding Base PS-Line HSB wit | 273 | 23.04
L69P00SWX | 300 cm PS-Line Standard wit | 273 | 118.8
L69P02SWX | 300 cm PS-Line Standard 24 wit | 273 | 123.12
L69PS3PX | Cover PS-Line - 300cm vlak microprism | 273 | 48.6
L69PS3P | Cover PS-Line - 200cm vlak microprism | 273 | 32.4
L69P00SBX | 300 cm PS-Line Standard zwart | 273 | 118.8
L69PS3E | Eindkap Vlak alu | 273 | 4.8
L69PS1EW | Eindkap Square wit | 273 | 7.2
L69PS1EB | Eindkap Square zwart | 273 | 7.2
L69P00S | 200 cm PS-Line Standard alu | 273 | 66
L69P02S | 200 cm PS-Line Standard 24 alu | 273 | 68.4
L69P02SX | 300 cm PS-Line Standard 24 alu | 273 | 102.6
L69P00SX | 300 cm PS-Line Standard alu | 273 | 99
L69PSBB | Sliding Base PS-Line B alu | 273 | 16.2
L69PS3EB | Eindkap Vlak zwart | 273 | 6
L69PS3EW | Eindkap Vlak wit | 273 | 6
L69FS3ES | End cap Vlak alu | 275 | 4.8
L69FS3ESW | End cap Vlak wit | 275 | 6
L69FS3ELB | End cap Vlak zwart | 275 | 6
L69F00SWX | 300 cm L-Line Standard profiel wit | 275 | 140.4
L69FS3ER | End cap Vlak alu | 275 | 4.8
L69F00SBX | 300 cm L-Line Standard profiel zwart | 275 | 140.4
L69FS3EL | End cap Vlak alu | 275 | 4.8
L69FS3ERW | End cap Vlak wit | 275 | 6
L69F02SW | 200 cm L-Line Standard 24 profiel wit | 275 | 103.68
L69F00RWX | 300 cm L-Line Recess profiel wit | 275 | 90.72
L69F00RW | 200 cm L-Line Recess profiel wit | 275 | 60.48
L69F00LWX | 300 cm L-Line Low profiel wit | 275 | 75.6
L69F02SWX | 300 cm L-Line Standard 24 profiel wit | 275 | 155.52
L69F00LW | 200 cm L-Line Low profiel wit | 275 | 50.4
L69F02SB | 200 cm L-Line Standard 24 profiel zwart | 275 | 103.68
L69F00SX | 300 cm L-Line Standard profiel alu | 275 | 117
L69F00S | 200 cm L-Line Standard profiel alu | 275 | 78
L69F00LB | 200 cm L-Line Low profiel zwart | 275 | 50.4
L69F02SBX | 300 cm L-Line Standard 24 profiel zwart | 275 | 155.52
L69FS3ELW | End cap Vlak wit | 275 | 6
L69F00SW | 200 cm L-Line Standard profiel wit | 275 | 93.6
L69F02SX | 300 cm L-Line Standard 24 profiel alu | 275 | 129.6
L69F00LBX | 300 cm L-Line Low profiel zwart | 275 | 75.6
L69F00SB | 200 cm L-Line Standard profiel zwart | 275 | 93.6
L69FS3ESB | End cap Vlak zwart | 275 | 6
L69F02S | 200 cm L-Line Standard 24 profiel alu | 275 | 86.4
L69F00R | 200 cm L-Line Recess profiel alu | 275 | 50.4
L69F00RX | 300 cm L-Line Recess profiel alu | 275 | 75.6
L69F00L | 200 cm L-Line Low profiel alu | 275 | 42
L69F00LX | 300 cm L-Line Low profiel alu | 275 | 63
L69FS3A0B | Cover L-Line aluminium 20 cm zwart | 276 | 7.2
L69FS3A0 | Cover L-Line aluminium 20 cm alu | 276 | 6
L69FS3A1B | Covers L-Line Aluminium 100 cm zwart | 276 | 12.1
L69FS3FK | Endless Cover L-Line vlak mat | 276 | 165.6
L69FS3MK | Endless Cover L-Line vlak opaal | 276 | 165.6
L69FS3BX | Cover 300 cm vlak - zwart | 276 | 61.2
L69FS3B | Cover 200 cm vlak - zwart | 276 | 40.8
L69FS3A1 | Cover L-Line aluminium 100 cm alu | 276 | 10.08
L69FS3C | Cover 200 cm vlak - helder | 276 | 27.6
L69FS3FX | Cover 300 cm vlak - mat | 276 | 41.4
L69FS3MX | Cover 300 cm vlak - opaal | 276 | 41.4
L69FS3M | Cover 200 cm vlak - opaal | 276 | 27.6
L69FS3P | Cover 200 cm vlak - microprism | 276 | 33.6
L69FS3PX | Cover 300 cm vlak - microprism | 276 | 50.4
L69FS3F | Cover 200 cm vlak - mat | 276 | 27.6
L69FSBB | Inschuifprofiel L-Line 200 cm alu | 276 | 20.4
L69XS3CX | Cover 300 cm vlak - helder | 278 | 63
L69XS3C | Cover 200 cm vlak - helder | 278 | 42
L69XS3F | Cover 200 cm vlak - mat | 278 | 42
L69XS3FX | Cover 300 cm Vlak - mat | 278 | 63
L69XS3ES | End cap Vlak alu | 278 | 8.4
L69X00SWX | 300 cm XL-Line profiel wit | 278 | 222.48
L69XS3FK | Endless Cover XL-Line vlak mat | 278 | 504
L69XS3MK | Endless Cover XL-Line vlak opaal | 278 | 504
L69XS3ESB | End cap Vlak zwart | 278 | 9.6
L69XS3ESW | End cap Vlak wit | 278 | 9.6
L69X00SBX | 300 cm XL-Line profiel zwart | 278 | 222.48
L69X00SB | 200 cm XL-Line profiel zwart | 278 | 148.32
L69XS3M | Cover 200 cm vlak - opaal | 278 | 42
L69XS3MX | Cover 300 cm vlak - opaal | 278 | 63
L69X00SW | 200 cm XL-Line profiel wit | 278 | 148.32
L69XSBS | 200 cm inschuifprofiel HSB alu | 278 | 45.6
L69X00SX | 300 cm XL-Line profiel alu | 278 | 185.4
L69XSBX | 200 cm inklikprofiel XSB alu | 278 | 45.6
L69X00S | 200 cm XL-Line profiel alu | 278 | 123.6
L69LC3CX | Cover 300 cm ovaal - helder | 279 | 36.132
L69KS3CX | Cover O-Line - 300 cm vlak helder | 279 | 20.7
L69KS3C | Cover O-Line - 200 cm vlak helder | 279 | 13.8
L69LC1C | Cover 200 cm triangle - helder | 279 | 24
L69LC3C | Cover 200 cm ovaal - helder | 279 | 24.084
L69KS3F | Cover O-Line - 200 cm vlak mat | 279 | 13.8
L69LC3B | Cover 200 cm ovaal - zwart | 279 | 35.4
L69LC3BX | Cover 300 cm ovaal - zwart | 279 | 53.1
L69L02E | End Cap trapezium alu | 279 | 4.2
L69LC1B | Cover 200 cm triangle - zwart | 279 | 35.4
L69LC1BX | Cover 300 cm triangle - zwart | 279 | 53.1
L69L03EB | End Cap ovaal zwart | 279 | 5.4
L69L02EW | End Cap trapezium wit | 279 | 5.4
L69LC3F | Cover 200 cm ovaal - mat | 279 | 24
L69LC3FX | Cover 300 cm ovaal - mat | 279 | 36
L69L01EB | End Cap triangle zwart | 279 | 5.4
L69L03EW | End Cap ovaal wit | 279 | 5.4
L69KS3M | Cover O-Line - 200cm vlak opaal | 279 | 13.8
L69KS3MX | Cover O-Line - 300cm vlak opaal | 279 | 20.7
L69LC1FX | Cover 300 cm triangle - mat | 279 | 36
L69L03E | End Cap ovaal alu | 279 | 4.2
L69LC3M | Cover 200 cm ovaal - opaal | 279 | 24
L69LC3MX | Cover 300 cm ovaal - opaal | 279 | 36
L69L01E | End Cap triangle alu | 279 | 4.2
L69LC1F | Cover 200 cm triangle - mat | 279 | 24
L69L000X | 300 cm C-Line Corner profiel alu | 279 | 32.4
L69L000 | 200 cm C-Line Corner profiel alu | 279 | 21.6
L69LC1MX | Cover 300 cm triangle - opaal | 279 | 36
L69LC1M | Cover 200 cm triangle - opaal | 279 | 24
L69L01EW | End Cap triangle wit | 279 | 5.4
L69K000X | 300 cm O-Line Standard profiel alu | 279 | 32.4
L69K000 | 200 cm O-Line Standard profiel alu | 279 | 21.6
L69X000 | Ophangkit XL + L-Line | 280 | 54
L4TX307G | 3-aderige Textielkabel groen | 280 | 105.3
L4TX307O | 3-aderige Textielkabel oranje | 280 | 105.3
L4TX307R | 3-aderige Textielkabel rood | 280 | 105.3
L4TX307Y | 3-aderige Textielkabel grijs | 280 | 105.3
L690015 | Ophangkit 24 series | 280 | 19.2
L690002 | Suspension kit | 280 | 18
L4TX307B | 3-aderige Textielkabel zwart | 280 | 105.3
L4TX307W | 3-aderige Textielkabel wit | 280 | 105.3
L539432 | Voedingskabel 1m | 280 | 8.4
L690006W | Richtbare steun - wit | 280 | 22.8
L690001B | Montage Set - zwart | 280 | 12
L690001W | Montage Set - wit | 280 | 12
L690006 | Richtbare steun - alu | 280 | 16.2
L690019L | Montageclip L-Line 24 | 281 | 9
L696018B1 | Montageprofiel zwart 1m | 281 | 25.92
L697018B2 | Montageprofiel zwart 2m | 281 | 51.84
L690019M | Montageclip M-Line 24 - Q-Line 24 | 281 | 6
L690012 | 90° verticaal verbinder - 24 serie | 281 | 7.2
L690007 | Lineaire verbinder 24 | 281 | 6
L690008 | 90° horizontaal verbinder - 24 serie | 281 | 6
L6910182 | Montageprofiel alu 2m | 281 | 43.2
L694018W2 | Montageprofiel wit 2m | 281 | 51.84
L693018W1 | Montageprofiel wit 1m | 281 | 25.92
L6B0003 | Montageband magnetisch | 282 | 16.8
L6BC0FC | Cover 200 cm vlak - helder | 282 | 10.8
L6BC0FF | Cover 200 cm vlak - mat | 282 | 10.8
L6BC0FM | Cover 200 cm vlak - opaal | 282 | 10.8
L171LD10 | Driveway Profiel - 10m | 287 | 910
L171LDCRZ | Driveway Cover - op maat | 287 | 34.8
L171LDCR | Driveway Cover - 10m | 287 | 290
L171LD05 | Driveway Profiel - 5m | 287 | 590
L171LDMR | Driveway Montage Cover - 10m | 287 | 50
L171LDMRZ | Driveway Montage Cover - op maat | 287 | 6
L171LDA01 | Driveway Lineaire Verbinding | 287 | 46
L171LDEK | Driveway Eindkap | 287 | 21
L171LDA02 | Driveway Kruisverbinding | 287 | 46
L171LW10 | Flexway Profiel - 1m | 288 | 570
L171LW05 | Flexway Profiel - 50cm | 288 | 350
L171LWA01 | Flexway Lineaire Verbinding | 288 | 10
L171LWEK | Flexway Eindkap Kabel | 288 | 21
L171LWEN | Flexway Eindkap | 288 | 21
L171LWCRZ | Flexway Cover - op maat | 288 | 34.8
L171LWCR | Flexway Cover - 10m | 288 | 290
L171LWMRZ | Flexway Montage Cover - op maat | 288 | 6
L171LWMR | Flexway Montage Cover - 10m | 288 | 50
L171LD08 | Flexstrp Mono Driveway Linear - 4000K | 289 | 820
MYFE27B | Mystic Floor zwart | 295 | 184
MYFE27W | Mystic Floor wit | 295 | 184
MYWE27B | Mystic Wall zwart | 295 | 104
MYWE27W | Mystic Wall wit | 295 | 104
MYCE27B | Mystic Ceiling zwart | 295 | 81
MYCE27W | Mystic Ceiling wit | 295 | 81
LUFRB | Lunar frame zwart | 296 | 29
LUFRW | Lunar frame wit | 296 | 29
LU1330 | Lunar lamp body | 296 | 85.5
BLWIP2630B | Blox Wall IP 2x6W zwart | 297 | 137
BLWIP630B | Blox Wall IP 6W zwart | 297 | 89
DRWIP2630B | Drum Wall IP 2x6W zwart | 298 | 133
DRWIP630B | Drum Wall IP 6W zwart | 298 | 86
TLO9W01 | Tilt Outdoor wit | 299 | 150
TLO9W05 | Tilt Outdoor zwart | 299 | 150
L690001 | Montage Set - alu | 289 | 8.4
L5LDWF304 | Aansluitkabel 4-PIN IP68 - 3m | 289 | 24
L171LD06 | Flexstrp Mono Driveway Linear - 3000K | 289 | 820
L171LW06 | Flexstrip Mono Flexway Linear - 3000K | 289 | 920
L171LD00 | Flexstrp Mono Driveway Linear - RGB | 289 | 920
L5LDWM302 | Aansluitkabel 2-PIN IP68 - 25cm | 289 | 24
L15G063 | Flex Strip Wall 30° - 3000K - grijs | 291 | 790
L15G066 | Flex Strip Wall 60° - 3000K - grijs | 291 | 790
L15G064 | Flex Strip Wall 45° -3000K - grijs | 291 | 790
L15G083 | Flex Strip Wall 30° - 4000K - grijs | 291 | 790
L15G084 | Flex Strip Wall 45° - 4000K - grijs | 291 | 790
L15G086 | Flex Strip Wall 60° - 4000K - grijs | 291 | 790
L15G263 | Flex Strip Wall 30° - 2700K - grijs | 291 | 790
L15G264 | Flex Strip Wall 45° - 2700K - grijs | 291 | 790
L15G266 | Flex Strip Wall 60° - 2700K - grijs | 291 | 790
L15W064 | Flex Strip Wall 45° - 3000K - wit | 291 | 790
L15W066 | Flex Strip Wall 60° - 3000K - wit | 291 | 790
L15W083 | Flex Strip Wall 30° - 4000K - wit | 291 | 790
L15W084 | Flex Strip Wall 45° - 4000K - wit | 291 | 790
L15W086 | Flex Strip Wall 60° - 4000K - wit | 291 | 790
L15W263 | Flex Strip Wall 30° - 2700K - wit | 291 | 790
L15W264 | Flex Strip Wall 45° - 2700K - wit | 291 | 790
L15W266 | Flex Strip Wall 60° - 2700K - wit | 291 | 790
L15W063 | Flex Strip Wall 30° - 3000K - wit | 291 | 790
L15ZA03 | Flex Strip Wall Transparante Beugel | 292 | 5.85
HMRGU10ZL | Horizon Mini Round | 305 | 80
HMISV01 | HORIZON MINI SIDEVIEW 01 - zwart | 305 | 84
HMISV02 | HORIZON MINI SIDEVIEW 02 - zwart | 305 | 84
HMRGU10 | Horizon Mini Round | 305 | 92.5
HMESV01 | HORIZON MEDIUM SIDEVIEW 01 - zwart | 306 | 103.5
HMESV02 | HORIZON MEDIUM SIDEVIEW 02 - zwart | 306 | 103.5
L15ZA04W | Flex Strip Wall Clip - wit | 292 | 5.85
L15ZA04B | Flex Strip Wall Clip - zwart | 292 | 5.85
L15ZA06 | Flex Strip Wall Buigbaar profiel | 292 | 192.4
L15ZA01B | Flex Strip Wall Input Kabel - zwart | 292 | 10.4
L15ZA02B | Flex Strip Wall Kabel Set - zwart | 292 | 27.3
L15ZA02W | Flex Strip Wall Kabel Set - wit | 292 | 27.3
L15ZA07 | Flex Strip Wall Profiel Alu | 292 | 26
L15ZA01W | Flex Strip Wall Input Kabel - wit | 292 | 10.4
L15ZA05B | Flex Strip Wall Roterende beugel - zwart | 292 | 8.45
L15ZA05W | Flex Strip Wall Roterende Beugel - wit | 292 | 8.45
L130900 | Wallwasher 12 ARC RGB | 301 | 496.6
L1307B | Wallwasher 6 RGBW - zwart | 301 | 471.9
L17334ARM | Axis Medium anti-glare ring | 302 | 24.7
L17334ARX | Axis Large anti-glare ring | 302 | 42.9
L17334ARS | Axis Small anti-glare ring | 302 | 19.5
L17334MM | Axis grondpin | 302 | 16.9
L173344X | Axis Large 4000K | 302 | 666.9
L173346X | Axis Large 3000K | 302 | 666.9
L173344S | Axis Small 4000K | 302 | 235.3
L173344M | Axis Medium 4000K | 302 | 471.9
L173346M | Axis Medium 3000K | 302 | 471.9
L173346S | Axis Small 3000K | 302 | 235.3
L173340X | Axis Large RGB | 302 | 861.9
L173346XB | Axis Large - 220 VAC - zwart | 302 | 715
L173346SAC | Axis Small - 220 VAC - zwart | 302 | 210
L173346MAC | Axis Medium - 220 VAC - zwart | 302 | 390
L1142R | Reflector Cap 25,5 cm | 303 | 10.5
L1145R | Reflector Cap 50,5 cm | 303 | 13
L5US005 | Verlengkabel IP65 50 cm | 303 | 14.5
L5US010 | Verlengkabel IP65 100 cm | 303 | 22.5
L114062G | Bar Ultraslim 100,5 cm 3000K | 303 | 214.5
L5US020 | Verlengkabel IP65 200 cm | 303 | 29
L5US050 | Verlengkabel IP65 500 cm | 303 | 38
L114562G | Bar Ultraslim 50,5 cm 3000K | 303 | 143
L114262G | Bar Ultraslim 25,5 cm 3000K | 303 | 97.5
L171A6X | Alpha X 2700K | 307 | 118.3
L171A8X | Alpha X 4000K | 307 | 118.3
L171A6V | Alpha V 2700K | 307 | 107.9
L171A8LR | Advance L Round 4000K | 308 | 501.8
L171A6LGR | Advance L Round AG 3000K | 308 | 536.9
L171A8MR | Advance M Round 4000K | 308 | 325
HMSQGU10ZL | Horizon Mini Square | 314 | 85
HMSQGU10 | Horizon Mini Square | 314 | 98
L171A8SR | Advance S Round 4000K | 308 | 159.9
L171A6MGR | Advance M Round AG 3000K | 308 | 330.2
L171A6SRAC | Advance S Round 3000K - 220 VAC | 308 | 170
L171A6MGRAC | Advance M Round AG 3000K - 220 VAC | 308 | 300
L171A6MR | Advance M Round 3000K | 308 | 325
L171A6LGRAC | Advance L Round AG 3000K - 220 VAC | 308 | 480
L171A6LR | Advance L Round 3000K | 308 | 531.7
L171A6SGR | Advance S Round AG 3000K | 308 | 162.5
L171A6SR | Advance S Round 3000K | 308 | 159.9
L171A6SGRAC | Advance S Round AG 3000K - 220 VAC | 308 | 170
L171A6MRAC | Advance M Round 3000K - 220 VAC | 308 | 300
L171A6LRAC | Advance L Round 3000K - 220 VAC | 308 | 480
L171AC6MGR | Advance M COB Round AG 3000K | 309 | 313.3
L171AC6SGR | Advance S COB Round AG 3000K | 309 | 175.5
L171AC6SRAC | Advance S COB Round 3000K - 220 VAC | 309 | 180
L171AC6MGRAC | Advance M COB Round AG 3000K - 220 VAC | 309 | 290
L171AC6SGRAC | Advance S COB Round AG 3000K - 220 VAC | 309 | 180
L171AC8SR | Advance S COB Round 4000K | 309 | 169
L171AC6MR | Advance M COB Round 3000K | 309 | 309.4
L171AC6MRAC | Advance M COB Round 3000K - 220 VAC | 309 | 290
L171AC6SR | Advance S COB Round 3000K | 309 | 169
L171AC6LGRAC | Advance L COB Round AG 3000K - 220 VAC | 310 | 450
L171AC6LGR | Advance L COB Round AG 3000K | 310 | 509.6
L171AC8LR | Advance L COB Round 4000K | 310 | 504.4
L171A0LR | Advance L Round RGB | 310 | 585
L171AC6LR | Advance L COB Round 3000K | 310 | 504.4
L171AC6LRAC | Advance L COB Round 3000K - 220 VAC | 310 | 450
L171A0LGR | Advance L Round AG RGB | 310 | 590.2
L17118RY | Terra 3W Round RGB | 311 | 146.9
L17116RAYAC | Terra 3W Round 3000K asy - 220 VAC | 311 | 110
SO300GU10BZL | Solex 300 zwart | 321 | 83
SOGU10BZL | Solex zwart | 321 | 60
SO300GU10B | Solex 300 | 321 | 95.5
SOSPIKE | Solex spike | 321 | 9
SOGU10B | Solex zwart | 321 | 71.5
L17116R3YAC | Terra 3W Round 3000K - 30° - 220 VAC | 311 | 110
L17116RAY | Terra 3W Round 3000K asy | 311 | 104
L171CB186R | Helix 18 warm wit | 312 | 399.1
L171CB56R | Helix 5 Round warm wit | 312 | 144.3
L171CB56RAC | Helix 5 Round warm wit - 220 VAC | 312 | 150
L171A6MGS | Advance M Square AG 3000K | 315 | 330.2
L171A6LGS | Advance L Square AG 3000K | 315 | 536.9
L171A6MSAC | Advance M Square 3000K - 220 VAC | 315 | 300
L171A6SS | Advance S Square 3000K | 315 | 159.9
L171A6MS | Advance M Square 3000K | 315 | 325
L171A6SGSAC | Advance S Square AG 3000K - 220 VAC | 315 | 170
L171A6SGS | Advance S Square AG 3000K | 315 | 162.5
L171A6SSAC | Advance S Square 3000K - 220 VAC | 315 | 170
L171A6MGSAC | Advance M Square AG 3000K - 220 VAC | 315 | 300
L171A6LSAC | Advance L Square 3000K - 220 VAC | 315 | 480
L171A6LGSAC | Advance L Square AG 3000K - 220 VAC | 315 | 480
L171AC6MGS | Advance M Square AG 3000K | 316 | 313.3
L171AC8MS | Advance M Square 4000K | 316 | 309.4
L171AC6MGSAC | Advance M COB Square AG 3000K - 220 VAC | 316 | 290
L171AC6SGSAC | Advance S COB Square AG 3000K - 220 VAC | 316 | 180
L171AC6MS | Advance M Square 3000K | 316 | 309.4
L171AC6MSAC | Advance M COB Square 3000K - 220 VAC | 316 | 290
L171AC6SGS | Advance S Square AG 3000K | 316 | 175.5
L171AC6SS | Advance S Square 3000K | 316 | 169
L171AC6SSAC | Advance S COB Square 3000K - 220 VAC | 316 | 180
L171AC6LGSAC | Advance L COB Square AG 3000K - 220 VAC | 317 | 450
L171AC6LS | Advance L Square 3000K | 317 | 504.4
L171A0LGS | Advance L Square AG RGB | 317 | 590.2
L171AC8LS | Advance L Square 4000K | 317 | 504.4
L171AC6LSAC | Advance L COB Square 3000K - 220 VAC | 317 | 450
L17116S3Y | Terra 3W Square 3000K 30° | 319 | 104
L17116S3YAC | Terra 3W Square 3000K - 30° - 220 VAC | 319 | 110
L17116SAYAC | Terra 3W Square 3000K asy - 220 VAC | 319 | 110
L17116SAY | Terra 3W Square 3000K asy 45°/35° | 319 | 104
L17118SY | Terra 3W Square RGB | 319 | 146.9
L173163B | Garden Spot Light 1 x 3 W - 30°- 3000K | 322 | 114.4
L17318B | Garden Spot Light 1 x 3 W RGB 30° | 322 | 133.9
L173GCB086 | Garden Spot Light COB 8 3000K | 322 | 211.9
L1731M | Garden Spot Light grondpin | 322 | 6.5
L173163BAC | Garden Spot Light 1 x 3W - 220 VAC | 322 | 110
L173GCB086AC | Garden Spot Light COB 8 - 220 VAC | 322 | 210
L173GRW0 | Garden Spot Light COB 8 RGBW | 322 | 276.9
L13538U | IP68 Spot 6x5W RGB | 324 | 520
L13614A | IP68 Light 1x3 W wit asym 45° | 325 | 169
L136143 | IP68 Light 1 x3 W wit 30° | 325 | 169
L13618 | IP68 Light 1x3 W RGB | 325 | 175.5
L136163 | IP68 Light 1 x3 W warm wit 30° | 325 | 169
L13616A | IP68 Light 1x3 W warm wit asym 45° | 325 | 169
L132042G | IP68 Wallwasher wit | 326 | 334.1
L5202415WD | Dolpin Voeding 24Vdc - 150W | 328 | 50.4
L5202404WD | Dolpin Voeding 24Vdc - 40W | 328 | 25.2
L5202432W2G | Shark Voeding 24Vdc - 320W | 328 | 133
L5202415W2G | Shark Voeding 24Vdc - 150W | 328 | 60.2
L5202406WD | Dolpin Voeding 24Vdc - 60W | 328 | 30.8
L5202410W2G | Shark Voeding 24Vdc - 100W | 328 | 56
L5202410WD | Dolpin Voeding 24Vdc - 100W | 328 | 39.2
L5202420W2G | Shark Voeding 24Vdc - 200W | 328 | 67.2
L5202424W2G | Shark Voeding 24Vdc - 240W | 328 | 79.8
L501203E | LED Driver IP67 12Vdc - 36W | 329 | 28
L502406E | LED Driver IP67 24Vdc - 60W | 329 | 30.8
L502403E | LED Driver IP67 24Vdc - 36W | 329 | 26.6
L501206E | LED Driver IP67 12Vdc - 60W | 329 | 30.8
L502410E | LED Driver IP67 24Vdc - 100W | 329 | 49
L502404ED | LED Driver IP67 24Vdc - 40W | 329 | 58.8
L501210E | LED Driver IP67 12Vdc - 100W | 329 | 50.4
L502406ED | LED Driver IP67 24Vdc - 60W | 329 | 61.6
L504815R | LED Driver IP67 48Vdc - 153W | 329 | 91
L502415E | LED Driver IP67 24Vdc - 150W | 329 | 67.2
L502407RD | Voeding DALI dimbaar 75W - IP67 | 329 | 75.6
L502409RD | Voeding DALI dimbaar 96W - IP67 | 329 | 84
L504824W | LED Driver IP67 48Vdc - 240W | 329 | 147
L502432W | LED Driver IP67 24Vdc 320W | 329 | 189
L502415W | LED Driver IP67 24Vdc - 151W | 329 | 103.6
L502401E | LED Driver IP67 24Vdc - 18W | 329 | 14
L502415RD | Voeding DALI dimbaar 150W - IP67 | 329 | 86.8
L502409ED | LED Driver IP67 24Vdc - 90W | 329 | 84
L502409W | LED Driver IP67 24Vdc - 96W | 329 | 98
L502424RD | Voeding DALI dimbaar 240W - IP67 | 329 | 109.2
L501201E | LED Driver IP67 12Vdc - 18W | 329 | 14
L52024202G | Puma Voeding 24Vdc - 20W | 330 | 18.2
L5202436 | Puma Voeding 24Vdc - 40W | 330 | 32.2
L5202450 | Puma Voeding 24Vdc - 50W | 330 | 35
L52024150 | Puma Voeding 24Vdc - 150W | 330 | 77
L52012202G | Puma Voeding 12Vdc - 20W | 330 | 18.2
L5202405DT2G | LED Driver 24Vdc 50W | 330 | 36.4
L5202410 | Puma Voeding 24Vdc - 100W | 330 | 71.4
L5202475 | Puma Voeding 24Vdc - 75W | 330 | 43.4
L5201236 | Puma Voeding 12Vdc - 40W | 330 | 32.2
L5202410DT2G | LED Driver 24Vdc 100W | 330 | 86.8
L5202402DT2G | LED Driver 24Vdc 25W | 330 | 26.6
L5252403 | Armadillo Voeding 24Vdc - 30W | 330 | 20.4
L5252405 | Armadillo Voeding 24Vdc - 50W | 330 | 33.6
L52524012G | Armadillo Voeding 24Vdc - 12W | 330 | 13.2
L5202424LD2 | Snake DALI Voeding 24Vdc - 240W | 331 | 137.2
L5202410LD2 | Snake DALI Voeding 24Vdc - 100W | 331 | 89.6
L5202415LM | Snake Voeding 24Vdc - 150W | 331 | 60
L5242401R2G | LED Driver mini IP65 24Vdc 12W | 331 | 15.4
L5204810 | Snake Voeding 48Vdc - 100W | 331 | 62.4
L502403D1 | LED Driver DIN rail 24Vdc 30W | 331 | 29.4
L502424DP | LED Driver DIN rail 24Vdc 240W | 331 | 109.2
L5202410LM | Snake Voeding 24Vdc - 100W | 331 | 55.2
L502406D1 | LED Driver DIN rail 24Vdc60W | 331 | 39.2
L502410D1 | LED Driver DIN rail 24Vdc 100W | 331 | 56
L5233509D3G | Puma CCU TRIAC Voeding 11-26Vdc - 9W | 332 | 21
L5233512D3G | Puma CCU TRIAC Voeding 18-35Vdc - 12W | 332 | 22.4
RF4MONO | RF Wandpaneel 4 Zones | 337 | 104
RFSWITCH | RFSWITCH | 337 | 33.5
RF4RGBW | RF Wandpaneel RGB(W) | 338 | 138.5
L5235012D3G | Puma CCU TRIAC Voeding 12-24Vdc - 12W | 332 | 22.4
DMXREC-CC | DMX Ontvanger 4 kanaals | 340 | 143.5
DMXREC-DIN | DMX Ontvanger 4 kanaals DIN Rail | 340 | 104
DMXREC2 | DMX Ontvanger 5 kanaals | 340 | 143.5
DMXREC | DMX Ontvanger 5 kanaals | 340 | 143.5
DMX1RGBW | DMX Zender Wandpaneel 4 zones | 341 | 138.5
L52370202G | Puma CCU Voeding 2-29Vdc - 20W | 332 | 16.8
L5233520D3G | Puma CCU TRIAC Voeding 28-56Vdc - 20W | 332 | 28
KNXRGBW | KNX DIN module RGBW | 343 | 454
WPSW | Pendelset | 156,161,167 | 18
L52335202G | Puma CCU Voeding 2-58Vdc - 20W | 332 | 16.8
LV40MMHC | Honeycomb 40 mm zwart | 27,28,68,93,97 | 4.725
LV40MMB | Zwarte ring 40 mm | 27,28,68,93,97 | 5.25
LV40MMG | Gouden ring 40 mm | 27,28,68,93,97 | 5.25
LV40MMW | Witte ring 40 mm | 27,28,68,93,97 | 5.25
L52335014 | Beetle CCU Voeding 21-42Vdc - 15W | 332 | 12.6
LV52IRB | Ring zwart 52 mm | 33,65,102,119 | 4.725
LV52IRG | Move ring goud 52 mm | 33,65,102,119 | 4.725
LV52IRW | Move 48 witte ring 52 mm | 33,65,102,119 | 4.725
LV60MMB | Zwarte ring 60 mm | 48,52,69,94 | 6.3
LV60MMG | Gouden ring 60 mm | 48,52,69,94 | 6.3
LV60MMW | Witte Ring 60mm | 48,52,69,94 | 6.3
L52407042G | Turtle CCU Voeding 2,5-6Vdc - 4W | 332 | 9.1
L5240512R | Turtle Rond CCU Voeding 12-24Vdc - 12W | 332 | 15.4
L5240712R | Turtle Rond CCU Voeding 8-17Vdc - 12W | 332 | 15.4
DRIVER MOON 180 / 240 | Spare driver |  | 25
DRIVER MOON 180 CCT | Spare driver |  | 25
DRIVER MOON 240 CCT | Spare driver |  | 25
LP3012000 | Spare driver |  | 25
DRIVER MOON 1200 | Spare driver |  | 25
DRIVER MOON 300 | Spare driver |  | 25
DRIVER MOON 300 CCT | Spare driver |  | 25
DRIVER MOON 1200 CCT | Spare driver |  | 25
DRIVER MOON 500 | Spare driver |  | 25
DRIVER MOON 500 CCT | Spare driver |  | 25
DRIVER MOON 180 SENSOR | Spare driver |  | 50
DRIVER MOON 240 EM / SENSOR | Spare driver |  | 50
DRIVER MOON 800 | Spare driver |  | 50
Driver X-line Dali | Spare driver |  | 60
DRIVER MOON 145 CCT | Spare driver |  | 10
LPCB005 | Plafondplaatje rond zwart |  | 25
MNECPIR250WCCT | Moon Eclipse 250 CCT wit |  | 90
MNECPIR300WCCT | Moon Eclipse 300 CCT wit |  | 110
DIGI3F28B | Digital tracklight zwart |  | 150
DIGI3F28W | Digital tracklight wit |  | 150
MNECPIR400WCCT | Moon Eclipse 400 CCT wit |  | 130
MNECPIR400WCCTE | Moon Eclipse 400 CCT EM wit |  | 180
DIGI3F15B | Digital tracklight zwart |  | 125
DIGI3F15W | Digital tracklight wit |  | 125
MNECPIR300WCCTE | Moon Eclipse 300 CCT EM wit |  | 150
MNECPIR300BCCT | Moon Eclipse 300 CCT zwart |  | 110
MNECPIR250BCCT | Moon Eclipse 250 CCT zwart |  | 90
MNECPIR400BCCTE | Moon Eclipse 400 CCT EM zwart |  | 180
MNECPIR300BCCTE | Moon Eclipse 300 CCT EM zwart |  | 150
DRIVER MOON 140 | Spare driver |  | 10
MNECPIR400BCCT | Moon Eclipse 400 CCT zwart |  | 130
L5237022D3G | Puma CCU TRIAC Voeding 14-32Vdc - 22W | 332 | 28
L52335024 | Beetle CCU Voeding 36-71Vdc - 25W | 332 | 19.6
L52370024 | Beetle CCU Voeding 18-36Vdc - 25W | 332 | 19.6
L5240312R | Turtle Rond CCU Voeding 17-34Vdc - 12W | 332 | 15.4
L5237009D3G | Puma CCU TRIAC Voeding 6-13Vdc - 9W | 332 | 21
L52350202G | Puma CCU Voeding 2-40Vdc - 20W | 332 | 16.8
L52405042G | Turtle CCU Voeding 2-8Vdc - 4W | 332 | 9.1
L52403042G | Turtle CCU Voeding 6-12Vdc - 4W | 332 | 9.1
L52350024 | Beetle CCU Voeding 25-50Vdc - 25W | 332 | 19.6
L52350062G | Puma CCU Voeding 6-12Vdc - 6W | 332 | 9.8
L5237012D3G | Puma CCU TRIAC Voeding 9-18Vdc - 12W | 332 | 22.4
L52370044 | Beetle CCU Voeding 29-57Vdc - 40W | 332 | 23.8
L52335062G | Puma CCU Voeding 9-18Vdc - 6W | 332 | 9.8
L52370122G | Puma CCU Voeding 2-17Vdc - 12W | 332 | 14
L52310044 | Beetle CCU Voeding 19-38Vdc - 40W | 332 | 17
L52335122G | Puma CCU Voeding 2-34Vdc - 12W | 332 | 14
L52310064 | Beetle CCU Voeding 40-57Vdc - 60W | 332 | 19
L523M07DA | Octopus CCU DALI Voeding 25-71Vdc - 75W | 333 | 72.8
L523M02DA | Octopus CCU DALI Voeding 20-60Vdc - 25W | 333 | 49
L523M01DA | Octopus CCU DALI Voeding 18-54Vdc - 12W | 333 | 44.8
L523M04DA1 | Octopus CCU DALI Voeding 25-70Vdc - 45W | 333 | 56
L523M04DA2 | Octopus CCU DALI Voeding 14-43Vdc - 45W | 333 | 56
L526M02DA | Octopus CCU DW 2CH DALI Voeding 10-50Vdc - 25W | 333 | 49
L526M01DA | Octopus CCU DW 2CH DALI Voeding 10-50Vdc - 12W | 333 | 44.8
L526M04DA | Octopus CCU DW 2CH DALI Voeding 10-50Vdc - 45W | 333 | 68.6
L50LCM02C | Mean Well Voeding Multi Casambi 6-54Vdc - 25W | 333 | 147
L50LCM06C | Mean Well Voeding Multi Casambi 2-90V - 60W | 333 | 161
L513173 | RF Afstandsbediening Dynamic White | 338 | 94
L5121 | Aansluitkabel voor externe drukknoppen | 341 | 6
L50002D1 | DALI PWM Dimmer 1 kanaal | 342 | 44
L690003 | Inbouwveer | 268, 280 | 4.8
L69QSSM | Inbouwveren SQ-Line Recess 24 | 271, 280 | 4
L5235022D3G | Puma CCU TRIAC Voeding 20-44Vdc - 20W | n.a. | 28
L501004CD | LED Driver 1050 mA 40W | n.a. | 47.6
L507004CD | LED Driver 700 mA 40W | n.a. | 47.6
TL7W0127 | Tilt Mini Wit 7W - 2700K | 36 | 115.5
TL7W05 | Tilt Mini zwart 7w - 3000K | 36 | 115.5
TL7W0527 | Tilt mini zwart 7w - 2700K | 36 | 115.5
TL7W0127BR | Tilt Mini Bronzato 7w - 2700K | 36 | 144
TL7W0127P | Tilt Mini Piombo 7w - 2700K | 36 | 144
TL7W01BR | Tilt Mini Bronzato 7w - 3000K | 36 | 144
TL7W01P | Tilt Mini Piombo 7w - 3000K | 36 | 144
DRM5BZL | Drum Mini zwart | 52 | 47.25
DRM5WZL | Drum Mini wit | 52 | 47.25
DRMIP5BRZL | Drum Mini IP54 - Bronzato - Zonder lamp | 52 | 60.2
DRMIP5PZL | Drum Mini IP54 - Piombo - Zonder lamp | 52 | 60.2
DRMIP5BR27 | Drum Mini IP54 - Bronzato - 2700K | 52 | 72
DRMIP5BR30 | Drum Mini IP54 - Bronzato - 3000K | 52 | 72
DRMIP5P27 | Drum Mini IP54 - Piombo - 2700K | 52 | 72
DRMIP5P30 | Drum Mini IP54 - Piombo - 3000K | 52 | 72
DRM5B27 | Drum Mini zwart 2700K | 52 | 58.28
DRM5W30 | Drum Mini wit 3000K | 52 | 58.28
DRM5B30 | Drum Mini zwart 3000K | 52 | 58.275
DRM5W27 | Drum Mini wit 2700K | 52 | 58.275
DRMIP5WZL | Drum Mini IP54 - white - Zonder lamp | 52.299 | 53.55
DRMIP5B30 | Drum Mini IP54 - zwart - 3000K | 52.299 | 64.05
DRMIP5W27 | Drum Mini IP54 - wit - 2700K | 52.299 | 64.05
DRMIP5W30 | Drum Mini IP54 - wit - 3000K | 52.299 | 64.05
DR5BZL | Drum zwart | 53 | 54.075
DR5WZL | Drum wit | 53 | 54.075
DR5B27 | Drum zwart 2700K | 53 | 64.575
DR5B30 | Drum zwart 3000K | 53 | 64.575
DR5W27 | Drum wit 2700K | 53 | 64.575
DR5W30 | Drum wit 3000K | 53 | 64.575
LVRA1227B | Ascot 12W zwart 2700K | 69 | 105.525
LVRA1227W | Ascot 12W wit 2700K | 69 | 105.525
LVRA1230B | Ascot 12W zwart 3000K | 69 | 105.525
LVRA1230W | Ascot 12W wit 3000K | 69 | 105.525
L712425063 | Cuckoo 120 - 3000K | 71 | 162.5
L712425083 | Cuckoo 120 - 4000K | 71 | 162.5
L712425263 | Cuckoo 120 - 2700K | 71 | 162.5
DR3FGU1027B | Drum Mini 3F GU10 zwart 2700K | 116 | 79.275
DR3FGU1027W | Drum Mini 3F GU10 wit 2700K | 116 | 79.275
DR3FGU1030B | Drum Mini 3F GU10 zwart 3000K | 116 | 79.275
DR3FGU1030W | Drum Mini 3F GU10 wit 3000K | 116 | 79.275
RDS6018K4 | Radial Slim 60 | 153 | 58
RDS15055K4 | Radial Slim 150 | 153 | 108.5
RDS12038K4 | Radial Slim 120 | 153 | 81
RDS6018K4S | Radial Slim Sensor 60 | 154 | 80
RDS15055K4S | Radial Slim Sensor 150 | 154 | 130.5
RDS12038K4S | Radial Slim Sensor 120 | 154 | 103
RDS15055K4E | Radial Slim Emergency 150 | 155 | 194.5
RDS15055K4SE | Radial Slim Sensor Emergency 150 | 156 | 217.5
RD15060 | Radial 150 | 158 | 163
RD6018 | Radial 60 | 158 | 76
RD12033 | Radial 120 | 158 | 110.5
RD15060S | Radial 150 Sensor | 159 | 184
RD6018S | Radial 60 Sensor | 159 | 97
RD12033S | Radial 120 Sensor | 159 | 131.5
RD15060E | Radial 150 Emergency | 160 | 231
RD12033E | Radial 120 Emergency | 160 | 189
RD15060SE | Radial 150 Sensor Emergency | 161 | 252
QC15050 | Quick Connect 150 | 163 | 126
QC12036 | Quick Connect 120 | 163 | 100
QC6018 | Quick Connect 60 | 163 | 68.5
QC15050S | Quick Connect 150 Sensor | 164 | 157.5
QC12036E | Quick Connect 120 Emergency | 165 | 184
QC15050E | Quick Connect 150 Emergency | 165 | 205
QC12036SE | Quick Connect 120 Sensor Emergency | 166 | 226
QC15050SE | Quick Connect 150 Sensor Emergency | 166 | 247
L6R2906 | Flex Strip Rocket 900 warm wit | 200 | 156
L6R2908 | Flex Strip Rocket 900 neutraal wit | 200 | 156
L6R2904 | Flex Strip Rocket 900 koud wit | 200 | 156
L6R1906 | Flex Strip Rocket 450 warm wit | 200 | 97.5
L6R1904 | Flex Strip Rocket 450 koud wit | 200 | 97.5
L6R1908 | Flex Strip Rocket 450 neutraal wit | 200 | 97.5
L64946 | Flex Strip 400 Mono ambiance wit | 202 | 65
L64908 | Flex Strip 400 Mono neutraal wit | 202 | 65
L64906K | Flex Strip 400 Mono warm wit - 20m | 202 | 260
L64926K | Flex Strip 400 Mono ultra warm wit - 20m | 202 | 260
L62826E | Flex Strip 400 Energy Mono ultra warm wit | 202 | 52
L62804E | Flex Strip 400 Energy Mono koud wit | 202 | 52
L62808E | Flex Strip 400 Energy Mono neutraal wit | 202 | 52
L62826EK | Flex Strip 400 Energy Mono ultra warm wit - 20m | 202 | 208
L62846E | Flex Strip 400 Energy Mono ambiance warm wit | 202 | 52
L62806E | Flex Strip 400 Energy Mono warm wit | 202 | 52
L64904 | Flex Strip 400 Mono koud wit | 202 | 65
L62836E | Flex Strip 400 Energy Mono soft warm wit | 202 | 52
L68936 | Flex Strip 800 Mono soft warm wit | 203 | 109.2
L68926K | Flex Strip 800 Mono ultra warm wit - 20m | 203 | 436.8
L68926 | Flex Strip 800 Mono ultra warm wit | 203 | 109.2
L68908 | Flex Strip 800 Mono neutraal wit | 203 | 109.2
L68906K | Flex Strip 800 Mono warm wit - 20m | 203 | 436.8
L68946 | Flex Strip 800 Mono ambiance wit | 203 | 109.2
L68904 | Flex Strip 800 Mono koud wit | 203 | 109.2
L68908K | Flex Strip 800 Mono neutraal wit - 20m | 203 | 436.8
L66826EK | Flex Strip 800 Energy Mono ultra warm wit - 20m | 203 | 364
L66806E | Flex Strip 800 Energy Mono warm wit | 203 | 91
L66808E | Flex Strip 800 Energy Mono neutraal wit | 203 | 91
L66808EK | Flex Strip 800 Energy Mono neutraal wit - 20m | 203 | 364
L66826E | Flex Strip 800 Energy Mono ultra warm wit | 203 | 91
L66836E | Flex Strip 800 Energy Mono soft warm wit | 203 | 91
L66846E | Flex Strip 800 Energy Mono ambiance warm wit | 203 | 91
L68906HLK | Flex Strip 800 HE+ Mono warm wit - 20m | 204 | 613.6
L68908HL | Flex Strip HE+ 800 Mono neutraal wit | 204 | 153.4
L68926HL | Flex Strip HE+ 800 Mono ultra warm wit | 204 | 153.4
L68926HLK | Flex Strip 800 HE+ Mono ultra warm wit - 20m | 204 | 613.6
L68904HL | Flex Strip HE+ 800 Mono koud wit | 204 | 153.4
L64908HL | Flex Strip HE+ 400 Mono neutraal wit | 204 | 84.5
L64904HL | Flex Strip HE+ 400 Mono koud wit | 204 | 84.5
L64936HL | Flex Strip HE+ 400 Mono soft warm wit | 204 | 84.5
L64908HLK | Flex Strip 400 HE+ Mono neutraal wit - 20m | 204 | 338
L64926HL | Flex Strip HE+ 400 Mono ultra warm wit | 204 | 84.5
L64906HL | Flex Strip HE+ 400 Mono warm wit | 204 | 84.5
L68906HL | Flex Strip HE+ 800 Mono warm wit | 204 | 153.4
L64906HLK | Flex Strip 400 HE+ Mono warm wit - 20m | 204 | 338
L64926HLK | Flex Strip 400 HE+ Mono ultra warm wit - 20m | 204 | 338
L6SPSG06 | Flex Strip Spotless warm wit | 205.243 | 149.5
L6SPSG26 | Flex Strip Spotless ultra warm wit | 205.243 | 149.5
L6SPFC26 | Flex Strip Spotless Free Cut ultra warm wit | 205.243 | 169
L6SPFC06 | Flex Strip Spotless Free Cut warm wit | 205.243 | 169
L62C006 | Flex Strip COB IP20 warm wit 3000K | 206 | 154.7
L62C004 | Flex Strip COB IP20 koud wit 6500K | 206 | 154.7
L62C008LP | Flex Strip COB IP20 neutral wit | 206 | 115.7
L62C004LP | Flex Strip COB IP20 koud wit | 206 | 115.7
L62C026LP | Flex Strip COB IP20 ultra warm wit | 206 | 115.7
L62C0DW | Flex Strip COB Dynamic White | 208 | 244.4
L6V4806 | Flex Strip Xtend mono 48V IP20 - 20m | 209 | 582.4
L6V4808 | Flex Strip Xtend mono 48V IP20 - 20m | 209 | 582.4
L6831000 | Flex Strip 3535 RGB | 211 | 187.2
L65D808 | Flex Strip RGB + 4000K | 212 | 187.2
L6V4800 | Flex Strip Xtend RGB - 48v - 20m | 213 | 845
L6V48D826 | Flex Strip Xtend RGBW ultra warm wit | 213 | 1119.3
L64F413 | Flex Strip 900 IP65 - FOOD - Vers vlees | 224 | 169
L64F414 | Flex Strip 900 IP65 - FOOD - Vlees | 224 | 169
L64F411 | Flex Strip 900 IP65 - 3000K - FOOD - Fruit | 224 | 169
L64F412 | Flex Strip 900 IP65 - 4000K - FOOD - Vis | 224 | 169
L64F415 | Flex Strip 900 IP65 - 2700K - FOOD - Kaas | 224 | 169
L64F416 | Flex Strip 900 IP65 - 2400K GOLD - FOOD - Brood | 224 | 169
L6HT806 | Flex Strip Wellness - IP67 - 3000K | 225 | 325
L6HT836 | Flex Strip Wellness - IP67 - 2400K | 225 | 325
L6OP2082G | Flex Strip Opal Milan neutraal wit | 227 | 209.3
L6OP4262G | Flex Strip Opal Liverpool ultra warm wit | 227 | 254.8
L6OP2042G | Flex Strip Opal Milan koud wit | 227 | 209.3
L6OP4062G | Flex Strip Opal Liverpool warm wit | 227 | 254.8
L6OP4082G | Flex Strip Opal Liverpool neutraal wit | 227 | 254.8
L6OP4362G | Flex Strip Opal Liverpool soft warm wit | 227 | 254.8
L6OP4042G | Flex Strip Opal Liverpool koud wit | 227 | 254.8
L6OP3062G | Flex Strip Opal Hamburg warm wit | 228 | 235.3
L6OP3082G | Flex Strip Opal Hamburg neutraal wit | 228 | 235.3
L6OP3042G | Flex Strip Opal Hamburg koud wit | 228 | 235.3
L6OP7062G | Flex Strip Opal Shape IP65 - Rechte invoer | 230 | 559
L6OP706S2G | Flex Strip Opal Shape IP65 - Zij-invoer | 230 | 559
L6OP7262G | Flex Strip Opal Shape IP65 - Rechte invoer | 230 | 559
L6OP708S2G | Flex Strip Opal Shape IP65 - Zij-invoer | 230 | 559
L6OP7082G | Flex Strip Opal Shape IP65 - Rechte invoer | 230 | 559
L6OP8002G | Flex Strip Opal Shape Xtend RGB - Rechte invoer | 232 | 1300
L6OP800S2G | Flex Strip Opal Shape Xtend RGB - Zij invoer | 232 | 1300
L645906 | Flex Strip 400 Mono IP 67 warm wit | 244 | 98.8
L645904 | Flex Strip 400 IP67 Mono koud wit | 244 | 98.8
L645926 | Flex Strip 400 IP67 Mono ultra warm wit | 244 | 98.8
L645908 | Flex Strip 400 IP67 Mono neutraal wit | 244 | 98.8
L645936 | Flex Strip 400 IP67 Mono soft warm wit | 244 | 98.8
L63804E | Flex Strip 400 Energy Mono koud wit | 244 | 85.8
L63806E | Flex Strip 400 Energy Mono warm wit | 244 | 85.8
L63808E | Flex Strip 400 Energy Mono neutraal wit | 244 | 85.8
L63826E | Flex Strip 400 Energy Mono ultra warm wit | 244 | 85.8
L63836E | Flex Strip 400 Energy Mono soft warm wit | 244 | 85.8
L685926 | Flex Strip 800 IP67 Mono ultra warm wit | 245 | 143
L685906 | Flex Strip 800 IP 67 Mono warm wit | 245 | 143
L685936 | Flex Strip 800 IP67 Mono soft warm wit | 245 | 143
L685904 | Flex Strip 800 IP67 Mono koud wit | 245 | 143
L685908 | Flex Strip 800 IP67 Mono neutraal wit | 245 | 143
L665804E | Flex Strip 800 Energy Mono koud wit | 245 | 124.8
L665806E | Flex Strip 800 Energy Mono warm wit | 245 | 124.8
L665826E | Flex Strip 800 Energy Mono ultra warm wit | 245 | 124.8
L665836E | Flex Strip 800 Energy Mono soft warm wit | 245 | 124.8
L665808E | Flex Strip 800 Energy Mono neutraal wit | 245 | 124.8
L685906HL | Flex Strip 800 HE+ IP67 Monowarm wit | 246 | 187.2
L685926HL | Flex Strip 800 HE+ IP67 Mono ultra warm wit | 246 | 187.2
L685908HL | Flex Strip 800 HE+ IP67 Mono neutraal wit | 246 | 187.2
L685904HL | Flex Strip 800 HE+ IP67 Mono koud wit | 246 | 187.2
L645926HL | Flex Strip 400 HE+ Mono ultra warm wit | 246 | 113.1
L645904HL | Flex Strip 400 HE+ Mono koud wit | 246 | 113.1
L645908HL | Flex Strip 400 HE+ Mono neutraal wit | 246 | 113.1
L645936HL | Flex Strip 400 HE+ Mono soft warm wit | 246 | 113.1
L645906HL | Flex Strip 400 HE+ Mono warm wit | 246 | 113.1
L65D5806 | Flex Strip IP67 RGBW 3000K - 4-IN-1 | 248 | 227.5
L65D5804 | Flex Strip IP67 RGBW 6500K - 4-IN-1 | 248 | 227.5
L65D5808 | Flex Strip IP67 RGBW 4000K - 4-IN-1 | 248 | 227.5
L6555 | Flex Strip IP67 HD RGB 5m | 248 | 149.5
L65D5906HD | Flex Strip RGB+ CCT 5-in-1 | 249 | 403
DRMIP5BZL | Drum Mini IP54 - zwart - Zonder lamp | 299 | 53.55
DRMIP5B27 | Drum Mini IP54 2700K - zwart | 299 | 64.05
QC15050SR | Quick Connect 150 Sensor remote |  | 157.5
QC12036SR | Quick Connect 120 Sensor remote |  | 131.5
QC6018SR | Quick Connect 60 Sensor remote |  | 100

## Proled
Prijslijst maart 2026 Proled
Pagina | Aritkelnummer | Omschrijving | Kelvin | Brutoprijs
48 | L6R1904Z | PROLED FLEX STRIP ROCKET 450 W Z /m | 6000 K | 33.75
48 | L6R1906Z | PROLED FLEX STRIP ROCKET 450 WW Z /m | 3000 K | 33.75
48 | L6R1908Z | PROLED FLEX STRIP ROCKET 450 NW Z /m | 4000 K | 33.75
48 | L6R1926Z | PROLED FLEX STRIP ROCKET 450 SWW Z /m | 2700 K | 33.75
49 | L6R2904Z | PROLED FLEX STRIP ROCKET 900 W Z /m | 6000 K | 54
49 | L6R2906Z | PROLED FLEX STRIP ROCKET 900 WW Z /m | 3000 K | 54
49 | L6R2908Z | PROLED FLEX STRIP ROCKET 900 NW Z /m | 4000 K | 54
49 | L6R2926Z | PROLED FLEX STRIP ROCKET 900 SWW Z /m | 2700 K | 54
50 | L6201 | PROLED FLEX STRIP 300-12 BLUE 5m | blue | 80.625
50 | L6201Z | PROLED FLEX STRIP 300-12 BLUE Z | blue | 19.35
50 | L6202 | PROLED FLEX STRIP 300-12 GREEN 5m | green | 80.625
50 | L6202Z | PROLED FLEX STRIP 300-12 GREEN Z | green | 19.35
50 | L6203 | PROLED FLEX STRIP 300-12 RED 5m | red | 80.625
50 | L6203Z | PROLED FLEX STRIP 300-12 RED Z | red | 19.35
50 | L6204 | PROLED FLEX STRIP 300-12 W 5m | 6000 K | 80.625
50 | L6204Z | PROLED FLEX STRIP 300-12 W Z | 6000 K | 19.35
50 | L6206 | PROLED FLEX STRIP 300-12 WW 5m | 3000 K | 80.625
50 | L6206Z | PROLED FLEX STRIP 300-12 WW Z | 3000 K | 19.35
50 | L6207 | PROLED FLEX STRIP 300-12 AMBER 5m | amber | 80.625
50 | L6207Z | PROLED FLEX STRIP 300-12 AMBER Z | amber | 19.35
50 | L6208 | PROLED FLEX STRIP 300-12 NW 5m | 4000 K | 80.625
50 | L6208Z | PROLED FLEX STRIP 300-12 NW Z | 4000 K | 19.35
50 | L6226 | PROLED FLEX STRIP 300-12 SWW 2700K 5m | 2700 K | 80.625
50 | L6226Z | PROLED FLEX STRIP 300-12 SWW 2700K Z | 2700 K | 19.35
50 | L6236 | PROLED FLEX STRIP 300-12 UWW 2400K 5m | 2400 K | 80.625
50 | L6236Z | PROLED FLEX STRIP 300-12 UWW 2400K Z | 2400 K | 19.35
51 | L62804EZ | PROLED FLEX STRIP 400 ENERGY W Z | 6000 K | 18
51 | L62806EZ | PROLED FLEX STRIP 400 ENERGY WW Z | 3000 K | 18
51 | L62808EZ | PROLED FLEX STRIP 400 ENERGY NW Z | 4000 K | 18
51 | L62826EZ | PROLED FLEX STRIP 400 ENERGY SWW Z | 2700 K | 18
51 | L62836EZ | PROLED FLEX STRIP 400 ENERGY UWW Z | 2400 K | 18
51 | L62846EZ | PROLED FLEX STRIP 400 ENERGY AMW Z | 2100 K | 18
52 | L64904Z | PROLED FLEX STRIP 400 W Z | 6000 K | 22.5
52 | L64906Z | PROLED FLEX STRIP 400 WW Z | 3000 K | 22.5
52 | L64908Z | PROLED FLEX STRIP 400 NW Z | 4000 K | 22.5
52 | L64926Z | PROLED FLEX STRIP 400 SWW Z | 2700 K | 22.5
52 | L64936Z | PROLED FLEX STRIP 400 UWW Z | 2400 K | 22.5
52 | L64946Z | PROLED FLEX STRIP 400 AMW Z | 2100 K | 22.5
53 | L66C904 | PROLED FLEX STRIP 600-95 CC W 20m | 6000 K | 1383.75
53 | L66C904Z | PROLED FLEX STRIP 600-95 CC W Z | 6000 K | 83.025
53 | L66C906 | PROLED FLEX STRIP 600-95 CC WW 20m | 3000 K | 1383.75
53 | L66C906Z | PROLED FLEX STRIP 600-95 CC WW Z | 3000 K | 83.025
53 | L66C908 | PROLED FLEX STRIP 600-95 CC N-W 20m | 4000 K | 1383.75
53 | L66C908Z | PROLED FLEX STRIP 600-95 CC NW Z | 4000 K | 83.025
53 | L66C926 | PROLED FLEX STRIP 600-95 CC SWW 20m | 2700 K | 1383.75
53 | L66C926Z | PROLED FLEX STRIP 600-95 CC SWW Z | 2700 K | 83.025
54 | L66804EZ | PROLED FLEX STRIP 800 ENERGY W Z | 6000 K | 31.5
54 | L66806EZ | PROLED FLEX STRIP 800 ENERGY WW Z | 3000 K | 31.5
54 | L66808EZ | PROLED FLEX STRIP 800 ENERGY NW Z | 4000 K | 31.5
54 | L66826EZ | PROLED FLEX STRIP 800 ENERGY SWW Z | 2700 K | 31.5
54 | L66836EZ | PROLED FLEX STRIP 800 ENERGY UWW Z | 2400 K | 31.5
54 | L66846EZ | PROLED FLEX STRIP 800 ENERGY AMW Z | 2100 K | 31.5
55 | L6801 | PROLED FLEX STRIP 800 MONO blue 5m | blue | 157.5
55 | L6801Z | PROLED FLEX STRIP 800 MONO blue Z /m | blue | 37.8
55 | L68904Z | PROLED FLEX STRIP 800 W Z | 6000 K | 37.8
55 | L68906Z | PROLED FLEX STRIP 800 WW Z | 3000 K | 37.8
55 | L68908Z | PROLED FLEX STRIP 800 NW Z | 4000 K | 37.8
55 | L68926Z | PROLED FLEX STRIP 800 SWW Z | 2700 K | 37.8
55 | L68936Z | PROLED FLEX STRIP 800 UWW Z | 2400 K | 37.8
55 | L68946Z | PROLED FLEX STRIP 800 AW Z | 2100 K | 37.8
56 | L68904X | PROLED FLEX STRIP 800-95 W 5m | 6000 K | 198.75
56 | L68904XZ | PROLED FLEX STRIP 800-95 W Z | 6000 K | 47.7
56 | L68906X | PROLED FLEX STRIP 800-95 N-W 5m | 3000 K | 198.75
56 | L68906XZ | PROLED FLEX STRIP 800-95 W-WEISS Z | 3000 K | 47.7
56 | L68908X | PROLED FLEX STRIP 800-95 W-W 5m | 4000 K | 198.75
56 | L68908XZ | PROLED FLEX STRIP 800-95 NW Z | 4000 K | 47.7
56 | L68926X | PROLED FLEX STRIP 800-95 SWW 2700K 5m | 2700 K | 198.75
56 | L68926XZ | PROLED FLEX STRIP 800-95 SWW Z | 2700 K | 47.7
57 | L67904S | PROLED FLEX STRIP 1200 SING W 5m | 6000 K | 316.875
57 | L67904SZ | PROLED FLEX STRIP 1200 SING W Z | 6000 K | 76.05
57 | L67906S | PROLED FLEX STRIP 1200 SING WW 5m | 3000 K | 316.875
57 | L67906SZ | PROLED FLEX STRIP 1200 SING WW Z | 3000 K | 76.05
57 | L67908S | PROLED FLEX STRIP 1200 SING NW 5m | 4000 K | 316.875
57 | L67908SZ | PROLED FLEX STRIP 1200 SING NW Z | 4000 K | 76.05
57 | L67926S | PROLED FLEX STRIP 1200 SING SWW 5m | 2700 K | 316.875
57 | L67926SZ | PROLED FLEX STRIP 1200 SING SWW Z | 2700 K | 76.05
57 | L67936S | PROLED FLEX STRIP 1200 SING UWW 5m | 2400 K | 316.875
57 | L67936SZ | PROLED FLEX STRIP 1200 SING UWW Z | 2400 K | 76.05
58 | L64904HLZ | PROLED FLEX STRIP 400 HE+ W Z | 6000 K | 29.25
58 | L64906HLZ | PROLED FLEX STRIP 400 HE+ WW Z | 3000 K | 29.25
58 | L64908HLZ | PROLED FLEX STRIP 400 HE+ NW Z | 4000 K | 29.25
58 | L64926HLZ | PROLED FLEX STRIP 400 HE+ SWW Z | 2700 K | 29.25
58 | L64936HLZ | PROLED FLEX STRIP 400 HE+ UWW Z | 2400 K | 29.25
59 | L68904HLZ | PROLED FLEX STRIP 800 HE+ W Z | 6000 K | 53.1
59 | L68906HLZ | PROLED FLEX STRIP 800 HE+ WW Z | 3000 K | 53.1
59 | L68908HLZ | PROLED FLEX STRIP 800 HE+ NW Z | 4000 K | 53.1
59 | L68926HLZ | PROLED FLEX STRIP 800 HE+ SWW Z | 2700 K | 53.1
59 | L68936HLZ | PROLED FLEX STRIP 800 HE+ UWW Z | 2400 K | 53.1
60 | L67904SHL | PROLED FLEX STRIP 1200 HE+ 2G W 2,5m | 6000 K | 266.25
60 | L67904SHLZ | PROLED FLEX STRIP 1200 HE+ 2G W Z | 6000 K | 127.8
60 | L67906SHL | PROLED FLEX STRIP 1200 HE+ 2G WW 2,5m | 3000 K | 266.25
60 | L67906SHLZ | PROLED FLEX STRIP 1200 HE+ 2G WW Z | 3000 K | 127.8
60 | L67908SHL | PROLED FLEX STRIP 1200 HE+ 2G NW 2,5m | 4000 K | 266.25
60 | L67908SHLZ | PROLED FLEX STRIP 1200 HE+ 2G NW Z | 4000 K | 127.8
60 | L67926SHL | PROLED FLEX STRIP 1200 HE+ 2G SWW 2,5m | 2700 K | 266.25
60 | L67926SHLZ | PROLED FLEX STRIP 1200 HE+ 2G SWW Z | 2700 K | 127.8
60 | L67936SHL | PROLED FLEX STRIP 1200 HE+ 2G UWW 2,5m | 2400 K | 266.25
60 | L67936SHLZ | PROLED FLEX STRIP 1200 HE+ 2G UWW Z | 2400 K | 127.8
62 | L6SPSG06Z | PROLED FLEX STRIP SPOTLESS WW Z /m | 3000 K | 51.75
62 | L6SPSG08Z | PROLED FLEX STRIP SPOTLESS NW Z /m | 4000 K | 51.75
62 | L6SPSG26Z | PROLED FLEX STRIP SPOTLESS SSW Z /m | 2700 K | 51.75
63 | L6SPFC06Z | PROLED FLEX STRIP SPOTLESS FREE CUT WW Z /m | 3000 K | 58.5
63 | L6SPFC08Z | PROLED FLEX STRIP SPOTLESS FREE CUT NW Z /m | 4000 K | 58.5
63 | L6SPFC26Z | PROLED FLEX STRIP SPOTLESS FREE CUT SSW Z /m | 2700 K | 58.5
64 | L62C004LPZ | PROLED FLEX STRIP COB W LP Z | 6000 K | 40.05
64 | L62C006LPZ | PROLED FLEX STRIP COB WW LP Z | 3000 K | 40.05
64 | L62C008LPZ | PROLED FLEX STRIP COB NW LP Z | 4000 K | 40.05
64 | L62C026LPZ | PROLED FLEX STRIP COB SWW 5m | 2700 K | 40.05
65 | L62C004Z | PROLED FLEX STRIP COB W Z | 6000 K | 53.55
65 | L62C006Z | PROLED FLEX STRIP COB WW Z | 3000 K | 53.55
65 | L62C008 | PROLED FLEX STRIP COB NW 5m | 4000 K | 223.125
65 | L62C008Z | PROLED FLEX STRIP COB NW Z | 4000 K | 53.55
65 | L62C026 | PROLED FLEX STRIP COB SWW 5m | 2700 K | 223.125
65 | L62C026Z | PROLED FLEX STRIP COB SWW Z | 2700 K | 53.55
68 | L6810804HL | PROLED FLEX STRIP 5630 HE+ W 5m | 6000 K | 305.625
68 | L6810804HLZ | PROLED FLEX STRIP 5630 HE+ W Z | 6000 K | 73.35
68 | L6810806HL | PROLED FLEX STRIP 5630 HE+ WW 5 | 3000 K | 305.625
68 | L6810806HLZ | PROLED FLEX STRIP 5630 HE+ WW Z | 3000 K | 73.35
68 | L6810808HL | PROLED FLEX STRIP 5630 HE+ NW 5 | 4000 K | 305.625
68 | L6810808HLZ | PROLED FLEX STRIP 5630 HE+ NW Z | 4000 K | 73.35
68 | L6810826HL | PROLED FLEX STRIP 5630 HE+ SWW 5m | 2700 K | 305.625
68 | L6810826HLZ | PROLED FLEX STRIP 5630 HE+ SWW Z | 2700 K | 73.35
69 | L6V4806Z | PROLED FLEX STRIP XTEND 20m WW Z | 3000 K | 50.4
69 | L6V4808Z | PROLED FLEX STRIP XTEND 20m NW Z | 4000 K | 50.4
69 | L6V4826Z | PROLED FLEX STRIP XTEND 20m SWW Z | 2700 K | 50.4
70 | L64F11 | PROLED FLEX STRIP FOOD 2G FRUIT | 2700 K | 217.5
70 | L64F11Z | PROLED FLEX STRIP FOOD 2G FRUIT Z | Fruit | 52.2
70 | L64F12 | PROLED FLEX STRIP FOOD 2G FISH | 4000 K | 217.5
70 | L64F12Z | PROLED FLEX STRIP FOOD 2G FISH Z | Fish | 52.2
70 | L64F13 | PROLED FLEX STRIP FOOD 2G FRESH MEAT | Fresh Meat | 217.5
70 | L64F13Z | PROLED FLEX STRIP FOOD 2G MEAT Z | Fresh Meat | 52.2
70 | L64F14 | PROLED FLEX STRIP FOOD 2G SPECIAL MEAT | Special Meat | 217.5
70 | L64F14Z | PROLED FLEX STRIP FOOD 2G SPECIAL MEAT Z | Special Meat | 52.2
70 | L64F15 | PROLED FLEX STRIP FOOD 2G CHEESE GOLD | 2700 K | 217.5
70 | L64F15Z | PROLED FLEX STRIP FOOD 2G CHEESE Z | Cheese Gold | 52.2
70 | L64F16 | PROLED FLEX STRIP FOOD 2G BREAD | 2400 K | 217.5
70 | L64F16Z | PROLED FLEX STRIP FOOD 2G SPECIAL MEAT Z | Bread | 52.2
72 | L6820072G | PROLED FLEX STRIP DIM-TO-WARM 1400 5m | 2400 K to 3000 K | 316.875
72 | L6820072GZ | PROLED FLEX STRIP DIM-TO-WARM 1400 Z | 2400 K to 3000 K | 76.05
73 | L68208002GZ | PROLED FLEX STRIP Dynamic white DW 80 2in1 2G | 3000 K to 6500 K | 84.6
74 | L62C0DWZ | PROLED FLEX STRIP COB Dynamic white DW Z | 2700 K to 6500 K | 84.6
75 | L6507Z | PROLED FLEX STRIP HD RGB Z | RGB | 39.6
76 | L65P07 | PROLED FLEX STRIP HD+ RGB 2,5m | RGB | 140.625
76 | L65P07Z | PROLED FLEX STRIP HD+ RGB Z | RGB | 67.5
77 | L6831000Z | PROLED FLEX STRIP 3535 RGB Z | RGB | 64.8
78 | L6V4800Z | PROLED FLEX STRIP XTEND 20m RGB Z | RGB | 73.125
79 | L65D807 | PROLED FLEX STRIP RGBA 4-In-1 5m | RGBA | 270
79 | L65D807Z | PROLED FLEX STRIP RGBA 4-In-1 Z | RGBA | 64.8
80 | L65D804Z | PROLED FLEX STRIP RGBW 4-IN-1 6500K Z | 6500 K | 64.8
80 | L65D808Z | PROLED FLEX STRIP RGBW 4-IN-1 NW Z | 4000 K | 64.8
80 | L65D826Z | PROLED FLEX STRIP RGBW 4-IN-1 SWW Z | 2700 K | 64.8
81 | L65D726 | PROLED FLEX STRIP RGBW SWW 5m | 2700 K | 223.125
81 | L65D726Z | PROLED FLEX STRIP RGBW SWW Z | 2700 K | 53.55
81 | L65D7W | PROLED FLEX STRIP RGBW 5m | 6000 K | 223.125
81 | L65D7WZ | PROLED FLEX STRIP RGBW Z | 6000 K | 53.55
82 | L6V48D808Z | PROLED FLEX STRIP XTEND 20m RGBW (NW) Z | 4000 K | 96.8625
82 | L6V48D826Z | PROLED FLEX STRIP XTEND 20m RGBW (SWW) Z | 2700 K | 96.8625
83 | L65D7A26 | PROLED FLEX STRIP RGBAW SWW 5m | 2700 K | 223.125
83 | L65D7A26Z | PROLED FLEX STRIP RGBAW SWW Z | 2700 K | 53.55
83 | L65D7AW | PROLED FLEX STRIP RGBAW 5m | 6000 K | 223.125
83 | L65D7AWZ | PROLED FLEX STRIP RGBAW Z | 6000 K | 53.55
84 | L65D906Z | PROLED FLEX STRIP RGBW + WW 5-IN-1 Z | 2400 K to 6500 K | 90
85 | L65D906HD | PROLED FLEX STRIP RGB + CCT 5-IN-1 HD | 2400 K to 6500 K | 540
85 | L65D906HDZ | PROLED FLEX STRIP RGB + CCT 5-IN-1 HD Z | 2400 K to 6500 K | 129.6
87 | L6806S12GZ | PROLED FLEX STRIP DIGITAL 60 SEG RGB - 12V - Z - WS2813 | RGB | 58.5
87 | L6806S22GZ | PROLED FLEX STRIP DIGITAL 60-5 Z - WS2813 | RGB | 58.5
88 | L6806S5Z | PROLED FLEX STRIP DIGITAL 60 SEG RGBW - 24V Z - UCS2904 | 6500 K | 63
89 | L6803Z | PROLED FLEX STRIP DIGITAL 30 Z - WS2813 | RGB | 64.8
90 | L6806Z | PROLED FLEX STRIP DIGITAL 60-5 Z - WS2813 | RGB | 101.25
91 | L6806S4Z | PROLED FLEX STRIP DIGITAL 60-12 Z - WS2815 | RGB | 123.75
94 | L644904 | PROLED FLEX STRIP IP53 400 W 5m | 6000 K | 112.5
94 | L644904Z | PROLED FLEX STRIP IP53 400 W Z | 6000 K | 31.5
94 | L644906 | PROLED FLEX STRIP IP53 400 WW 5m | 3000 K | 112.5
94 | L644906Z | PROLED FLEX STRIP IP53 400 WW Z | 3000 K | 31.5
94 | L644908 | PROLED FLEX STRIP IP53 400 NW 5m | 4000 K | 112.5
94 | L644908Z | PROLED FLEX STRIP IP53 400 NW Z | 4000 K | 31.5
94 | L644926 | PROLED FLEX STRIP IP53 400 SWW 5m | 2700 K | 112.5
94 | L644926Z | PROLED FLEX STRIP IP53 400 W Z | 2700 K | 31.5
94 | L644936 | PROLED FLEX STRIP IP53 400 UWW 5m | 2400 K | 112.5
94 | L644936Z | PROLED FLEX STRIP IP53 400 UWW Z | 2400 K | 31.5
95 | L684904 | PROLED FLEX STRIP IP53 800 W 5m | 6000 K | 176.25
95 | L684904Z | PROLED FLEX STRIP IP53 800 W Z | 6000 K | 49.35
95 | L684906 | PROLED FLEX STRIP IP53 800 WW 5m | 3000 K | 176.25
95 | L684906Z | PROLED FLEX STRIP IP53 800 WW Z | 3000 K | 49.35
95 | L684908 | PROLED FLEX STRIP IP53 800 NW 5m | 4000 K | 176.25
95 | L684908Z | PROLED FLEX STRIP IP53 800 NW Z | 4000 K | 49.35
95 | L684926 | PROLED FLEX STRIP IP53 800 SWW 5m | 2700 K | 176.25
95 | L684926Z | PROLED FLEX STRIP IP53 800 SWW Z | 2700 K | 49.35
95 | L684936 | PROLED FLEX STRIP IP53 800 UWW 5m | 2400 K | 176.25
95 | L684936Z | PROLED FLEX STRIP IP53 800 UWW Z | 2400 K | 49.35
96 | L644904HL | PROLED FLEX STRIP IP53 400 HE+ W 5m | 6000 K | 148.125
96 | L644904HLZ | PROLED FLEX STRIP IP53 400 HE+ W Z | 6000 K | 41.475
96 | L644906HL | PROLED FLEX STRIP IP53 400 HE+ WW 5 | 3000 K | 148.125
96 | L644906HLZ | PROLED FLEX STRIP IP53 400 HE+ WW Z | 3000 K | 41.475
96 | L644908HL | PROLED FLEX STRIP IP53 400 HE+ NW 5 | 4000 K | 148.125
96 | L644908HLZ | PROLED FLEX STRIP IP53 400 HE+ NW Z | 4000 K | 41.475
96 | L644926HL | PROLED FLEX STRIP IP53 400 HE+ SWW 5 | 2700 K | 148.125
96 | L644926HLZ | PROLED FLEX STRIP IP53 400 HE+ SWW Z | 2700 K | 41.475
96 | L644936HL | PROLED FLEX STRIP IP53 400 HE+ UWW 5 | 2400 K | 148.125
96 | L644936HLZ | PROLED FLEX STRIP IP53 400 HE+ UWW Z | 2400 K | 41.475
97 | L684904HL | PROLED FLEX STRIP IP53 800 HE+ W 5m | 6000 K | 247.5
97 | L684904HLZ | PROLED FLEX STRIP IP53 800 HE+ W Z | 6000 K | 69.3
97 | L684906HL | PROLED FLEX STRIP IP53 800 HE+ WW 5 | 3000 K | 247.5
97 | L684906HLZ | PROLED FLEX STRIP IP53 800 HE+ WW Z | 3000 K | 69.3
97 | L684908HL | PROLED FLEX STRIP IP53 800 HE+ NW 5 | 4000 K | 247.5
97 | L684908HLZ | PROLED FLEX STRIP IP53 800 HE+ NW Z | 4000 K | 69.3
97 | L684926HL | PROLED FLEX STRIP IP53 800 HE+ SWW 5 | 2700 K | 247.5
97 | L684926HLZ | PROLED FLEX STRIP IP53 800 HE+ SWW Z | 2700 K | 69.3
97 | L684936HL | PROLED FLEX STRIP IP53 800 HE+ UWW 5 | 2400 K | 247.5
97 | L684936HLZ | PROLED FLEX STRIP IP53 800 HE+ UWW Z | 2400 K | 69.3
98 | L65407 | PROLED FLEX STRIP IP53 HD RGB 5m | RGB | 193.125
98 | L65407Z | PROLED FLEX STRIP IP53 HD RGB Z | RGB | 54.075
99 | L654EC11 | PROLED EASY CONNECT 10 RGB A-CABEL f IP5 |  | 3.75
99 | L654EC13 | PROLED EASY CONNECT 10 RGB CABELV f IP53 |  | 5.625
99 | L654EC14 | PROLED EASY CONNECT 10 RGB STOSSV f IP53 |  | 3.75
100 | L63804EZ | PROLED FLEX STRIP IP68 400 ENERGY W Z | 6000 K | 34.65
100 | L63806EZ | PROLED FLEX STRIP IP68 400 ENERGY WW Z | 3000 K | 34.65
100 | L63808EZ | PROLED FLEX STRIP IP68 400 ENERGY NW Z | 4000 K | 34.65
100 | L63826EZ | PROLED FLEX STRIP IP68 400 ENERGY SWW Z | 2700 K | 34.65
100 | L63836EZ | PROLED FLEX STRIP IP68 400 ENERGY UWW Z | 2400 K | 34.65
101 | L645904Z | PROLED FLEX STRIP IP68 400 W Z | 6000 K | 39.9
101 | L645906Z | PROLED FLEX STRIP IP68 400 WW Z | 3000 K | 39.9
101 | L645908Z | PROLED FLEX STRIP IP68 400 NW Z | 4000 K | 39.9
101 | L645926Z | PROLED FLEX STRIP IP68 400 SWW Z | 2700 K | 39.9
101 | L645936Z | PROLED FLEX STRIP IP68 400 UWW Z | 2400 K | 39.9
102 | L665804EZ | PROLED FLEX STRIP IP68 800 ENERGY W Z | 6000 K | 50.4
102 | L665806EZ | PROLED FLEX STRIP IP68 800 ENERGY WW Z | 3000 K | 50.4
102 | L665808EZ | PROLED FLEX STRIP IP68 800 ENERGY NW Z | 4000 K | 50.4
102 | L665826EZ | PROLED FLEX STRIP IP68 800 ENERGY SWW Z | 2700 K | 50.4
102 | L665836EZ | PROLED FLEX STRIP IP68 800 ENERGY UWW Z | 2400 K | 50.4
103 | L685904Z | PROLED FLEX STRIP IP68 800 W Z | 6000 K | 57.75
103 | L685906Z | PROLED FLEX STRIP IP68 800 WW Z | 3000 K | 57.75
103 | L685908Z | PROLED FLEX STRIP IP68 800 NW Z | 4000 K | 57.75
103 | L685926Z | PROLED FLEX STRIP IP68 800 SWW Z | 2700 K | 57.75
103 | L685936Z | PROLED FLEX STRIP IP68 800 UWW Z | 2400 K | 57.75
104 | L645904HLZ | PROLED FLEX STRIP IP68 400 HE+ W Z | 6000 K | 45.675
104 | L645906HLZ | PROLED FLEX STRIP IP68 400 HE+ WW Z | 3000 K | 45.675
104 | L645908HLZ | PROLED FLEX STRIP IP68 400 HE+ NW Z | 4000 K | 45.675
104 | L645926HLZ | PROLED FLEX STRIP IP68 400 HE+ SWW Z | 2700 K | 45.675
104 | L645936HLZ | PROLED FLEX STRIP IP68 400 HE+ UWW Z | 2400 K | 45.675
105 | L685904HLZ | PROLED FLEX STRIP IP68 800 HE+ W Z | 6000 K | 75.6
105 | L685906HLZ | PROLED FLEX STRIP IP68 800 HE+ WW Z | 3000 K | 75.6
105 | L685908HLZ | PROLED FLEX STRIP IP68 800 HE+ NW Z | 4000 K | 75.6
105 | L685926HLZ | PROLED FLEX STRIP IP68 800 HE+ SWW Z | 2700 K | 75.6
105 | L685936HL | PROLED FLEX STRIP IP68 800 HE+ UWW 5m | 2400 K | 270
105 | L685936HLZ | PROLED FLEX STRIP IP68 800 HE+ UWW Z | 2400 K | 75.6
106 | L6SPSG06Z | PROLED FLEX STRIP SPOTLESS WW Z /m | 3000 K | 51.75
106 | L6SPSG08Z | PROLED FLEX STRIP SPOTLESS NW Z /m | 4000 K | 51.75
106 | L6SPSG26Z | PROLED FLEX STRIP SPOTLESS SSW Z /m | 2700 K | 51.75
107 | L6SPFC06Z | PROLED FLEX STRIP SPOTLESS FREE CUT WW Z /m | 3000 K | 58.5
107 | L6SPFC08Z | PROLED FLEX STRIP SPOTLESS FREE CUT NW Z /m | 4000 K | 58.5
107 | L6SPFC26Z | PROLED FLEX STRIP SPOTLESS FREE CUT SSW Z /m | 2700 K | 58.5
109 | L6V48506Z | PROLED FLEX STRIP IP65 XTEND SWW Z | 3000 K | 60.1125
109 | L6V48508Z | PROLED FLEX STRIP IP65 XTEND 20m NW Z | 4000 K | 60.1125
109 | L6V48526Z | PROLED FLEX STRIP IP65 XTEND 20m SWW Z | 2700 K | 60.1125
110 | L64F411Z | PROLED FLEX STRIP IP65 FOOD FRUIT Z | Fruit | 68.25
110 | L64F412Z | PROLED FLEX STRIP IP65 FOOD FISH Z | Fish | 68.25
110 | L64F413Z | PROLED FLEX STRIP IP65 FOOD FRESH MEAT Z | Fresh Meat | 68.25
110 | L64F414Z | PROLED FLEX STRIP IP65 FOOD SPECIAL MEAT Z | Special Meat | 68.25
110 | L64F415Z | PROLED FLEX STRIP IP65 FOOD CHEESE GOLD Z | Cheese Gold | 68.25
110 | L64F416Z | PROLED FLEX STRIP IP65 FOOD BREAD Z | Bread | 68.25
113 | L6HT806Z | PROLED FLEX STRIP WELLNESS WW Z | 3000 K | 131.25
113 | L6HT826Z | PROLED FLEX STRIP WELLNESS SWW Z | 2700 K | 131.25
113 | L6HT836Z | PROLED FLEX STRIP WELLNESS UWW Z | 2400 K | 131.25
114 | L6555Z | PROLED FLEX STRIP IP68 HD RGB Z | RGB | 60.375
115 | L65D5804Z | PROLED FLEX STRIP IP68 RGBW 4IN1 6500 Z | 6500 K | 91.875
115 | L65D5806Z | PROLED FLEX STRIP IP68 RGBW 4IN1 WW Z | RGBW | 91.875
115 | L65D5808Z | PROLED FLEX STRIP IP68 RGBW 4IN1 6500 Z | 4000 K | 91.875
115 | L65D5826Z | PROLED FLEX STRIP IP68 RGBW 4IN1 SWW Z | 2700 K | 91.875
116 | L65D5906 | PROLED FLEX STRIP IP68 RGB+CCT 5-IN-1 | 2400 K to 6000 K | 450
116 | L65D5906Z | PROLED FLEX STRIP IP68 RGB+CCT 5-IN-1 Z | 2400 K to 6000 K | 126
117 | L65D5906HDZ | PROLED FLEX STRIP IP68 RGB+CCT 5-IN-1HDZ | 2400 K to 6000 K | 162.75
118 | L68603Z | PROLED FLEX STRIP IP65 DIGITAL - 30 Z - WS2813 | RGB | 88.725
119 | L68606Z | PROLED FLEX STRIP IP65 DIGITAL - 60 Z - WS2813 | RGB | 128.1
120 | L68606S4Z | PROLED FLEX STRIP IP65 DIGITAL 60-12 WS2815 Z /m | RGB | 165.225
121 | L68606S5Z | PROLED FLEX STRIP IP65 DIGITAL 60 SEG RGBW UCS2904 Z /m | 6500 K | 94.5
122 | L5310FSUL | PROLED Kabel RGB IP65 100cm UL |  | 12
122 | L5320FSUL | PROLED Kabel RGB IP65 200cm UL |  | 18.9375
122 | L5330FSUL | PROLED Kabel RGB IP65 300cm UL |  | 26.0625
122 | L5391FSUL | PROLED Kabel RGB IP65 FLEX STRIP femal UL |  | 6.75
122 | L5392FSUL | PROLED Kabel RGB IP65 FLEX STRIP male UL |  | 6.75
122 | L5410FSUL | PROLED Kabel MONO IP65 100cm UL |  | 7.5
122 | L5420FSUL | PROLED Kabel MONO IP65 200cm UL |  | 12.1875
122 | L5430FSUL | PROLED Kabel MONO IP65 300cm UL |  | 16.875
122 | L5491FSUL | PROLED Kabel MONO IP65 FLEX STRIP femal UL |  | 5.8125
122 | L5492FSUL | PROLED Kabel MONO IP65 FLEX STRIP male UL |  | 5.8125
122 | L5510FSUL | PROLED Kabel RGBW IP65 100cm UL |  | 12.9375
122 | L5520FSUL | PROLED Kabel RGBW IP65 200cm UL |  | 19.875
122 | L5530FSUL | PROLED Kabel RGBW IP65 300cm UL |  | 27
122 | L5591FSUL | PROLED Kabel RGBW IP65 FLEX STRIP femal UL |  | 7.3125
122 | L5592FSUL | PROLED Kabel RGBW IP65 FLEX STRIP male UL |  | 7.3125
122 | L5A10FSUL | PROLED Kabel RGB-CCT IP65 100cm UL |  | 15.5625
122 | L5A20FSUL | PROLED Kabel RGB-CCT IP65 200cm UL |  | 20.0625
122 | L5A30FSUL | PROLED Kabel RGB-CCT IP65 300cm UL |  | 29.25
122 | L5A91FSUL | PROLED Kabel RGB-CCT IP65 FLEX STRIP female |  | 10.6875
122 | L5A92FSUL | PROLED Kabel RGB-CCT IP65 FLEX STRIP male |  | 10.6875
123 | L6390 | GLUE FLEX STRIP IP53 + IP68 80 |  | 18.75
123 | L6394 | KLEBER FLEX STRIP IP53 + IP68 290 |  | 58.125
123 | L6395 | GLUE FLEX STRIP IP53 + IP68 310 |  | 58.125
123 | L6396 | PROLED SEALING COMPOUND FOR FLEX STRIP IP53+IP68 |  | 4.425
123 | L63961 | SHRINK TUBE with hot melt adhesive 8mm |  | 2.4375
123 | L63962 | SHRINK TUBE with hot melt adhesive 16mm |  | 3.9375
123 | L63964 | PROLED mounting clips Flex St IP53+68 1200 |  | 9.375
123 | L63965 | PROLED mounting clips Flex St IP53+68 HD+RGB |  | 9.375
123 | L63966 | PROLED mounting clips Flex St IP53+68 300+600 |  | 9.375
123 | L63967 | PROLED end caps Flex Strip IP68 300+600 |  | 4.6875
123 | L63968 | PROLED end caps Flex Strip IP68 HD+RGB |  | 4.6875
123 | L63969 | PROLED end caps Flex Strip IP68 1200 |  | 4.6875
123 | L63970 | PROLED mounting clips Flex IP53+68 1200HE(+) |  | 9.375
123 | L63971 | PROLED end caps Flex Strip IP68 1200HE(+) |  | 4.6875
123 | L63980 | PROLED Mounting clips for IP65 FLEX STRIP XTEND MONO |  | 9.375
123 | L63981 | PROLED End caps for IP65 FLEX STRIP XTEND MONO |  | 4.6875
125 | L6OP3042GZ | PROLED FLEX STRIP OPAL HAMBURG 2G W Z | 6000 K | 86.625
125 | L6OP3062GZ | PROLED FLEX STRIP OPAL HAMBURG 2G WW Z | 3000 K | 86.625
125 | L6OP3082GZ | PROLED FLEX STRIP OPAL HAMBURG 2G NW Z | 4000 K | 86.625
125 | L6OP3262GZ | PROLED FLEX STRIP OPAL HAMBURG 2G SWW Z | 2700 K | 86.625
125 | L6OP3362GZ | PROLED FLEX STRIP OPAL HAMBURG 2G UWW Z | 2400 K | 86.625
126 | L6OP1042G | PROLED FLEX STRIP OPAL LONDON W 2G | 6000 K | 313.125
126 | L6OP1042GZ | PROLED FLEX STRIP OPAL LONDON W 2G Z | 6000 K | 86.625
126 | L6OP1062G | PROLED FLEX STRIP OPAL LONDON WW 2G | 3000 K | 313.125
126 | L6OP1062GZ | PROLED FLEX STRIP OPAL LONDON WW 2G Z | 3000 K | 86.625
126 | L6OP1082G | PROLED FLEX STRIP OPAL LONDON NW 2G | 4000 K | 313.125
126 | L6OP1082GZ | PROLED FLEX STRIP OPAL LONDON NW 2G Z | 4000 K | 86.625
126 | L6OP1262G | PROLED FLEX STRIP OPAL LONDON SWW 2G | 2700 K | 313.125
126 | L6OP1262GZ | PROLED FLEX STRIP OPAL LONDON SWW 2G Z | 2700 K | 86.625
126 | L6OP1362G | PROLED FLEX STRIP OPAL LONDON UWW 2G | 2400 K | 313.125
126 | L6OP1362GZ | PROLED FLEX STRIP OPAL LONDON UWW 2G Z | 2400 K | 86.625
127 | L6OP4042GZ | PROLED FLEX STRIP OPAL LIVERPOOL 2G W Z | 6000 K | 102.9
127 | L6OP4062GZ | PROLED FLEX STRIP OPAL LIVERPOOL 2G WW Z | 3000 K | 102.9
127 | L6OP4082GZ | PROLED FLEX STRIP OPAL LIVERPOOL 2G NW Z | 4000 K | 102.9
127 | L6OP4262GZ | PROLED FLEX STRIP OPAL LIVERPOOL 2G SWW Z | 2700 K | 102.9
127 | L6OP4362GZ | PROLED FLEX STRIP OPAL LIVERPOOL 2G UWW Z | 2400 K | 102.9
129 | L6OP400Z | PROLED FLEX STRIP OPAL LIVERPOOL RGB Z | RGB | 101.85
130 | L6OP2042GZ | PROLED FLEX STRIP OPAL MILAN 2G W Z | 6000 K | 84.525
130 | L6OP2062GZ | PROLED FLEX STRIP OPAL MILAN 2G WW Z | 3000 K | 84.525
130 | L6OP2082GZ | PROLED FLEX STRIP OPAL MILAN 2G NW Z | 4000 K | 84.525
130 | L6OP2262GZ | PROLED FLEX STRIP OPAL MILAN 2G SWW Z | 2700 K | 84.525
130 | L6OP2362GZ | PROLED FLEX STRIP OPAL MILAN 2G UWW Z | 2400 K | 84.525
131 | L6OP504 | PROLED FLEX STRIP OPAL SIDE VIEW W | 6000 K | 453.75
131 | L6OP504Z | PROLED FLEX STRIP OPAL SIDEVIEW W Z | 6000 K | 127.05
131 | L6OP506 | PROLED FLEX STRIP OPAL SIDE VIEW WW | 3000 K | 453.75
131 | L6OP506Z | PROLED FLEX STRIP OPAL SIDEVIEW W-WEIS Z | 3000 K | 127.05
131 | L6OP508 | PROLED FLEX STRIP OPAL SIDE VIEW NW | 4000 K | 453.75
131 | L6OP508Z | PROLED FLEX STRIP OPAL SIDEVIEW N-WEIS Z | 4000 K | 127.05
131 | L6OP526 | PROLED FLEX STRIP OPAL SIDE VIEW SWW | 2700 K | 453.75
131 | L6OP526Z | PROLED FLEX STRIP OPAL SIDEVIEW SWW Z | 2700 K | 127.05
131 | L6OP536 | PROLED FLEX STRIP OPAL SIDE VIEW UWW | 2400 K | 453.75
131 | L6OP536Z | PROLED FLEX STRIP OPAL SIDEVIEW UWW Z | 2400 K | 127.05
132 | L6OP6042G | PROLED FLEX STRIP OPAL 360 W 2G | 6000 K | 834.375
132 | L6OP6042GZ | PROLED FLEX STRIP OPAL 360 W 2G Z | 6000 K | 233.625
132 | L6OP6062G | PROLED FLEX STRIP OPAL 360 WW 2G | 3000 K | 834.375
132 | L6OP6062GZ | PROLED FLEX STRIP OPAL 360 WW 2G Z | 3000 K | 233.625
132 | L6OP6082G | PROLED FLEX STRIP OPAL 360 NW 2G | 4000 K | 834.375
132 | L6OP6082GZ | PROLED FLEX STRIP OPAL 360 N-W 2G Z | 4000 K | 233.625
132 | L6OP6262G | PROLED FLEX STRIP OPAL 360 SWW 2G | 2700 K | 834.375
132 | L6OP6262GZ | PROLED FLEX STRIP OPAL 360 SWW 2G Z | 2700 K | 233.625
133 | L6OP1A1 | PROLED FLEX STRIP OPAL LONDON PROFIL 2m |  | 16.6875
133 | L6OP1A2 | PROLED FLEX STRIP OPAL LONDON PROFIL MIN |  | 5.0625
133 | L6OP1A4 | PROLED FLEX STRIP OPAL LOND END CAP |  | 9.375
133 | L6OP1A5 | PROLED FLEX STRIP OPAL LOND END CAP SIDE |  | 9.375
133 | L6OP3A1 | PROLED FLEX STRIP OPAL HAMBURG PROFIL 2m |  | 12.75
133 | L6OP3A2 | PROLED FLEX STRIP OPAL HAMBURG PROFIL MINI |  | 5.0625
133 | L6OP3A4 | PROLED FLEX STRIP OPAL HAMB END CAP SIDE SUPPLY |  | 9.375
134 | L6OP2A1 | PROLED FLEX STRIP OPAL MILAN PROFIL 2m |  | 16.6875
134 | L6OP2A2 | PROLED FLEX STRIP OPAL MILAN PROFIL MIN |  | 5.0625
134 | L6OP2A5 | PROLED FLEX STRIP OPAL MILA END CAP SIDE |  | 9.375
134 | L6OP4A1 | PROLED FLEX STRIP OPAL LIVERPOOL PROFIL 2m |  | 16.6875
134 | L6OP4A2 | PROLED FLEX STRIP OPAL LIVERPOOL PROFIL MINI |  | 5.0625
134 | L6OP4A5 | PROLED FLEX STRIP OPAL LIVE END CAP SIDE |  | 9.375
134 | L6OP5A1 | PROLED FLEX STRIP OPAL SIDE VIEW PROFIL 2 |  | 16.6875
134 | L6OP5A2 | PROLED FLEX STRIP OPAL SIDE VIEW PROFIL MI |  | 5.0625
134 | L6OP5A3 | PROLED FLEX STRIP OPAL SIDE VIEW END CAP |  | 9.375
134 | L6OP5A4 | PROLED FLEX STRIP OPAL SIDE VIEW END CAP S |  | 9.375
135 | L6OP6A2 | PROLED FLEX STRIP OPAL 360 MOUNTING CLIP |  | 11.8125
135 | L6OP6A3 | PROLED FLEX STRIP OPAL 360 END CAP |  | 9.375
135 | L6OP6A6 | PROLED FLEX STRIP OPAL 360 Connector |  | 2.4375
137 | L6OP7062GZ | PROLED FLEX STRIP OPAL SHAPE 2G MONO WW TOP Z /m | 3000 K | 204.75
137 | L6OP706S2GZ | PROLED FLEX STRIP OPAL SHAPE 2G MONO WW SIDE Z /m | 3000 K | 204.75
137 | L6OP7082GZ | PROLED FLEX STRIP OPAL SHAPE 2G MONO NW TOP Z /m | 4000 K | 204.75
137 | L6OP708S2GZ | PROLED FLEX STRIP OPAL SHAPE 2G MONO NW SIDE Z /m | 4000 K | 204.75
137 | L6OP7262GZ | PROLED FLEX STRIP OPAL SHAPE 2G MONO SWW TOP Z /m | 2700 K | 204.75
137 | L6OP726S2GZ | PROLED FLEX STRIP OPAL SHAPE 2G MONO SWW SIDE Z /m | 2700 K | 204.75
138 | L6OP7002GZ | PROLED FLEX STRIP OPAL SHAPE 2G RGB TOP Z /m | RGB | 236.25
138 | L6OP700S2GZ | PROLED FLEX STRIP OPAL SHAPE 2G RGB TOP Z /m | RGB | 236.25
139 | L6OP70SEG | PROLED FLEX STRIP OPAL SHAPE DIGITAL RGB TOP 5m | RGB | 1012.5
139 | L6OP70SEGS | PROLED FLEX STRIP OPAL SHAPE DIGITAL RGB SIDE 5m | RGB | 1012.5
139 | L6OP70SEGSZ | PROLED FLEX STRIP OPAL SHAPE DIGITAL RGB SIDE Z /m | RGB | 283.5
139 | L6OP70SEGZ | PROLED FLEX STRIP OPAL SHAPE DIGITAL RGB TOP Z /m | RGB | 283.5
140 | L6OP8062GZ | PROLED FLEX STRIP OPAL SHAPE XTEND 2G MONO WW TOP Z /m | 3000 K | 227.4938
140 | L6OP806S2GZ | PROLED FLEX STRIP OPAL SHAPE XTEND 2G MONO WW SIDE Z /m | 3000 K | 227.4938
140 | L6OP8082GZ | PROLED FLEX STRIP OPAL SHAPE XTEND 2G MONO NW TOP Z /m | 4000 K | 227.4938
140 | L6OP808S2GZ | PROLED FLEX STRIP OPAL SHAPE XTEND 2G MONO NW SIDE Z /m | 4000 K | 227.4938
140 | L6OP8262GZ | PROLED FLEX STRIP OPAL SHAPE XTEND 2G MONO SWW TOP Z /m | 2700 K | 227.4938
140 | L6OP826S2GZ | PROLED FLEX STRIP OPAL SHAPE XTEND 2G MONO SWW SIDE Z /m | 2700 K | 227.4938
141 | L6OP8002GZ | PROLED FLEX STRIP OPAL SHAPE XTEND 2G RGB TOP Z /m | RGB | 262.5
141 | L6OP800S2GZ | PROLED FLEX STRIP OPAL SHAPE XTEND 2G RGB SIDE Z /m | RGB | 262.5
160 | L65XT2004 | PROLED FLEX STRIP XT2 W 10m | 6000 K | 937.5
160 | L65XT2004Z | PROLED FLEX STRIP XT2 W Z | 6000 K | 131.25
160 | L65XT2006 | PROLED FLEX STRIP XT2 W-W 10m | 3000 K | 937.5
160 | L65XT2006Z | PROLED FLEX STRIP XT2 W-W Z | 3000 K | 131.25
160 | L65XT2008 | PROLED FLEX STRIP XT2 N-W 10m | 4000 K | 937.5
160 | L65XT2008Z | PROLED FLEX STRIP XT2 N-W Z | 4000 K | 131.25
161 | L65XT000 | PROLED FLEX STRIP XT RGB 10m | RGB | 843.75
161 | L65XT000Z | PROLED FLEX STRIP XT RGB Z | RGB | 118.125
162 | L65XT902 | PROLED FLEX STRIP XT LINEAR CONNECTOR RGB |  | 12.1875
162 | L65XT904 | PROLED FLEX STRIP XT END CAP RGB |  | 5.625
162 | L65XT911 | PROLED FLEX STRIP XT CABEL CONNECTOR RGB |  | 29.0625
163 | L65XT906 | PROLED FLEX STRIP XT A-CABEL LEFT RGB |  | 13.125
163 | L65XT908 | PROLED FLEX STRIP XT A-CABEL RIGHT RGB |  | 13.125
163 | L65XT915 | PROLED FLEX STRIP XT A-CABEL Y RGB |  | 33.75
164 | L65XT2805 | PROLED FLEX STRIP XT2 A-CABEL L MONO IP67 |  | 30
164 | L65XT2807 | PROLED FLEX STRIP XT2 A-CABEL R MONO IP67 |  | 30
164 | L65XT804 | PROLED FLEX STRIP XT END CAP RGB IP67 |  | 13.125
164 | L65XT806 | PROLED FLEX STRIP XT A-CABEL L RGB IP67 |  | 18.75
164 | L65XT808 | PROLED FLEX STRIP XT A-CABEL R RGB IP67 |  | 18.75
165 | L65XT909 | PROLED FLEX STRIP XT/ - TUBE sealing compound |  | 11.25
165 | L65XT913 | PROLED FLEX STRIP XT ALU PROFIL RGB |  | 13.125
165 | L65XT917 | PROLED FLEX STRIP XT MOUNTING CLIP RGB |  | 2.8125
165 | L65XT918 | PROLED FLEX STRIP+TUBE THIN insert tool |  | 5.625
165 | L37A20C | PROLED FLEX TUBE / XTREME TOOL KIT COMPACT |  | 375
165 | L37A21 | PROLED CUTTING TOOL |  | 165
166 | L15G063Z | PROLED FLEX STRIP WALL g, WW, 30° Z | 3000 K | 414.75
166 | L15G064Z | PROLED FLEX STRIP WALL g, WW, 45° Z | 3000 K | 414.75
166 | L15G066Z | PROLED FLEX STRIP WALL g, WW, 60° Z | 3000 K | 414.75
166 | L15G083Z | PROLED FLEX STRIP WALL g, NW, 30° Z | 4000 K | 414.75
166 | L15G084Z | PROLED FLEX STRIP WALL g, NW, 45° Z | 4000 K | 414.75
166 | L15G086Z | PROLED FLEX STRIP WALL g, NW, 60° Z | 4000 K | 414.75
166 | L15G263Z | PROLED FLEX STRIP WALL g, SWW, 30° Z | 2700 K | 414.75
166 | L15G264Z | PROLED FLEX STRIP WALL g, WW, 45° Z | 2700 K | 414.75
166 | L15G266Z | PROLED FLEX STRIP WALL g, SWW, 60° Z | 2700 K | 414.75
166 | L15W063Z | PROLED FLEX STRIP WALL w, WW, 30° Z | 3000 K | 414.75
166 | L15W064Z | PROLED FLEX STRIP WALL w, WW, 45° Z | 3000 K | 414.75
166 | L15W066Z | PROLED FLEX STRIP WALL w, WW, 30° Z | 3000 K | 414.75
166 | L15W083Z | PROLED Flex Strip Wall w, NW, 30° Z | 4000 K | 414.75
166 | L15W084Z | PROLED Flex Strip Wall w, NW, 45° Z | 4000 K | 414.75
166 | L15W086Z | PROLED FLEX STRIP WALL w, NW, 60° Z | 4000 K | 414.75
166 | L15W263Z | PROLED FLEX STRIP WALL w, WW, 30° Z | 2700 K | 414.75
166 | L15W264Z | PROLED FLEX STRIP WALL w, SWW, 45° Z | 2700 K | 414.75
166 | L15W266Z | PROLED FLEX STRIP WALL w, SWW, 60° Z | 2700 K | 414.75
166 | L15G266 | PROLED Flex Strip Wall g, SWW, 60° | 2700 K | 1481.25
166 | L15W266 | PROLED Flex Strip Wall w, SWW, 60° | 2700 K | 1481.25
167 | L15ZA01B | PROLED Flex Strip Wall zub input cable B |  | 15
167 | L15ZA01W | PROLED Flex Strip Wall zub input cable W |  | 15
167 | L15ZA02B | PROLED Flex Strip Wall zub connection cable set B |  | 39.375
167 | L15ZA04B | PROLED Flex Strip Wall zub clip B |  | 8.4375
167 | L15ZA05B | PROLED Flex Strip Wall zub Bracket rotating B |  | 12.1875
168/169 | L6KF2001 | FLEX STRIP IP20 SOLDERING CABEL 2POL |  | 10.875
168/169 | L6KF2002 | FLEX STRIP IP20 SOLDERING CABEL 3-4POL |  | 12.75
168/169 | L6KF2003 | FLEX STRIP IP20 SOLDERING CABEL 5-6POL |  | 14.8125
168/169 | L6KF2011 | FLEX STRIP IP20 LÖTEN 2 STRIPS 2POL |  | 12.375
168/169 | L6KF2022 | FLEX STRIP IP20 LÖTEN 2 STRIPS 3-4POL |  | 14.25
168/169 | L6KF2033 | FLEX STRIP IP20 LÖTEN 2 STRIPS 5-6POL |  | 16.125
168/169 | L6KF5301 | FLEX STRIP IP53 SOLDERING CABEL 2POL |  | 14.8125
168/169 | L6KF5302 | FLEX STRIP IP53 SOLDERING CABEL 3-4POL |  | 16.875
168/169 | L6KF6500 | FLEX STRIP IP65 MONTAGE KABEL |  | 25.3125
168/169 | L6KF6700 | FLEX STRIP IP67 MONTAGE KABEL |  | 35.625
168/169 | L6KF6801 | FLEX STRIP IP68/IP54 SOLDERING CABEL 2POL |  | 21.5625
168/169 | L6KF6802 | FLEX STRIP IP68/IP54 SOLDERING CABEL 4POL |  | 23.4375
168/169 | L6KF6803 | FLEX STRIP IP68/IP54 SOLDERING CABEL 5-6PO |  | 25.3125
168/169 | L6KF7001 | FLEX STRIP SHAPE / WALL SOLDERING CABEL 2P |  | 28.125
168/169 | L6KF7004 | Soldering supply cable + heat sealing endcaps |  | 37.5
192 | L69X00SBZ | PROLED ALU PROFILE XL-LINE STD BLACK Z |  | 144.612
192 | L69X00SWZ | PROLED ALU PROFILE XL-LINE STD WHITE Z |  | 144.612
192 | L69X00SY | PROLED ALU PROFILE XL-LINE STD 5M |  | 602.55
192 | L69X00SZ | PROLED ALU PROFILE XL-LINE STD Zuschnitt |  | 120.51
192 | L69XSBSW | PROLED ALU SLIDING BASE XL-LINE HSB WHIT |  | 88.92
192 | L69XSBSWZ | PROLED ALU SLIDING BASE XL-LINE HSB W Z |  | 53.352
192 | L69XSBSZ | PROLED ALU SLIDING BASE XL-LINE HSB Z |  | 44.46
192 | L69XSBXW | PROLED ALU SLIDING BASE XL-LINE XSB WHIT |  | 88.92
192 | L69XSBXWZ | PROLED ALU SLIDING BASE XL-LINE XSB W Z |  | 53.352
192 | L69XSBXZ | PROLED ALU SLIDING BASE XL-LINE XSB Z |  | 44.46
192 | L69XSR | PROLED ALU SLIDE REFLECTOR XL-LINE 2m |  | 81.9
192 | L69XSRZ | PROLED ALU SLIDE REFLECTOR XL-LINE Z |  | 49.14
192 | L690010 | PROLED ALU PROFILE CONNECTOR 24 120° |  | 9.75
192 | L690011 | PROLED ALU PROFILE CONNECTOR 24 135° |  | 9.75
192 | L690017 | PROLED ALU PROFILE CONNECTOR 24 ADJUSTABLE |  | 31.2
193 | L69XA00 | PROLED ALU PROFILE XL-LINE INDIRECT 2m |  | 253.5
193 | L69XA00B | PROLED ALU PROFILE XL-LINE INDIRECT B 2m |  | 304.2
193 | L69XA00BX | PROLED ALU PROFILE XL-LINE INDIRECT B 3m |  | 456.3
193 | L69XA00BZ | PROLED ALU PROFILE XL-LINE INDIRECT B Z |  | 182.52
193 | L69XA00W | PROLED ALU PROFILE XL-LINE INDIRECT W 2m |  | 304.2
193 | L69XA00WX | PROLED ALU PROFILE XL-LINE INDIRECT W 3m |  | 456.3
193 | L69XA00WZ | PROLED ALU PROFILE XL-LINE INDIRECT W Z |  | 182.52
193 | L69XA00X | PROLED ALU PROFILE XL-LINE INDIRECT 3m |  | 380.25
193 | L69XA00Z | PROLED ALU PROFILE XL-LINE INDIRECT Z |  | 152.1
193 | L69XA00E | PROLED ALU ENDCAP FLAT XL-LINE IND |  | 15.6
193 | L69XA00EB | PROLED ALU ENDCAP FLAT XL-LINE IND BLACK |  | 17.55
193 | L69XA00EW | PROLED ALU ENDCAP FLAT XL-LINE IND WHITE |  | 17.55
193 | L690010 | PROLED ALU PROFILE CONNECTOR 24 120° |  | 9.75
193 | L690011 | PROLED ALU PROFILE CONNECTOR 24 135° |  | 9.75
193 | L690017 | PROLED ALU PROFILE CONNECTOR 24 ADJUSTABLE |  | 31.2
194 | L69XS3CY | PROLED PLASTIC COVER XL-LINE FLAT CLEAR 5 |  | 204.75
194 | L69XS3CZ | PROLED PLASTIC COVER XL-LINE FLAT CLEAR Z |  | 40.95
194 | L69XS3FY | PROLED PLASTIC COVER XL-LINE FLAT FRO 5 |  | 204.75
194 | L69XS3FZ | PROLED PLASTIC COVER XL-LINE FLAT FRO Z |  | 40.95
194 | L69XS3MY | PROLED PLASTIC COVER XL-LINE FLAT MIL 5 |  | 204.75
194 | L69XS3MZ | PROLED PLASTIC COVER XL-LINE FLAT MIL Z |  | 40.95
194 | L69XS3P | PROLED PLASTIC COVER XL FLAT M-PRI 2m |  | 81.9
194 | L69XS3PX | PROLED PLASTIC COVER XL FLAT M-PRI 3m |  | 122.85
194 | L69XS3PZ | PROLED PLASTIC COVER XL FLAT M-PRI Z |  | 49.14
196 | L69FS3A0W | PROLED ALU COVER L-LINE 0,2m W |  | 11.7
196 | L69FS3A1B | PROLED ALU COVER L-LINE 1m BLACK |  | 19.656
196 | L69FS3A1W | PROLED ALU COVER L-LINE 1m W |  | 19.656
196 | L69FS3A2 | PROLED ALU COVER L-LINE 2m |  | 27.3
196 | L69FS3A2B | PROLED ALU COVER L-LINE 2m BLACK |  | 32.76
196 | L69FS3A2W | PROLED ALU COVER L-LINE 2m W |  | 32.76
196 | L69FS3AZ | PROLED ALU COVER L-LINE Z |  | 16.38
196 | L69FS3AZB | PROLED ALU COVER L-LINE Z BLACK |  | 19.656
196 | L69FS3AZW | PROLED ALU COVER L-LINE Z W |  | 19.656
196 | L69F00LBZ | PROLED ALU PROFILE L-LINE LOW BLACK Z |  | 49.14
196 | L69F00LWZ | PROLED ALU PROFILE L-LINE LOW WHITE Z |  | 49.14
196 | L69F00LY | PROLED ALU PROFILE L-LINE LOW 5M |  | 204.75
196 | L69F00LZ | PROLED ALU PROFILE L-LINE LOW Z |  | 40.95
196 | L69FSBBB | PROLED ALU SLIDING BASE L-LINE B BLACK |  | 39.78
196 | L69FSBBBZ | PROLED ALU SLIDING BASE L-LINE B BLACK Z |  | 23.868
196 | L69FSBBW | PROLED ALU SLIDING BASE L-LINE B WHITE |  | 39.78
196 | L69FSBBWZ | PROLED ALU SLIDING BASE L-LINE B WHITE Z |  | 23.868
196 | L69FSBBZ | PROLED ALU SLIDING BASE L-LINE B Z |  | 19.89
196 | L69FSBS | PROLED ALU SLIDING BASE L-LINE HSB 2m |  | 48.75
196 | L69FSBSB | PROLED ALU SLIDING BASE L-LINE HSB BLACK |  | 58.5
196 | L69FSBSBZ | PROLED ALU SLIDING BASE L-LINE HSB B Z |  | 35.1
196 | L69FSBSW | PROLED ALU SLIDING BASE L-LINE HSB WHITE |  | 58.5
196 | L69FSBSWZ | PROLED ALU SLIDING BASE L-LINE HSB WH Z |  | 35.1
196 | L69FSBSZ | PROLED ALU SLIDING BASE L-LINE HSB Z |  | 29.25
197 | L69F00SBZ | PROLED ALU PROFILE L-LINE STD BLACK Z |  | 91.26
197 | L69F00SWZ | PROLED ALU PROFILE L-LINE STD WHITE Z |  | 91.26
197 | L69F00SY | PROLED ALU PROFILE L-LINE STD 5M |  | 380.25
197 | L69F00SZ | PROLED ALU PROFILE L-LINE STD Z |  | 76.05
197 | L69FS3A0W | PROLED ALU COVER L-LINE 0,2m W |  | 11.7
197 | L69FS3A1B | PROLED ALU COVER L-LINE 1m BLACK |  | 19.656
197 | L69FS3A1W | PROLED ALU COVER L-LINE 1m W |  | 19.656
197 | L69FS3A2 | PROLED ALU COVER L-LINE 2m |  | 27.3
197 | L69FS3A2B | PROLED ALU COVER L-LINE 2m BLACK |  | 32.76
197 | L69FS3A2W | PROLED ALU COVER L-LINE 2m W |  | 32.76
197 | L69FS3AZ | PROLED ALU COVER L-LINE Z |  | 16.38
197 | L69FS3AZB | PROLED ALU COVER L-LINE Z BLACK |  | 19.656
197 | L69FS3AZW | PROLED ALU COVER L-LINE Z W |  | 19.656
197 | L69FSBBB | PROLED ALU SLIDING BASE L-LINE B BLACK |  | 39.78
197 | L69FSBBBZ | PROLED ALU SLIDING BASE L-LINE B BLACK Z |  | 23.868
197 | L69FSBBW | PROLED ALU SLIDING BASE L-LINE B WHITE |  | 39.78
197 | L69FSBBWZ | PROLED ALU SLIDING BASE L-LINE B WHITE Z |  | 23.868
197 | L69FSBBZ | PROLED ALU SLIDING BASE L-LINE B Z |  | 19.89
197 | L69FSBS | PROLED ALU SLIDING BASE L-LINE HSB 2m |  | 48.75
197 | L69FSBSB | PROLED ALU SLIDING BASE L-LINE HSB BLACK |  | 58.5
197 | L69FSBSBZ | PROLED ALU SLIDING BASE L-LINE HSB B Z |  | 35.1
197 | L69FSBSW | PROLED ALU SLIDING BASE L-LINE HSB WHITE |  | 58.5
197 | L69FSBSWZ | PROLED ALU SLIDING BASE L-LINE HSB WH Z |  | 35.1
197 | L69FSBSZ | PROLED ALU SLIDING BASE L-LINE HSB Z |  | 29.25
197 | L690010 | PROLED ALU PROFILE CONNECTOR 24 120° |  | 9.75
197 | L690011 | PROLED ALU PROFILE CONNECTOR 24 135° |  | 9.75
197 | L690017 | PROLED ALU PROFILE CONNECTOR 24 ADJUSTABLE |  | 31.2
198 | L69F02SBZ | PROLED ALU PROFILE L-LINE STD 24 BLACK Z |  | 101.088
198 | L69F02SWZ | PROLED ALU PROFILE L-LINE STD 24 WHITE Z |  | 101.088
198 | L69F02SY | PROLED ALU PROFILE L-LINE STD 24 5 |  | 421.2
198 | L69F02SZ | PROLED ALU PROFILE L-LINE STD 24 Z |  | 84.24
198 | L69FS3A0W | PROLED ALU COVER L-LINE 0,2m W |  | 11.7
198 | L69FS3A1B | PROLED ALU COVER L-LINE 1m BLACK |  | 19.656
198 | L69FS3A1W | PROLED ALU COVER L-LINE 1m W |  | 19.656
198 | L69FS3A2 | PROLED ALU COVER L-LINE 2m |  | 27.3
198 | L69FS3A2B | PROLED ALU COVER L-LINE 2m BLACK |  | 32.76
198 | L69FS3A2W | PROLED ALU COVER L-LINE 2m W |  | 32.76
198 | L69FS3AZ | PROLED ALU COVER L-LINE Z |  | 16.38
198 | L69FS3AZB | PROLED ALU COVER L-LINE Z BLACK |  | 19.656
198 | L69FS3AZW | PROLED ALU COVER L-LINE Z W |  | 19.656
198 | L69FSBBB | PROLED ALU SLIDING BASE L-LINE B BLACK |  | 39.78
198 | L69FSBBBZ | PROLED ALU SLIDING BASE L-LINE B BLACK Z |  | 23.868
198 | L69FSBBW | PROLED ALU SLIDING BASE L-LINE B WHITE |  | 39.78
198 | L69FSBBWZ | PROLED ALU SLIDING BASE L-LINE B WHITE Z |  | 23.868
198 | L69FSBBZ | PROLED ALU SLIDING BASE L-LINE B Z |  | 19.89
198 | L69FSBS | PROLED ALU SLIDING BASE L-LINE HSB 2m |  | 48.75
198 | L69FSBSB | PROLED ALU SLIDING BASE L-LINE HSB BLACK |  | 58.5
198 | L69FSBSBZ | PROLED ALU SLIDING BASE L-LINE HSB B Z |  | 35.1
198 | L69FSBSW | PROLED ALU SLIDING BASE L-LINE HSB WHITE |  | 58.5
198 | L69FSBSWZ | PROLED ALU SLIDING BASE L-LINE HSB WH Z |  | 35.1
198 | L69FSBSZ | PROLED ALU SLIDING BASE L-LINE HSB Z |  | 29.25
199 | L69F00RWZ | PROLED ALU PROFILE L-LINE REC WHITE Z |  | 58.968
199 | L69F00RY | PROLED ALU PROFILE L-LINE REC 5M |  | 245.7
199 | L69F00RZ | PROLED ALU PROFILE L-LINE REC Z |  | 49.14
199 | L69FS3A0W | PROLED ALU COVER L-LINE 0,2m W |  | 11.7
199 | L69FS3A1B | PROLED ALU COVER L-LINE 1m BLACK |  | 19.656
199 | L69FS3A1W | PROLED ALU COVER L-LINE 1m W |  | 19.656
199 | L69FS3A2 | PROLED ALU COVER L-LINE 2m |  | 27.3
199 | L69FS3A2B | PROLED ALU COVER L-LINE 2m BLACK |  | 32.76
199 | L69FS3A2W | PROLED ALU COVER L-LINE 2m W |  | 32.76
199 | L69FS3AZ | PROLED ALU COVER L-LINE Z |  | 16.38
199 | L69FS3AZB | PROLED ALU COVER L-LINE Z BLACK |  | 19.656
199 | L69FS3AZW | PROLED ALU COVER L-LINE Z W |  | 19.656
199 | L69FSBBB | PROLED ALU SLIDING BASE L-LINE B BLACK |  | 39.78
199 | L69FSBBBZ | PROLED ALU SLIDING BASE L-LINE B BLACK Z |  | 23.868
199 | L69FSBBW | PROLED ALU SLIDING BASE L-LINE B WHITE |  | 39.78
199 | L69FSBBWZ | PROLED ALU SLIDING BASE L-LINE B WHITE Z |  | 23.868
199 | L69FSBBZ | PROLED ALU SLIDING BASE L-LINE B Z |  | 19.89
199 | L69FSBS | PROLED ALU SLIDING BASE L-LINE HSB 2m |  | 48.75
199 | L69FSBSB | PROLED ALU SLIDING BASE L-LINE HSB BLACK |  | 58.5
199 | L69FSBSBZ | PROLED ALU SLIDING BASE L-LINE HSB B Z |  | 35.1
199 | L69FSBSW | PROLED ALU SLIDING BASE L-LINE HSB WHITE |  | 58.5
199 | L69FSBSWZ | PROLED ALU SLIDING BASE L-LINE HSB WH Z |  | 35.1
199 | L69FSBSZ | PROLED ALU SLIDING BASE L-LINE HSB Z |  | 29.25
200 | L69FD3ER | PROLED ALU END CAP L-LINE D REC 24 |  | 7.8
200 | L69FD3ERW | PROLED ALU END CAP L-LINE D REC 24 W |  | 9.75
200 | L69FD2R | PROLED ALU PROFILE L-LINE D REC 24 2m |  | 132.6
200 | L69FD2RW | PROLED ALU PROFILE L-LINE D REC 24 W 2m |  | 159.12
200 | L69FD2RWX | PROLED ALU PROFILE L-LINE D REC 24 W 3m |  | 238.68
200 | L69FD2RWZ | PROLED ALU PROFILE L-LINE D REC 24 W Z |  | 95.472
200 | L69FD2RX | PROLED ALU PROFILE L-LINE D REC 24 3m |  | 198.9
200 | L69FD2RY | PROLED ALU PROFILE L-LINE D REC 24 5m |  | 397.8
200 | L69FD2RZ | PROLED ALU PROFILE L-LINE D REC 24 Z |  | 79.56
200 | L69FSSM | PROLED ALU L-LINE SPRING MOUNTING CLIP |  | 9.75
200 | L69FS3A0W | PROLED ALU COVER L-LINE 0,2m W |  | 11.7
200 | L69FS3A1B | PROLED ALU COVER L-LINE 1m BLACK |  | 19.656
200 | L69FS3A1W | PROLED ALU COVER L-LINE 1m W |  | 19.656
200 | L69FS3A2 | PROLED ALU COVER L-LINE 2m |  | 27.3
200 | L69FS3A2B | PROLED ALU COVER L-LINE 2m BLACK |  | 32.76
200 | L69FS3A2W | PROLED ALU COVER L-LINE 2m W |  | 32.76
200 | L69FS3AZ | PROLED ALU COVER L-LINE Z |  | 16.38
200 | L69FS3AZB | PROLED ALU COVER L-LINE Z BLACK |  | 19.656
200 | L69FS3AZW | PROLED ALU COVER L-LINE Z W |  | 19.656
200 | L69FSBBB | PROLED ALU SLIDING BASE L-LINE B BLACK |  | 39.78
200 | L69FSBBBZ | PROLED ALU SLIDING BASE L-LINE B BLACK Z |  | 23.868
200 | L69FSBBW | PROLED ALU SLIDING BASE L-LINE B WHITE |  | 39.78
200 | L69FSBBWZ | PROLED ALU SLIDING BASE L-LINE B WHITE Z |  | 23.868
200 | L69FSBBZ | PROLED ALU SLIDING BASE L-LINE B Z |  | 19.89
200 | L69FSBS | PROLED ALU SLIDING BASE L-LINE HSB 2m |  | 48.75
200 | L69FSBSB | PROLED ALU SLIDING BASE L-LINE HSB BLACK |  | 58.5
200 | L69FSBSBZ | PROLED ALU SLIDING BASE L-LINE HSB B Z |  | 35.1
200 | L69FSBSW | PROLED ALU SLIDING BASE L-LINE HSB WHITE |  | 58.5
200 | L69FSBSWZ | PROLED ALU SLIDING BASE L-LINE HSB WH Z |  | 35.1
200 | L69FSBSZ | PROLED ALU SLIDING BASE L-LINE HSB Z |  | 29.25
200 | L690010 | PROLED ALU PROFILE CONNECTOR 24 120° |  | 9.75
200 | L690011 | PROLED ALU PROFILE CONNECTOR 24 135° |  | 9.75
200 | L690017 | PROLED ALU PROFILE CONNECTOR 24 ADJUSTABLE |  | 31.2
201 | L69F1S3E | PROLED ALU END CAP FLAT L REC 24 ST |  | 7.8
201 | L69F1S3EA | PROLED ALU ENDCAP FLAT ARM L REC 24 ST |  | 7.8
201 | L69F1S3EAB | PROLED ALU ENDCAP FLAT ARM L REC 24 ST BLACK |  | 9.75
201 | L69F1S3EAW | PROLED ALU ENDCAP FLAT ARM L REC 24 ST W |  | 9.75
201 | L69F1S3EB | PROLED ALU END CAP FLAT L REC 24 ST BLACK |  | 9.75
201 | L69F1S3EW | PROLED ALU END CAP FLAT L REC 24 ST W |  | 9.75
201 | L69F12S | PROLED ALU PROFILE L-LINE REC 24 ST 2 |  | 117
201 | L69F12SB | PROLED ALU PROFILE L-LINE REC 24 ST 2 BLACK |  | 140.4
201 | L69F12SBX | PROLED ALU PROFILE L-LINE REC 24 ST 3 BLACK |  | 210.6
201 | L69F12SBZ | PROLED ALU PROFILE L-LINE REC 24 ST B Z |  | 84.24
201 | L69F12SW | PROLED ALU PROFILE L-LINE REC 24 ST 2 W |  | 140.4
201 | L69F12SWX | PROLED ALU PROFILE L-LINE REC 24 ST 3 W |  | 210.6
201 | L69F12SWZ | PROLED ALU PROFILE L-LINE REC 24 ST W Z |  | 84.24
201 | L69F12SX | PROLED ALU PROFILE L-LINE REC 24 ST 3 |  | 175.5
201 | L69F12SY | PROLED ALU PROFILE L-LINE REC 24 ST 5 |  | 351
201 | L69F12SZ | PROLED ALU PROFILE L-LINE REC 24 ST Z |  | 70.2
201 | L69FSSM | PROLED ALU L-LINE SPRING MOUNTING CLIP |  | 9.75
201 | L69FS3A0W | PROLED ALU COVER L-LINE 0,2m W |  | 11.7
201 | L69FS3A1B | PROLED ALU COVER L-LINE 1m BLACK |  | 19.656
201 | L69FS3A1W | PROLED ALU COVER L-LINE 1m W |  | 19.656
201 | L69FS3A2 | PROLED ALU COVER L-LINE 2m |  | 27.3
201 | L69FS3A2B | PROLED ALU COVER L-LINE 2m BLACK |  | 32.76
201 | L69FS3A2W | PROLED ALU COVER L-LINE 2m W |  | 32.76
201 | L69FS3AZ | PROLED ALU COVER L-LINE Z |  | 16.38
201 | L69FS3AZB | PROLED ALU COVER L-LINE Z BLACK |  | 19.656
201 | L69FS3AZW | PROLED ALU COVER L-LINE Z W |  | 19.656
201 | L69FSBBB | PROLED ALU SLIDING BASE L-LINE B BLACK |  | 39.78
201 | L69FSBBBZ | PROLED ALU SLIDING BASE L-LINE B BLACK Z |  | 23.868
201 | L69FSBBW | PROLED ALU SLIDING BASE L-LINE B WHITE |  | 39.78
201 | L69FSBBWZ | PROLED ALU SLIDING BASE L-LINE B WHITE Z |  | 23.868
201 | L69FSBBZ | PROLED ALU SLIDING BASE L-LINE B Z |  | 19.89
201 | L69FSBS | PROLED ALU SLIDING BASE L-LINE HSB 2m |  | 48.75
201 | L69FSBSB | PROLED ALU SLIDING BASE L-LINE HSB BLACK |  | 58.5
201 | L69FSBSBZ | PROLED ALU SLIDING BASE L-LINE HSB B Z |  | 35.1
201 | L69FSBSW | PROLED ALU SLIDING BASE L-LINE HSB WHITE |  | 58.5
201 | L69FSBSWZ | PROLED ALU SLIDING BASE L-LINE HSB WH Z |  | 35.1
201 | L69FSBSZ | PROLED ALU SLIDING BASE L-LINE HSB Z |  | 29.25
201 | L690010 | PROLED ALU PROFILE CONNECTOR 24 120° |  | 9.75
201 | L690011 | PROLED ALU PROFILE CONNECTOR 24 135° |  | 9.75
201 | L690017 | PROLED ALU PROFILE CONNECTOR 24 ADJUSTABLE |  | 31.2
202 | L69FS3CX | PROLED PLASTIC COVER L-LINE FLAT CLEAR 3m |  | 67.275
202 | L69FS3CY | PROLED PLASTIC COVER L-LINE FLAT CLEAR 5m |  | 134.55
202 | L69FS3CZ | PROLED PLASTIC COVER L-LINE FLAT CLEAR Z |  | 26.91
202 | L69FS3FY | PROLED PLASTIC COVER L-LINE FLAT FROST 5m |  | 134.55
202 | L69FS3FZ | PROLED PLASTIC COVER L-LINE FLAT FROST Z |  | 26.91
202 | L69FS3MY | PROLED PLASTIC COVER L-LINE FLAT MILKY 5m |  | 134.55
202 | L69FS3MZ | PROLED PLASTIC COVER L-LINE FLAT MILKY Z |  | 26.91
202 | L69FS3PZ | PROLED PLASTIC COVER L-LINE FLAT M-PRI Z |  | 32.76
203 | L69FS3BZ | PROLED PLASTIC COVER L-LINE FLAT BLACK Z |  | 39.78
204 | L69P00SBZ | PROLED ALU PROFILE PS-LINE STD B Z |  | 77.22
204 | L69P00SWZ | PROLED ALU PROFILE PS-LINE STD W Z |  | 77.22
204 | L69P00SY | PROLED ALU PROFILE PS-LINE STD 5m |  | 321.75
204 | L69P00SZ | PROLED ALU PROFILE PS-LINE STD Z |  | 64.35
204 | L69PSBBWZ | PROLED ALU SLIDING BASE B PS-LINE W Z |  | 18.954
204 | L69PSBBZ | PROLED ALU SLIDING BASE B PS-LINE Z |  | 15.795
204 | L69PSBSWZ | PROLED ALU SLIDING BASE HSB PS-LINE W Z |  | 22.464
204 | L69PSBSZ | PROLED ALU SLIDING BASE HSB PS-LINE Z |  | 18.72
205 | L69P02SBZ | PROLED ALU PROFILE PS-LINE STD24 B Z |  | 80.028
205 | L69P02SWZ | PROLED ALU PROFILE PS-LINE STD24 W Z |  | 80.028
205 | L69P02SY | PROLED ALU PROFILE PS-LINE STD24 5m |  | 333.45
205 | L69P02SZ | PROLED ALU PROFILE PS-LINE STD24 Z |  | 66.69
205 | L690010 | PROLED ALU PROFILE CONNECTOR 24 120° |  | 9.75
205 | L690011 | PROLED ALU PROFILE CONNECTOR 24 135° |  | 9.75
205 | L690017 | PROLED ALU PROFILE CONNECTOR 24 ADJUSTABLE |  | 31.2
205 | L69PSBBWZ | PROLED ALU SLIDING BASE B PS-LINE W Z |  | 18.954
205 | L69PSBBZ | PROLED ALU SLIDING BASE B PS-LINE Z |  | 15.795
205 | L69PSBSWZ | PROLED ALU SLIDING BASE HSB PS-LINE W Z |  | 22.464
205 | L69PSBSZ | PROLED ALU SLIDING BASE HSB PS-LINE Z |  | 18.72
206 | L69PS3BZ | PROLED PLASTIC COVER PS-LINE FLAT BLACK Z |  | 25.74
206 | L69PS3FY | PROLED PLASTIC COVER PS-LINE FLAT FRO 5m |  | 93.6
206 | L69PS3FZ | PROLED PLASTIC COVER PS-LINE FLAT FROST Z |  | 18.72
206 | L69PS3MY | PROLED PLASTIC COVER PS-LINE FLAT MIL 5m |  | 93.6
206 | L69PS3MZ | PROLED PLASTIC COVER PS-LINE FLAT MILKY Z |  | 18.72
206 | L69PS3PZ | PROLED PLASTIC COVER PS-LINE FLAT M-PRISMA |  | 31.59
206 | L69PS1FZ | PROLED PLASTIC COVER PS-LINE SQUARE FROST Z |  | 35.1
206 | L69PS1MZ | PROLED PLASTIC COVER PS-LINE SQUARE MILKY Z |  | 35.1
207 | L69Q00SBZ | PROLED ALU PROFILE SQ-LINE STD B Z |  | 62.478
207 | L69Q00SWZ | PROLED ALU PROFILE SQ-LINE STD W Z |  | 62.478
207 | L69Q00SY | PROLED ALU PROFILE SQ-LINE STD 5m |  | 187.2
207 | L69Q00SZ | PROLED ALU PROFILE SQ-LINE STD Z |  | 37.44
207 | L69QSBBWZ | PROLED ALU SLIDING BASE SQ-LINE B WHITE |  | 12.636
207 | L69QSBBZ | PROLED ALU SLIDING BASE SQ-LINE B Z |  | 10.53
207 | L69QSBS | PROLED ALU SLIDING BASE SQ-LINE HSB 2m |  | 21.45
207 | L69QSBSWZ | PROLED ALU SLIDING BASE SQ-LINE HSB W Z |  | 15.444
207 | L69QSBSZ | PROLED ALU SLIDING BASE SQ-LINE HSB Z |  | 12.87
208 | L69Q02SBZ | PROLED ALU PROFILE SQ-LINE STD 24 B Z |  | 50.5635
208 | L69Q02SWZ | PROLED ALU PROFILE SQ-LINE STD 24 W Z |  | 50.5635
208 | L69Q02SY | PROLED ALU PROFILE SQ-LINE STD 24 5m |  | 210.639
208 | L69Q02SZ | PROLED ALU PROFILE SQ-LINE STD 24 Z |  | 42.1395
208 | L69QSBBWZ | PROLED ALU SLIDING BASE SQ-LINE B WHITE |  | 12.636
208 | L69QSBBZ | PROLED ALU SLIDING BASE SQ-LINE B Z |  | 10.53
208 | L69QSBS | PROLED ALU SLIDING BASE SQ-LINE HSB 2m |  | 21.45
208 | L69QSBSWZ | PROLED ALU SLIDING BASE SQ-LINE HSB W Z |  | 15.444
208 | L69QSBSZ | PROLED ALU SLIDING BASE SQ-LINE HSB Z |  | 12.87
208 | L690010 | PROLED ALU PROFILE CONNECTOR 24 120° |  | 9.75
208 | L690011 | PROLED ALU PROFILE CONNECTOR 24 135° |  | 9.75
208 | L690017 | PROLED ALU PROFILE CONNECTOR 24 ADJUSTABLE |  | 31.2
209 | L69Q02RBZ | PROLED ALU PROFILE SQ-LINE REC 24 B Z |  | 53.352
209 | L69Q02RWZ | PROLED ALU PROFILE SQ-LINE REC 24 W Z |  | 53.352
209 | L69Q02RY | PROLED ALU PROFILE SQ-LINE REC 24 5m |  | 222.3
209 | L69Q02RZ | PROLED ALU PROFILE SQ-LINE REC 24 Z |  | 44.46
209 | L69QSBBWZ | PROLED ALU SLIDING BASE SQ-LINE B WHITE |  | 12.636
209 | L69QSBBZ | PROLED ALU SLIDING BASE SQ-LINE B Z |  | 10.53
209 | L69QSBS | PROLED ALU SLIDING BASE SQ-LINE HSB 2m |  | 21.45
209 | L69QSBSWZ | PROLED ALU SLIDING BASE SQ-LINE HSB W Z |  | 15.444
209 | L69QSBSZ | PROLED ALU SLIDING BASE SQ-LINE HSB Z |  | 12.87
209 | L690010 | PROLED ALU PROFILE CONNECTOR 24 120° |  | 9.75
209 | L690011 | PROLED ALU PROFILE CONNECTOR 24 135° |  | 9.75
209 | L690017 | PROLED ALU PROFILE CONNECTOR 24 ADJUSTABLE |  | 31.2
210 | L69QS3CX | PROLED PLASTIC COVER SQ-LINE FLAT CLEAR 3m |  | 46.8
210 | L69QS3CY | PROLED PLASTIC COVER SQ-LINE FLAT CLEAR 5m |  | 93.6
210 | L69QS3CZ | PROLED PLASTIC COVER SQ-LINE FLAT CLEAR Z |  | 18.72
210 | L69QS3FY | PROLED PLASTIC COVER SQ-LINE FLAT FROST 5m |  | 93.6
210 | L69QS3FZ | PROLED PLASTIC COVER SQ-LINE FLAT FROST Z |  | 18.72
210 | L69QS3MY | PROLED PLASTIC COVER SQ-LINE FLAT MILKY 5m |  | 93.6
210 | L69QS3MZ | PROLED PLASTIC COVER SQ-LINE FLAT MILKY Z |  | 18.72
210 | L69QS3P | PROLED PLASTIC COVER SQ-LINE FLAT M-PRI 2m |  | 39
210 | L69QS3PX | PROLED PLASTIC COVER SQ-LINE FLAT M-PRI 3m |  | 58.5
210 | L69QS3PZ | PROLED PLASTIC COVER SQ-LINE FLAT M-PRI Z |  | 23.4
211 | L69QS3BZ | PROLED PLASTIC COVER SQ-LINE FLAT BLACK |  | 26.91
212 | L69A000WZ | PROLED ALU PROFILE M-LINE EXTRA LOW WH Z |  | 15.444
212 | L69A000Y | PROLED ALU PROFILE M-LINE EXTRA LOW 5m |  | 64.35
212 | L69A000Z | PROLED ALU PROFILE M-LINE EXTRA LOW Z |  | 12.87
213 | L69A001 | PROLED ALU PROFILE M-LINE EXT LOW 10 2M |  | 25.35
213 | L69A001W | PROLED ALU PROFILE M-LINE EXT LOW 10 2 W |  | 30.42
213 | L69A001WX | PROLED ALU PROFILE M-LINE EXT LOW 10 3 W |  | 45.63
213 | L69A001WZ | PROLED ALU PROFILE M-LINE EXT LOW 10 W Z |  | 18.252
213 | L69A001X | PROLED ALU PROFILE M-LINE EXT LOW 10 3M |  | 38.025
213 | L69A001Y | PROLED ALU PROFILE M-LINE EXT LOW 10 5M |  | 76.05
213 | L69A001Z | PROLED ALU PROFILE M-LINE EXT LOW 10 Z |  | 15.21
214 | L69A002BZ | PROLED ALU PROFILE M-LINE EXT LOW 24 B Z |  | 25.272
214 | L69A002WZ | PROLED ALU PROFILE M-LINE EXT LOW 24 W Z |  | 25.272
214 | L69A002Y | PROLED ALU PROFILE M-LINE EXT LOW 24 5M |  | 105.3
214 | L69A002Z | PROLED ALU PROFILE M-LINE EXT LOW 24 Z |  | 21.06
214 | L69AL45E | PROLED ALU ENDCAP LENS M-LINE X LOW 24 |  | 6.825
214 | L69AL45EB | PROLED ALU ENDCAP LENS M-LINE X LOW 24 BLACK |  | 8.775
214 | L69AL45EW | PROLED ALU ENDCAP LENS M-LINE X LOW 24 WHITE |  | 8.775
214 | L690010 | PROLED ALU PROFILE CONNECTOR 24 120° |  | 9.75
214 | L690011 | PROLED ALU PROFILE CONNECTOR 24 135° |  | 9.75
214 | L690017 | PROLED ALU PROFILE CONNECTOR 24 ADJUSTABLE |  | 31.2
215 | L69B000B | PROLED ALU PROFILE M-LINE LOW BLACK 2 |  | 33.93
215 | L69B000BZ | PROLED ALU PROFILE M-LINE LOW BLACK Z |  | 20.358
215 | L69B000W | PROLED ALU PROFILE M-LINE LOW 2m WHITE |  | 33.93
215 | L69B000WZ | PROLED ALU PROFILE M-LINE LOW WEISS Z |  | 20.358
215 | L69B000Y | PROLED ALU PROFILE M-LINE LOW 5m |  | 84.825
215 | L69B000Z | PROLED ALU PROFILE M-LINE LOW Z |  | 16.965
215 | L69BL45E | PROLED ALU END CAP LENS 45° M-LINE LOW |  | 6.825
215 | L69BL45EB | PROLED ALU END CAP LENS 45° M-LINE LOW BLACK |  | 8.775
215 | L69BL45EW | PROLED ALU END CAP LENS 45° M-LINE LOW W |  | 8.775
215 | L690006B | PROLED ALU PROFILE SWIVELLING HOLDER BLACK |  | 37.05
216 | L690000BZ | PROLED ALU PROFILE M-LINE STD BLACK Z |  | 23.868
216 | L690000WZ | PROLED ALU PROFILE M-LINE STD WHITE Z |  | 23.868
216 | L690000Y | PROLED ALU PROFILE M-LINE STD 5m |  | 99.45
216 | L690000Z | PROLED ALU PROFILE M-LINE STD Z |  | 19.89
216 | L690SBSB | PROLED ALU SLIDING BASE M + O-LINE B 2m |  | 16.38
216 | L690SBSBZ | PROLED ALU SLIDING BASE M + O-LINE B Z |  | 9.828
216 | L690SBSW | PROLED ALU SLIDING BASE M + O-LINE W 2m |  | 16.38
216 | L690SBSWZ | PROLED ALU SLIDING BASE M + O-LINE W Z |  | 9.828
216 | L690SBSZ | PROLED ALU SLIDING BASE M + O-LINE Z |  | 8.19
216 | L690006B | PROLED ALU PROFILE SWIVELLING HOLDER BLACK |  | 37.05
217 | L690200BZ | PROLED ALU PROFILE M-LINE STD 24 B Z |  | 35.1
217 | L690200WZ | PROLED ALU PROFILE M-LINE STD 24 W Z |  | 35.1
217 | L690200Y | PROLED ALU PROFILE M-LINE STD 24 5m |  | 146.25
217 | L690200Z | PROLED ALU PROFILE M-LINE STD 24 Z |  | 29.25
217 | L6902S1EB | PROLED ALU END CAP SQUAR M-LINE STD 24 BLACK |  | 8.775
217 | L690010 | PROLED ALU PROFILE CONNECTOR 24 120° |  | 9.75
217 | L690011 | PROLED ALU PROFILE CONNECTOR 24 135° |  | 9.75
217 | L690017 | PROLED ALU PROFILE CONNECTOR 24 ADJUSTABLE |  | 31.2
218 | L69C212 | PROLED ALU PROFILE M-LINE REC 12 ST 2m |  | 52.65
218 | L69C212B | PROLED ALU PROFILE M-LINE REC 12 ST 2m B |  | 63.18
218 | L69C212BX | PROLED ALU PROFILE M-LINE REC 12 ST 3m B |  | 94.77
218 | L69C212BZ | PROLED ALU PROFILE M-LINE REC 12 ST B Z |  | 37.908
218 | L69C212W | PROLED ALU PROFILE M-LINE REC 12 ST 2m W |  | 63.18
218 | L69C212WX | PROLED ALU PROFILE M-LINE REC 12 ST 3m W |  | 94.77
218 | L69C212WZ | PROLED ALU PROFILE M-LINE REC 12 ST W Z |  | 37.908
218 | L69C212X | PROLED ALU PROFILE M-LINE REC 12 ST 3m |  | 78.975
218 | L69C212Y | PROLED ALU PROFILE M-LINE REC 12 ST 5m |  | 157.95
218 | L69C212Z | PROLED ALU PROFILE M-LINE REC 12 ST Z |  | 31.59
218 | L69C2S3E | PROLED ALU END CAP FLAT M-Line REC 12 ST |  | 6.825
218 | L69C2S3EA | PROLED ALU END CAP FLAT M-Line REC 12 ST ARM |  | 6.825
218 | L69C2S3EAB | PROLED ALU END CAP FLAT M-Line REC 12 ST ARM B |  | 8.775
218 | L69C2S3EAW | PROLED ALU END CAP FLAT M-Line REC 12 ST ARM W |  | 8.775
218 | L69C2S3EB | PROLED ALU END CAP FLAT M-Line REC 12 ST B |  | 8.775
218 | L69C2S3EW | PROLED ALU END CAP FLAT M-Line REC 12 ST W |  | 8.775
219 | L69C000 | PROLED ALU PROFILE M-LINE REC 2m |  | 42.9
219 | L69C000B | PROLED ALU PROFILE M-LINE REC 2m BLACK |  | 51.48
219 | L69C000BX | PROLED ALU PROFILE M-LINE REC 3m BLACK |  | 77.22
219 | L69C000BZ | PROLED ALU PROFILE M-LINE REC BLACK Z |  | 30.888
219 | L69C000W | PROLED ALU PROFILE M-LINE REC 2m WHITE |  | 51.48
219 | L69C000WX | PROLED ALU PROFILE M-LINE REC 3m WHITE |  | 77.22
219 | L69C000WZ | PROLED ALU PROFILE M-LINE REC WEISS Z |  | 30.888
219 | L69C000X | PROLED ALU PROFILE M-LINE REC 3m |  | 64.35
219 | L69C000Y | PROLED ALU PROFILE M-LINE REC 5m |  | 128.7
219 | L69C000Z | PROLED ALU PROFILE M-LINE REC Z |  | 25.74
219 | L69CS3EBL | PROLED ALU END CAP FLAT M-LINE REC BLACK HOLE |  | 8.775
219 | L69CS3EL | PROLED ALU END CAP FLAT M-LINE REC HOLE |  | 6.825
219 | L69CS3EWL | PROLED ALU END CAP FLAT M-LINE REC WHITE HOLE |  | 8.775
220 | L69C024BZ | PROLED ALU PROFILE M-LINE REC 24 BLACK Z |  | 37.9275
220 | L69C024WZ | PROLED ALU PROFILE M-LINE REC 24 WEISS Z |  | 37.9275
220 | L69C024Y | PROLED ALU PROFILE M-LINE REC 24 5m |  | 157.9695
220 | L69C024Z | PROLED ALU PROFILE M-LINE REC 24 Z |  | 31.59
220 | L69CS3EBL | PROLED ALU END CAP FLAT M-LINE REC BLACK HOLE |  | 8.775
220 | L69CS3EL | PROLED ALU END CAP FLAT M-LINE REC HOLE |  | 6.825
220 | L69CS3EWL | PROLED ALU END CAP FLAT M-LINE REC WHITE HOLE |  | 8.775
220 | L690010 | PROLED ALU PROFILE CONNECTOR 24 120° |  | 9.75
220 | L690011 | PROLED ALU PROFILE CONNECTOR 24 135° |  | 9.75
220 | L690017 | PROLED ALU PROFILE CONNECTOR 24 ADJUSTABLE |  | 31.2
221 | L69C124 | PROLED ALU PROFILE M-LINE REC 24 ST 2 |  | 64.35
221 | L69C124B | PROLED ALU PROFILE M-LINE REC 24 ST 2 BLACK |  | 77.22
221 | L69C124BX | PROLED ALU PROFILE M-LINE REC 24 ST 3 BLACK |  | 115.83
221 | L69C124BZ | PROLED ALU PROFILE M-LINE REC 24 ST B Z |  | 46.332
221 | L69C124W | PROLED ALU PROFILE M-LINE REC 24 ST 2 W |  | 77.22
221 | L69C124WX | PROLED ALU PROFILE M-LINE REC 24 ST 3 W |  | 115.83
221 | L69C124WZ | PROLED ALU PROFILE M-LINE REC 24 ST W Z |  | 46.332
221 | L69C124X | PROLED ALU PROFILE M-LINE REC 24 ST 3 |  | 96.525
221 | L69C124Y | PROLED ALU PROFILE M-LINE REC 24 ST 5 |  | 193.05
221 | L69C124Z | PROLED ALU PROFILE M-LINE REC 24 ST Z |  | 38.61
221 | L69C1S3E | PROLED ALU END CAP FLAT M REC 24 ST |  | 6.825
221 | L69C1S3EA | PROLED ALU ENDC FLAT M REC 24 ST A |  | 6.825
221 | L69C1S3EAB | PROLED ALU ENDC FLAT M REC 24 ST A BLACK |  | 8.775
221 | L69C1S3EAW | PROLED ALU ENDC FLAT M REC 24 ST A WHITE |  | 8.775
221 | L69C1S3EB | PROLED ALU END CAP FLAT M REC 24 ST BLACK |  | 8.775
221 | L69C1S3EBL | PROLED ALU END CAP FLAT M REC 24 ST B HOLE |  | 8.775
221 | L69C1S3EL | PROLED ALU END CAP FLAT M REC 24 ST HOME |  | 6.825
221 | L69C1S3EW | PROLED ALU END CAP FLAT M REC 24 ST W |  | 8.775
221 | L69C1S3EWL | PROLED ALU END CAP FLAT M REC 24 ST W HOLE |  | 8.775
221 | L690010 | PROLED ALU PROFILE CONNECTOR 24 120° |  | 9.75
221 | L690011 | PROLED ALU PROFILE CONNECTOR 24 135° |  | 9.75
221 | L690017 | PROLED ALU PROFILE CONNECTOR 24 ADJUSTABLE |  | 31.2
222 | L690009 | clamp hanger no. 12/43 |  | 3.744
222 | L69M000 | PROLED ALU PROFILE M-LINE GRID 2m |  | 78
222 | L69M000W | PROLED ALU PROFILE M-LINE GRID WHITE 2m |  | 93.6
222 | L69M000WZ | PROLED ALU PROFILE M-LINE GRID WHITE Z |  | 56.16
222 | L69M000X | PROLED ALU PROFILE M-LINE GRID 3m |  | 117
222 | L69M000Y | PROLED ALU PROFILE M-LINE GRID 5m |  | 234
222 | L69M000Z | PROLED ALU PROFILE M-LINE GRID |  | 46.8
222 | L69MS3E | PROLED ALU END CAP M-LINE GRID CONNECT |  | 6.825
222 | L69MS3E1 | PROLED ALU END CAP M-LINE GRID |  | 6.825
222 | L69MS3E1W | PROLED ALU END CAP M-LINE GRID WHITE |  | 9.75
222 | L690010 | PROLED ALU PROFILE CONNECTOR 24 120° |  | 9.75
222 | L690011 | PROLED ALU PROFILE CONNECTOR 24 135° |  | 9.75
222 | L690017 | PROLED ALU PROFILE CONNECTOR 24 ADJUSTABLE |  | 31.2
223 | L69D000WZ | PROLED ALU PROFILE M-LINE CORNER WEISS Z |  | 50.544
223 | L69D000Y | PROLED ALU PROFILE M-LINE CORNER 5m |  | 210.6
223 | L69D000Z | PROLED ALU PROFILE M-LINE CORNER Z |  | 42.12
223 | L69DR2E | PROLED ALU END CAP ROUND M-LINE CORNER |  | 6.825
223 | L69DR2EW | PROLED ALU END CAP ROUND M-LINE CORNER W |  | 8.775
223 | L69DS1E | PROLED ALU END CAP SQUARE M-LINE CORNER |  | 6.825
223 | L69DS1EW | PROLED ALU END CAP SQUARE M-LINE CORNE W |  | 8.775
224 | L6900DLZ | PROLED ALU PROFILE M-LINE DW LINEAR Z |  | 53.82
224 | L6B0001 | fleece 60 mm for COVE PROFILE |  | 12.402
224 | L6B0002 | fleece 90 mm for COVE PROFILE |  | 12.402
225 | L6900DCI | PROLED ALU PROFILE M-LINE DW COR INTER 2 |  | 95.55
225 | L6900DCIZ | PROLED ALU PROFILE M-LINE DW COR INTER Z |  | 57.33
225 | L6B0001 | fleece 60 mm for COVE PROFILE |  | 12.402
225 | L6B0002 | fleece 90 mm for COVE PROFILE |  | 12.402
226 | L6900DCE | PROLED ALU PROFILE M-LINE DW COR EXTER 2 |  | 105.3
226 | L6900DCEZ | PROLED ALU PROFILE M-LINE DW COR EXTER Z |  | 63.18
226 | L6B0001 | fleece 60 mm for COVE PROFILE |  | 12.402
226 | L6B0002 | fleece 90 mm for COVE PROFILE |  | 12.402
229 | L69H000BZ | PROLED ALU PROFILE M-LINE H BLACK Z |  | 39.312
229 | L69H000WZ | PROLED ALU PROFILE M-LINE H WHITE Z |  | 39.312
229 | L69H000Y | PROLED ALU PROFILE M-LINE H 5m |  | 163.8
229 | L69H000Z | PROLED ALU PROFILE M-LINE H |  | 32.76
229 | L69HL45E | PROLED ALU END CAP LENS 45° M-LINE H |  | 6.825
229 | L69HL45EB | PROLED ALU END CAP LENS 45° M-LINE H BLACK |  | 8.775
229 | L690004Z | PROLED ALU PROFILE MOUNTING Z |  | 10.53
229 | L690SBSB | PROLED ALU SLIDING BASE M + O-LINE B 2m |  | 16.38
229 | L690SBSBZ | PROLED ALU SLIDING BASE M + O-LINE B Z |  | 9.828
229 | L690SBSW | PROLED ALU SLIDING BASE M + O-LINE W 2m |  | 16.38
229 | L690SBSWZ | PROLED ALU SLIDING BASE M + O-LINE W Z |  | 9.828
229 | L690SBSZ | PROLED ALU SLIDING BASE M + O-LINE Z |  | 8.19
230 | L69W002 | PROLED ALU PROFILE M-LINE 2W 2m |  | 74.1
230 | L69W002B | PROLED ALU PROFILE M-LINE 2W 2m BLACK |  | 88.92
230 | L69W002BX | PROLED ALU PROFILE M-LINE 2W 3m BLACK |  | 168.48
230 | L69W002BZ | PROLED ALU PROFILE M-LINE 2W BLACK Z |  | 53.352
230 | L69W002W | PROLED ALU PROFILE M-LINE 2W 2m WHITE |  | 88.92
230 | L69W002WX | PROLED ALU PROFILE M-LINE 2W 3m WHITE |  | 168.48
230 | L69W002WZ | PROLED ALU PROFILE M-LINE 2W WHITE Z |  | 53.352
230 | L69W002X | PROLED ALU PROFILE M-LINE 2W 3m |  | 111.15
230 | L69W002Z | PROLED ALU PROFILE M-LINE 2W Z |  | 44.46
230 | L69WS2E | PROLED ALU END CAP FLAT M-LINE 2W |  | 6.825
230 | L69WS2EB | PROLED ALU END CAP FLAT M-LINE 2W BLACK |  | 8.775
230 | L69WS2EW | PROLED ALU END CAP FLAT M-LINE 2W WHITE |  | 8.775
230 | L690SBSB | PROLED ALU SLIDING BASE M + O-LINE B 2m |  | 16.38
230 | L690SBSBZ | PROLED ALU SLIDING BASE M + O-LINE B Z |  | 9.828
230 | L690SBSW | PROLED ALU SLIDING BASE M + O-LINE W 2m |  | 16.38
230 | L690SBSWZ | PROLED ALU SLIDING BASE M + O-LINE W Z |  | 9.828
230 | L690SBSZ | PROLED ALU SLIDING BASE M + O-LINE Z |  | 8.19
230 | L690004Z | PROLED ALU PROFILE MOUNTING Z |  | 10.53
233 | L69W000 | PROLED ALU PROFILE M-LINE 3W 2m |  | 113.1
233 | L69W000B | PROLED ALU PROFILE M-LINE 3W BLACK 2m |  | 135.72
233 | L69W000BX | PROLED ALU PROFILE M-LINE 3W BLACK 3m |  | 203.58
233 | L69W000BZ | PROLED ALU PROFILE M-LINE 3W BLACK Z |  | 81.432
233 | L69W000W | PROLED ALU PROFILE M-LINE 3W WHITE 2m |  | 135.72
233 | L69W000WX | PROLED ALU PROFILE M-LINE 3W WHITE 3m |  | 203.58
233 | L69W000WZ | PROLED ALU PROFILE M-LINE 3W WHITE Z |  | 81.432
233 | L69W000X | PROLED ALU PROFILE M-LINE 3W 3m |  | 169.65
233 | L69W000Y | PROLED ALU PROFILE M-LINE 3W 5m |  | 339.3
233 | L69W000Z | PROLED ALU PROFILE M-LINE 3W Z |  | 67.86
233 | L690S3A2 | PROLED ALUMINIUM COVER M-LINE 2m |  | 13.65
233 | L690S3A2B | PROLED ALUMINIUM COVER M-LINE BLACK 2m |  | 16.38
233 | L690S3A2W | PROLED ALUMINIUM COVER M-LINE WHITE 2m |  | 16.38
233 | L69WS3E | PROLED ALU END CAP FLAT M-LINE 3W |  | 6.825
233 | L69WS3EB | PROLED ALU END CAP FLAT M-LINE 3W BLACK |  | 8.775
233 | L69WS3EW | PROLED ALU END CAP FLAT M-LINE 3W WHITE |  | 8.775
233 | L690SBSB | PROLED ALU SLIDING BASE M + O-LINE B 2m |  | 16.38
233 | L690SBSBZ | PROLED ALU SLIDING BASE M + O-LINE B Z |  | 9.828
233 | L690SBSW | PROLED ALU SLIDING BASE M + O-LINE W 2m |  | 16.38
233 | L690SBSWZ | PROLED ALU SLIDING BASE M + O-LINE W Z |  | 9.828
233 | L690SBSZ | PROLED ALU SLIDING BASE M + O-LINE Z |  | 8.19
233 | L690004Z | PROLED ALU PROFILE MOUNTING Z |  | 10.53
234 | L69G000 | PROLED ALU PROFILE M-LINE CIRCLE 2m |  | 105.3
234 | L69G000W | PROLED ALU PROFILE M-LINE CIRCLE 2m W |  | 126.36
234 | L69G000WX | PROLED ALU PROFILE M-LINE CIRCLE 3m W |  | 189.54
234 | L69G000WZ | PROLED ALU PROFILE M-LINE CIRCLE WHITE Z |  | 75.816
234 | L69G000X | PROLED ALU PROFILE M-LINE CIRCLE 3m |  | 157.95
234 | L69G000Z | PROLED ALU PROFILE M-LINE CIRCLE Z |  | 63.18
234 | L69G001 | PROLED ALU PROFIL SET MOUNT M-LINE CIR |  | 9.75
234 | L69G001W | PROLED ALU PROFIL SET MOUNT M-LINE CIR W |  | 18.525
234 | L690006B | PROLED ALU PROFILE SWIVELLING HOLDER BLACK |  | 37.05
234 | L69GC5E | PROLED ALU END CAP OVAL M-LINE CIRCLE |  | 6.825
234 | L69GC5EW | PROLED ALU END CAP OVAL M-LINE CIRCLE W |  | 8.775
234 | L69GS3E | PROLED ALU END CAP FLAT M-LINE CIRCLE |  | 6.825
234 | L69GS3EW | PROLED ALU END CAP FLAT M-LINE CIRCLE W |  | 8.775
237 | L690S3BZ | PROLED PLASTIC COVER M-LINE FLAT BLACK Z |  | 19.89
237 | L690S3C | PROLED PLASTIC COVER M-LINE FLAT CLEAR 2m |  | 22.425
237 | L690S3CB | PROLED PLASTIC COVER M-LINE BP CLEAR 2m |  | 28.275
237 | L690S3CBX | PROLED PLASTIC COVER M-LINE BP CLEAR 3m |  | 42.4125
237 | L690S3CBY | PROLED PLASTIC COVER M-LINE BP CLEAR 5m |  | 84.825
237 | L690S3CBZ | PROLED PLASTIC COVER M-LINE BP CLEAR Z |  | 16.965
237 | L690S3CX | PROLED PLASTIC COVER M-LINE FLAT CLEAR 3m |  | 33.6375
237 | L690S3CY | PROLED PLASTIC COVER M-LINE FLAT CLEAR 5m |  | 67.275
237 | L690S3CZ | PROLED PLASTIC COVER M-LINE FLAT CLEAR Z |  | 13.455
237 | L690S3FB | PROLED PLASTIC COVER M-LINE BP FROST 2m |  | 28.275
237 | L690S3FBX | PROLED PLASTIC COVER M-LINE BP FROST 3m |  | 42.4125
237 | L690S3FBY | PROLED PLASTIC COVER M-LINE BP FROST 5m |  | 84.825
237 | L690S3FBZ | PROLED PLASTIC COVER M-LINE BP FROST Z |  | 16.965
237 | L690S3FX | PROLED PLASTIC COVER M-LINE FLAT FROST 3m |  | 33.6375
237 | L690S3FY | PROLED PLASTIC COVER M-LINE FLAT FROST 5m |  | 67.275
237 | L690S3FZ | PROLED PLASTIC COVER M-LINE FLAT FROST Z |  | 13.455
237 | L690S3MBY | PROLED PLASTIC COVER M-LINE BP MILKY 5m |  | 84.825
237 | L690S3MBZ | PROLED PLASTIC COVER M-LINE BP MILKY Z |  | 16.965
237 | L690S3MY | PROLED PLASTIC COVER M-LINE FLAT MILKY 5m |  | 67.275
237 | L690S3MZ | PROLED PLASTIC COVER M-LINE FLAT MILKY Z |  | 13.455
237 | L690L45C | PROLED PLASTIC COVER M-LINE LENS 45° 2m |  | 35.1
237 | L690L45CX | PROLED PLASTIC COVER M-LINE LENS 45° 3m |  | 52.65
237 | L690L45CZ | PROLED PLASTIC COVER M-LINE LENS 45° Z |  | 21.06
237 | L690V4C | PROLED PLASTIC COVER M-LINE OVAL CLEAR 2m |  | 25.35
237 | L690V4CX | PROLED PLASTIC COVER M-LINE OVAL CLEAR 3m |  | 38.025
237 | L690V4CZ | PROLED PLASTIC COVER M-LINE OVAL CLEAR Z |  | 15.21
237 | L690V4F | PROLED PLASTIC COVER M-LINE OVAL FROST 2m |  | 25.35
237 | L690V4FX | PROLED PLASTIC COVER M-LINE OVAL FROST 3m |  | 38.025
237 | L690V4FZ | PROLED PLASTIC COVER M-LINE OVAL FROST Z |  | 15.21
237 | L690V4M | PROLED PLASTIC COVER M-LINE OVAL MILKY 2m |  | 25.35
237 | L690V4MX | PROLED PLASTIC COVER M-LINE OVAL MILKY 3m |  | 38.025
237 | L690V4MZ | PROLED PLASTIC COVER M-LINE OVAL MILKY Z |  | 15.21
237 | L690R2C | PROLED PLASTIC COVER M-LINE ROUND CLEAR 2m |  | 27.3
237 | L690R2CZ | PROLED PLASTIC COVER M-LINE ROUND CLEAR Z |  | 16.38
237 | L690R2FZ | PROLED PLASTIC COVER M-LINE ROUND FROST Z |  | 16.38
237 | L690R2MZ | PROLED PLASTIC COVER M-LINE ROUND MILKY Z |  | 16.38
237 | L690S1CZ | PROLED PLASTIC COVER M-LINE SQUA CLEAR Z |  | 19.305
237 | L690S1FZ | PROLED PLASTIC COVER M-LINE SQUARE FRO Z |  | 19.305
237 | L690S1MZ | PROLED PLASTIC COVER M-LINE SQUARE MILKY Z |  | 19.305
238 | L690S5BNSZ | PROcover Optics Set with beam narrow+clear cover Z |  | 51.48
238 | L690S5DNSZ | PROcover Optics Set with duo narrow+clear cover Z |  | 51.48
239 | L690S5ANSZ | PROcover Optics Set with asym narrow+clear cover Z |  | 51.48
239 | L690S5AWSZ | PROcover Optics Set with asym wide + clear cover Z |  | 51.48
239 | L690S5DWSZ | PROcover Optics Set with duo wide+clear cover Z |  | 51.48
241 | L69R0SL | PROcover Furniture L |  | 33.15
241 | L69R0SM | PROcover Furniture S |  | 29.25
241 | L69RSBS | PROcover Furniture Sliding Base 2m |  | 5.85
242 | L69L03EB | PROLED ALU END CAP OVAL C-LINE CORNER BLACK |  | 8.775
242 | L69L000W | PROLED ALU PROFILE C-LINE Corner WHITE 2 |  | 42.12
242 | L69L000WX | PROLED ALU PROFILE C-LINE Corner WHITE 3 |  | 63.18
242 | L69L000WZ | PROLED ALU PROFILE C-LINE Corner WHITE Z |  | 25.272
242 | L69L000Z | PROLED ALU PROFILE C-LINE Corner Z |  | 21.06
243 | L69LC1BZ | PROLED PLASTIC COV C-LINE TRIA BLACK Z |  | 34.515
243 | L69LC1CX | PROLED PLASTIC COV C-LINE TRIA CLEAR 3 |  | 58.5
243 | L69LC1CZ | PROLED PLASTIC COV C-LINE TRIA CLEAR Z |  | 23.4
243 | L69LC1FZ | PROLED PLASTIC COV C-LINE TRIA FROST |  | 23.4
243 | L69LC1MZ | PROLED PLASTIC COV C-LINE TRIA MILKY |  | 23.4
243 | L69LC2C | PROLED PLASTIC COV C-LINE TRAP CLEAR 2 |  | 42.9
243 | L69LC2CX | PROLED PLASTIC COV C-LINE TRAP CLEAR 3 |  | 64.35
243 | L69LC2CZ | PROLED PLASTIC COV C-LINE TRAP CLEAR |  | 25.74
243 | L69LC2F | PROLED PLASTIC COV C-LINE TRAP FROST 2 |  | 42.9
243 | L69LC2FX | PROLED PLASTIC COV C-LINE TRAP FROST 3 |  | 64.35
243 | L69LC2FZ | PROLED PLASTIC COV C-LINE TRAP FROST |  | 25.74
243 | L69LC2M | PROLED PLASTIC COV C-LINE TRAP MILKY 2 |  | 42.9
243 | L69LC2MZ | PROLED PLASTIC COV C-LINE TRAP MILKY |  | 25.74
243 | L69LC3BZ | PROLED PLASTIC COV C-LINE OVAL BLACK Z |  | 34.515
243 | L69LC3CZ | PROLED PLASTIC COV C-LINE OVAL CLEAR |  | 23.478
243 | L69LC3FZ | PROLED PLASTIC COV C-LINE OVAL FROST |  | 23.4
243 | L69LC3MZ | PROLED PLASTIC COV C-LINE OVAL MILKY |  | 23.4
244 | L69K000W | PROLED ALU PROFILE O-LINE STD 2m WHITE |  | 42.12
244 | L69K000WZ | PROLED ALU PROFILE O-LINE STD WHITE Z |  | 25.272
244 | L69K000Z | PROLED ALU PROFILE O-LINE STD Z |  | 21.06
244 | L69KRPEB | PROLED PLASTIC END CAP ROUND O-LINE BLACK |  | 14.625
244 | L69KRPEG | PROLED PLASTIC END CAP ROUND O-LINE G |  | 14.625
244 | L69KRPEW | PROLED PLASTIC END CAP ROUND O-LINE W |  | 14.625
244 | L69KSPEB | PROLED PLASTIC END CAP FLAT O-LINE BLACK |  | 14.625
244 | L69KSPEG | PROLED PLASTIC END CAP FLAT O-LINE G |  | 14.625
244 | L69KSPEW | PROLED PLASTIC END CAP FLAT O-LINE W |  | 14.625
244 | L690SBSB | PROLED ALU SLIDING BASE M + O-LINE B 2m |  | 16.38
244 | L690SBSBZ | PROLED ALU SLIDING BASE M + O-LINE B Z |  | 9.828
244 | L690SBSW | PROLED ALU SLIDING BASE M + O-LINE W 2m |  | 16.38
244 | L690SBSWZ | PROLED ALU SLIDING BASE M + O-LINE W Z |  | 9.828
244 | L690SBSZ | PROLED ALU SLIDING BASE M + O-LINE Z |  | 8.19
244 | L690006B | PROLED ALU PROFILE SWIVELLING HOLDER BLACK |  | 37.05
244 | L69G001 | PROLED ALU PROFIL SET MOUNT M-LINE CIR |  | 9.75
244 | L69G001W | PROLED ALU PROFIL SET MOUNT M-LINE CIR W |  | 18.525
245 | L69KR2C | PROLED PLASTIC COVER O-LINE ROUND CLEAR 2 |  | 27.3
245 | L69KR2CX | PROLED PLASTIC COVER O-LINE ROUND CLEAR 3 |  | 40.95
245 | L69KR2CZ | PROLED PLASTIC COVER O-LINE ROUND CLEAR Z |  | 16.38
245 | L69KR2F | PROLED PLASTIC COVER O-LINE ROUND FROST 2 |  | 27.3
245 | L69KR2FX | PROLED PLASTIC COVER O-LINE ROUND FROST 3 |  | 40.95
245 | L69KR2FZ | PROLED PLASTIC COVER O-LINE ROUND FROSTZ |  | 16.38
245 | L69KR2M | PROLED PLASTIC COVER O-LINE ROUND MILKY 2 |  | 27.3
245 | L69KR2MX | PROLED PLASTIC COVER O-LINE ROUND MILKY 3 |  | 40.95
245 | L69KR2MZ | PROLED PLASTIC COVER O-LINE ROUND MILKY Z |  | 16.38
245 | L69KS3CZ | PROLED PLASTIC COVER O-LINE FLAT CLEAR Z |  | 13.455
245 | L69KS3FX | PROLED PLASTIC COVER O-LINE FLAT FROST 3 |  | 33.6375
245 | L69KS3FZ | PROLED PLASTIC COVER O-LINE FLAT FROST Z |  | 13.455
245 | L69KS3MZ | PROLED PLASTIC COVER O-LINE FLAT MILKY Z |  | 13.455
246 | L692000BZ | PROLED ALU PROFILE S-LINE LOW BLACK Z |  | 11.232
246 | L692000WZ | PROLED ALU PROFILE S-LINE LOW WHITE Z |  | 11.232
246 | L692000Y | PROLED ALU PROFILE S-LINE LOW 5m |  | 46.8
246 | L692000Z | PROLED ALU PROFILE S-LINE LOW Z |  | 9.36
246 | L692L60E | PROLED ALU END CAP S-LINE LOW LENS 60° |  | 6.825
246 | L692L60EW | PROLED ALU END CAP S-LINE LOW LENS 60° W |  | 8.775
246 | L692R2EB | PROLED ALU END CAP ROUND S-LINE LOW B |  | 8.775
247 | L692200WZ | PROLED ALU PROFILE S-LINE LOW 24 WHITE Z |  | 19.656
247 | L692200Y | PROLED ALU PROFILE S-LINE LOW 24 5m |  | 81.9
247 | L692200Z | PROLED ALU PROFILE S-LINE LOW 24 Z |  | 16.38
247 | L6922L60E | PROLED ALU END CAP S-LINE LOW 24 LENS 60 |  | 6.825
247 | L6922L60EW | PROLED ALU END CAP S-LINE LOW 24 LENS 60 |  | 8.775
247 | L690010 | PROLED ALU PROFILE CONNECTOR 24 120° |  | 9.75
247 | L690011 | PROLED ALU PROFILE CONNECTOR 24 135° |  | 9.75
247 | L690017 | PROLED ALU PROFILE CONNECTOR 24 ADJUSTABLE |  | 31.2
248 | L691000BZ | PROLED ALU PROFILE S-LINE STD BLACK Z |  | 19.656
248 | L691000WZ | PROLED ALU PROFILE S-LINE STD WHITE Z |  | 19.656
248 | L691000Y | PROLED ALU PROFILE S-LINE STD 5m |  | 81.9
248 | L691000Z | PROLED ALU PROFILE S-LINE STD Z |  | 16.38
248 | L691L60E | PROLED ALU END CAP S-LINE STD LENS 60° |  | 6.825
248 | L691L60EB | PROLED ALU END CAP S-LINE STD LENS 60° BLACK |  | 8.775
248 | L691L60EW | PROLED ALU END CAP S-LINE STD LENS 60° W |  | 8.775
248 | L691S3EB | PROLED ALU END CAP FLAT S-LINE STD BLACK |  | 8.775
249 | L69120 | PROLED ALU PROFILE S-LINE STD 24 2m |  | 37.05
249 | L69120B | PROLED ALU PROFILE S-LINE STD 24 2m BLACK |  | 44.46
249 | L69120BX | PROLED ALU PROFILE S-LINE STD 24 3m BLACK |  | 66.69
249 | L69120BZ | PROLED ALU PROFILE S-LINE STD 24 2m B Z |  | 26.676
249 | L69120W | PROLED ALU PROFILE S-LINE STD 24 2m W |  | 44.46
249 | L69120WX | PROLED ALU PROFILE S-LINE STD 24 3m W |  | 66.69
249 | L69120WZ | PROLED ALU PROFILE S-LINE STD 24 W Z |  | 26.676
249 | L69120X | PROLED ALU PROFILE S-LINE STD 24 3m |  | 55.575
249 | L69120Y | PROLED ALU PROFILE S-LINE STD 24 5m |  | 111.15
249 | L69120Z | PROLED ALU PROFILE S-LINE STD 24 Z |  | 22.23
249 | L6912L6E | PROLED ALU ENDCAP S-LINE STD24 LENS 60 |  | 6.825
249 | L6912L6EB | PROLED ALU ENDCAP S-LINE STD24 LENS 60 BLACK |  | 8.775
249 | L6912L6EW | PROLED ALU ENDCAP S-LINE STD24 LENS 60 WHITE |  | 8.775
249 | L6912R2E | PROLED ALU END CAP ROUND S-LINE STD 24 |  | 6.825
249 | L6912R2EB | PROLED ALU END CAP ROUND S-LINE STD 24 BLACK |  | 8.775
249 | L6912R2EW | PROLED ALU END CAP ROUND S-LINE STD 24 W |  | 8.775
249 | L6912S3E | PROLED ALU END CAP FLAT S-LINE STD 24 |  | 6.825
249 | L6912S3EB | PROLED ALU END CAP FLAT S-LINE STD 24 BLACK |  | 8.775
249 | L6912S3EBL | PROLED ALU END CAP FLAT S-LINE STD 24 B HOLE |  | 8.775
249 | L6912S3EL | PROLED ALU END CAP FLAT S-LINE STD 24 |  | 6.825
249 | L6912S3EW | PROLED ALU END CAP FLAT S-LINE STD 24 W |  | 8.775
249 | L6912S3EWL | PROLED ALU END CAP FLAT S-LINE STD 24 W HOLE |  | 8.775
249 | L690010 | PROLED ALU PROFILE CONNECTOR 24 120° |  | 9.75
249 | L690011 | PROLED ALU PROFILE CONNECTOR 24 135° |  | 9.75
249 | L690017 | PROLED ALU PROFILE CONNECTOR 24 ADJUSTABLE |  | 31.2
250 | L695F0BZ | PROLED ALUMINIUM PROFILE S-LINE FLAT REC |  | 17.55
250 | L695F0WZ | PROLED ALUMINIUM PROFILE S-LINE FLAT REC |  | 17.55
250 | L695F0Z | PROLED ALUMINIUM PROFILE S-LINE FLAT REC |  | 14.625
251 | L695000WZ | PROLED ALU PROFILE S-LINE REC WHITE Z |  | 21.06
251 | L695000Y | PROLED ALU PROFILE S-LINE REC 5m |  | 87.75
251 | L695000Z | PROLED ALU PROFILE S-LINE REC Z |  | 17.55
251 | L695R2E | PROLED ALU END CAP ROUND S-LINE REC |  | 6.825
251 | L695R2EW | PROLED ALU END CAP ROUND S-LINE REC W |  | 8.775
251 | L695S3EL | PROLED ALU END CAP FLAT S-LINE REC HOLE |  | 6.825
251 | L695S3EWL | PROLED ALU END CAP FLAT S-LINE REC W HOLE |  | 8.775
252 | L695124 | PROLED ALU PROFILE S-LINE REC 24 ST 2m |  | 39
252 | L695124B | PROLED ALU PROFILE S-LINE REC 24 ST B 2m |  | 46.8
252 | L695124BX | PROLED ALU PROFILE S-LINE REC 24 ST B 3m |  | 70.2
252 | L695124BZ | PROLED ALU PROFILE S-LINE REC 24 ST B Z |  | 28.08
252 | L695124W | PROLED ALU PROFILE S-LINE REC 24 ST W 2m |  | 46.8
252 | L695124WX | PROLED ALU PROFILE S-LINE REC 24 ST W 3m |  | 70.2
252 | L695124WZ | PROLED ALU PROFILE S-LINE REC 24 ST W Z |  | 28.08
252 | L695124X | PROLED ALU PROFILE S-LINE REC 24 ST 3m |  | 58.5
252 | L695124Y | PROLED ALU PROFILE S-LINE REC 24 ST 5m |  | 117
252 | L695124Z | PROLED ALU PROFILE S-LINE REC 24 ST Z |  | 23.4
252 | L6951S3E | PROLED ALU ENDCAP FLAT S-LINE REC 24 ST |  | 6.825
252 | L6951S3EA | PROLED ALU ENDC FLAT S-LINE REC 24 ST A |  | 6.825
252 | L6951S3EAB | PROLED ALU ENDC FLAT S-LIN REC 24 ST A BLACK |  | 8.775
252 | L6951S3EAW | PROLED ALU ENDC FLAT S-LIN REC 24 ST A WHITE |  | 8.775
252 | L6951S3EB | PROLED ALU ENDC FLAT S-LINE REC 24 ST BLACK |  | 8.775
252 | L6951S3EBL | PROLED ALU ENDC FLAT S-LINE REC 24 ST B HOLE |  | 8.775
252 | L6951S3EL | PROLED ALU ENDCAP FLAT S-LINE REC 24 ST HOLE |  | 6.825
252 | L6951S3EW | PROLED ALU ENDC FLAT S-LINE REC 24 ST WHITE |  | 8.775
252 | L6951S3EWL | PROLED ALU ENDC FLAT S-LINE REC 24 ST W HOLE |  | 8.775
253 | L696200 | PROLED ALU PROFILE S-LINE CEILING 24 2m |  | 48.75
253 | L696200W | PROLED ALU PROFILE S-LINE CEILING 24 W 2 |  | 58.5
253 | L696200WX | PROLED ALU PROFILE S-LINE CEILING 24 W 3 |  | 87.75
253 | L696200WZ | PROLED ALU PROF S-LINE CEILING 24 W Z |  | 35.1
253 | L696200X | PROLED ALU PROFILE S-LINE CEILING 24 3m |  | 73.125
253 | L696200Z | PROLED ALU PROFILE S-LINE CEILING 24 Z |  | 29.25
254 | L693000WZ | PROLED ALU PROFILE S-LINE CORNER W Z |  | 25.272
254 | L693000Y | PROLED ALU PROFILE S-LINE CORNER 5m |  | 105.3
254 | L693000Z | PROLED ALU PROFILE S-LINE CORNER Z |  | 21.06
254 | L693R2E | PROLED ALU END CAP ROUND S-LINE CORNER |  | 6.825
254 | L693R2EW | PROLED ALU END CAP ROUND S-LINE CORNER W |  | 8.775
254 | L690010 | PROLED ALU PROFILE CONNECTOR 24 120° |  | 9.75
254 | L690011 | PROLED ALU PROFILE CONNECTOR 24 135° |  | 9.75
254 | L690017 | PROLED ALU PROFILE CONNECTOR 24 ADJUSTABLE |  | 31.2
255 | L696000WZ | PROLED ALU PROFILE S-LINE WALL WHITE Z |  | 37.908
255 | L696000Y | PROLED ALU PROFILE S-LINE WALL 5m |  | 157.95
255 | L696000Z | PROLED ALU PROFILE S-LINE WALL Z |  | 31.59
255 | L690010 | PROLED ALU PROFILE CONNECTOR 24 120° |  | 9.75
255 | L690011 | PROLED ALU PROFILE CONNECTOR 24 135° |  | 9.75
255 | L690017 | PROLED ALU PROFILE CONNECTOR 24 ADJUSTABLE |  | 31.2
256 | L696100WZ | PROLED ALU PROFILE S-LINE WALL SQUAR W Z |  | 36.504
256 | L696100Y | PROLED ALU PROFILE S-LINE WALL SQUARE 5m |  | 152.1
256 | L696100Z | PROLED ALU PROFILE S-LINE WALL SQUARE Z |  | 30.42
256 | L696100E | PROLED ALU END CAP S-LINE WALL SQUARE |  | 9.75
257 | L697000 | PROLED ALU PROFILE S-LINE WAVE 2m |  | 76.05
257 | L697000W | PROLED ALU PROFILE S-LINE WAVE 2m WHITE |  | 91.26
257 | L697000WX | PROLED ALU PROFILE S-LINE WAVE 3m WHITE |  | 136.89
257 | L697000WZ | PROLED ALU PROFILE S-LINE WAVE WHITE Z |  | 54.756
257 | L697000X | PROLED ALU PROFILE S-LINE WAVE 3m |  | 114.075
257 | L697000Y | PROLED ALU PROFILE S-LINE WAVE 5m |  | 228.15
257 | L697000Z | PROLED ALU PROFILE S-LINE WAVE Z |  | 45.63
257 | L697S3E | PROLED ALU END CAP FLAT S-LINE WAVE |  | 9.75
257 | L697S3EW | PROLED ALU END CAP FLAT S-LINE WAVE W |  | 11.7
258 | L698000 | PROLED ALU PROFILE S-LINE STEP UP 2m |  | 72.15
258 | L698000W | PROLED ALU PROFILE S-LINE STEP UP 2m W |  | 86.58
258 | L698000WX | PROLED ALU PROFILE S-LINE STEP UP 3m W |  | 129.87
258 | L698000WZ | PROLED ALU PROFILE S-LINE STEP UP W Z |  | 51.948
258 | L698000X | PROLED ALU PROFILE S-LINE STEP UP 3m |  | 108.225
258 | L698000Z | PROLED ALU PROFILE S-LINE STEP UP Z |  | 43.29
258 | L69800E | PROLED ALU END CAP S-LINE STEP UP |  | 6.825
258 | L69800EW | PROLED ALU END CAP S-LINE STEP UP W |  | 8.775
259 | L699000WZ | PROLED ALU PROFILE S-LINE STEP DOWN W Z |  | 63.18
259 | L699000Z | PROLED ALU PROFILE S-LINE STEP DOWN Z |  | 52.65
262 | L69100G | PROLED ALU PROFILE S-LINE GALLERY 2 |  | 97.5
262 | L69100GB | PROLED ALU PROFILE S-LINE GALLERY B 2m |  | 117
262 | L69100GBX | PROLED ALU PROFILE S-LINE GALLERY B 3m |  | 175.5
262 | L69100GBZ | PROLED ALU PROFILE S-LINE GALLERY B Z |  | 70.2
262 | L69100GW | PROLED ALU PROFILE S-LINE GALLERY W 2m |  | 117
262 | L69100GWX | PROLED ALU PROFILE S-LINE GALLERY W 3m |  | 175.5
262 | L69100GWZ | PROLED ALU PROFILE S-LINE GALLERY W Z |  | 70.2
262 | L69100GX | PROLED ALU PROFILE S-LINE GALLERY 3m |  | 146.25
262 | L69100GY | PROLED ALU PROFILE S-LINE GALLERY 5m |  | 292.5
262 | L69100GZ | PROLED ALU PROFILE S-LINE GALLERY Z |  | 58.5
262 | L691GAM | PROLED ALU PROFILE MOUNTING GALLERY |  | 39
262 | L691GAMZ | PROLED ALU PROFILE MOUNTING GALLERY Z |  | 23.4
262 | L691GAP | PROLED ALU PROFILE PROTECTION GALLERY |  | 37.05
262 | L691S3GE | PROLED ALU END CAP FLAT S-LINE GALLERY |  | 6.825
262 | L691S3GEB | PROLED ALU END CAP FLAT S-LINE GALLERY BLACK |  | 8.775
262 | L691S3GEW | PROLED ALU END CAP FLAT S-LINE GALLERY WHITE |  | 8.775
263 | L691GAA10 | PROLED GALLERY S-LINE NYLON / GLIDE 1,0 |  | 3.978
263 | L691GAA20 | PROLED GALLERY S-LINE NYLON / GLIDE 2,0 |  | 4.68
263 | L691GAA30 | PROLED GALLERY S-LINE NYLON / GLIDE 3,0 |  | 6.786
263 | L691GAB10 | PROLED GALLERY S-LINE STEEL / GLIDE 1,0m |  | 11.7
263 | L691GAB20 | PROLED GALLERY S-LINE STEEL / GLIDE 2,0 |  | 14.274
263 | L691GAB30 | PROLED GALLERY S-LINE STEEL / GLIDE 3,0 |  | 16.38
263 | L691GAC05 | PROLED GALLERY S-LINE NYLON / LOOP 0,5 |  | 2.574
263 | L691GAC10 | PROLED GALLERY S-LINE NYLON / LOOP 1,0 |  | 3.276
263 | L691GAC15 | PROLED GALLERY S-LINE NYLON / LOOP 1,5 |  | 3.978
263 | L691GAC20 | PROLED GALLERY S-LINE NYLON / LOOP 2,0 |  | 4.446
263 | L691GAC30 | PROLED GALLERY S-LINE NYLON / LOOP 3,0 |  | 8.424
263 | L691GAD05 | PROLED GALLERY S-LINE STEEL / LOOP 0,5 |  | 10.296
263 | L691GAD10 | PROLED GALLERY S-LINE STEEL / LOOP 1,0 |  | 11.466
263 | L691GAD15 | PROLED GALLERY S-LINE STEEL / LOOP 1,5 |  | 12.402
263 | L691GAD20 | PROLED GALLERY S-LINE STEEL / LOOP 2,0 |  | 14.04
263 | L691GAD30 | PROLED GALLERY S-LINE STEEL / LOOP 3,0 |  | 16.146
263 | L691GAF01 | PROLED GALLERY HOOK ML TYP 1 |  | 11.934
263 | L691GAF02 | PROLED GALLERY HOOK ML TYP 2 |  | 6.318
263 | L691GAF03S | PROLED GALLERY HOOK ML TYP 3 SILVER |  | 5.85
263 | L691GAF03W | PROLED GALLERY HOOK ML TYP 3 WHITE |  | 6.084
263 | L691GAG1S | PROLED GALLERY HOOK SLIDING S |  | 2.574
263 | L691GAG1W | PROLED GALLERY HOOK SLIDING WHITE |  | 3.744
263 | L691GAS01 | PROLED GALLERY HOOK SL TYP 1 |  | 10.062
263 | L691GAS02 | PROLED GALLERY HOOK SL TYP 2 |  | 20.592
264 | L69T010 | PROLED ALU PROFILE S-LINE TILES 10 2m |  | 70.2
264 | L69T010B | PROLED ALU PROFILE S-LINE TILES 10 B 2m |  | 84.24
264 | L69T010BX | PROLED ALU PROFILE S-LINE TILES 10 B 3m |  | 126.36
264 | L69T010BZ | PROLED ALU PROFILE S-LINE TILES 10 B Z |  | 50.544
264 | L69T010W | PROLED ALU PROFILE S-LINE TILES 10 W 2m |  | 84.24
264 | L69T010WX | PROLED ALU PROFILE S-LINE TILES 10 W 3m |  | 126.36
264 | L69T010WZ | PROLED ALU PROFILE S-LINE TILES 10 W Z |  | 50.544
264 | L69T010X | PROLED ALU PROFILE S-LINE TILES 10 3m |  | 105.3
264 | L69T010Z | PROLED ALU PROFILE S-LINE TILES 10 Z |  | 42.12
264 | L69T013 | PROLED ALU PROFILE S-LINE TILES 13 2m |  | 70.2
264 | L69T013B | PROLED ALU PROFILE S-LINE TILES 13 B 2m |  | 84.24
264 | L69T013BX | PROLED ALU PROFILE S-LINE TILES 13 B 3m |  | 126.36
264 | L69T013BZ | PROLED ALU PROFILE S-LINE TILES 13 B Z |  | 50.544
264 | L69T013W | PROLED ALU PROFILE S-LINE TILES 13 W 2m |  | 84.24
264 | L69T013WX | PROLED ALU PROFILE S-LINE TILES 13 W 3m |  | 126.36
264 | L69T013WZ | PROLED ALU PROFILE S-LINE TILES 13 W Z |  | 50.544
264 | L69T013X | PROLED ALU PROFILE S-LINE TILES 13 3m |  | 105.3
264 | L69T013Z | PROLED ALU PROFILE S-LINE TILES 13 Z |  | 42.12
264 | L69T010E | PROLED ALU ENDCAP FLAT S-LINE TILES 10 |  | 6.825
264 | L69T010EB | PROLED ALU ENDCAP FLAT S-LINE TILES 10 BLACK |  | 8.775
264 | L69T010EW | PROLED ALU ENDCAP FLAT S-LINE TILES 10 W |  | 8.775
264 | L69T013E | PROLED ALU ENDCAP FLAT S-LINE TILES 13 |  | 6.825
264 | L69T013EB | PROLED ALU ENDCAP FLAT S-LINE TILES 13 BLACK |  | 8.775
264 | L69T013EW | PROLED ALU ENDCAP FLAT S-LINE TILES 13 W |  | 8.775
265 | L69T100 | PROLED ALU PROFILE S-LINE TILES TOP 2m |  | 70.2
265 | L69T100B | PROLED ALU PROFILE S-LINE TILES TOP B 2m |  | 84.24
265 | L69T100BX | PROLED ALU PROFILE S-LINE TILES TOP B 3m |  | 126.36
265 | L69T100BZ | PROLED ALU PROFILE S-LINE TILES TOP B Z |  | 50.544
265 | L69T100W | PROLED ALU PROFILE S-LINE TILES TOP W 2m |  | 84.24
265 | L69T100WZ | PROLED ALU PROFILE S-LINE TILES TOP W Z |  | 50.544
265 | L69T100X | PROLED ALU PROFILE S-LINE TILES TOP 3m |  | 105.3
265 | L69T100Z | PROLED ALU PROFILE S-LINE TILES TOP Z |  | 42.12
266 | L69T210 | PROLED ALU PROF S-LINE TILES CORN INT 2 |  | 70.2
266 | L69T210B | PROLED ALU PROF S-LINE TILE CORN INT 2 BLACK |  | 84.24
266 | L69T210BX | PROLED ALU PROF S-LINE TILE CORN INT 3 BLACK |  | 126.36
266 | L69T210BZ | PROLED ALU PROF S-LINE TILE COR INT B Z |  | 50.544
266 | L69T210W | PROLED ALU PROF S-LINE TILE CORN INT 2 WHITE |  | 84.24
266 | L69T210WX | PROLED ALU PROF S-LINE TILE CORN INT 3 WHITE |  | 126.36
266 | L69T210WZ | PROLED ALU PROF S-LINE TILE COR INT W Z |  | 50.544
266 | L69T210X | PROLED ALU PROF S-LINE TILES CORN INT 3 |  | 105.3
266 | L69T210Z | PROLED ALU PROF S-LINE TILES CORN INT Z |  | 42.12
266 | L69T200E | PROLED ALU ENDCAP S-LINE TILES CORN INT |  | 6.825
266 | L69T200EB | PROLED ALU ENDCAP S-LINE TILE CORN INT BLACK |  | 8.775
266 | L69T200EW | PROLED ALU ENDCAP S-LINE TILE CORN INT WHITE |  | 8.775
267 | L69T230 | PROLED ALU PROF S-LINE TILES CORN EXT 2 |  | 70.2
267 | L69T230B | PROLED ALU PROF S-LINE TILE CORN EXT B 2 |  | 84.24
267 | L69T230BX | PROLED ALU PROF S-LINE TILE CORN EXT B 3 |  | 126.36
267 | L69T230BZ | PROLED ALU PROF S-LINE TILES CORN EXT BZ |  | 50.544
267 | L69T230W | PROLED ALU PROF S-LINE TILE CORN EXT WHITE 2 |  | 84.24
267 | L69T230WX | PROLED ALU PROF S-LINE TILE CORN EXT W 3 |  | 126.36
267 | L69T230WZ | PROLED ALU PROF S-LINE TILE CORN EXT W Z |  | 50.544
267 | L69T230X | PROLED ALU PROF S-LINE TILES CORN EXT 3 |  | 105.3
267 | L69T230Z | PROLED ALU PROF S-LINE TILES CORN EXT Z |  | 42.12
267 | L69T201E | PROLED ALU ENDCAP S-LINE TILES CORN EXT |  | 6.825
267 | L69T201EB | PROLED ALU ENDCAP S-LINE TILE CORN EXT BLACK |  | 8.775
267 | L69T201EW | PROLED ALU ENDCAP S-LINE TILE CORN EXT WHITE |  | 8.775
268 | L699G06 | PROLED ALU PROFILE S-LINE GLASS 6 2m |  | 44.85
268 | L699G06X | PROLED ALU PROFILE S-LINE GLASS 6 3m |  | 67.275
268 | L699G06Z | PROLED ALU PROFILE S-LINE GLASS 6 Z |  | 26.91
268 | L699G08 | PROLED ALU PROFILE S-LINE GLASS 8 2m |  | 46.8
268 | L699G08X | PROLED ALU PROFILE S-LINE GLASS 8 3m |  | 70.2
268 | L699G08Z | PROLED ALU PROFILE S-LINE GLASS 8 Z |  | 28.08
268 | L699G06E | PROLED ALU END CAP S-LINE GLASS 6 |  | 11.7
268 | L699G08E | PROLED ALU END CAP S-LINE GLASS 8 |  | 11.7
269 | L69100C | PROLED ALU PROFILE S-LINE CURVE 2m |  | 15.6
269 | L69100CX | PROLED ALU PROFILE S-LINE CURVE 3m |  | 23.4
269 | L69100CZ | PROLED ALU PROFILE S-LINE CURVE Z |  | 9.36
271 | L691L60C | PROLED PLASTIC COVER S-LINE LENS 60° 2m |  | 31.2
271 | L691L60CX | PROLED PLASTIC COVER S-LINE LENS 60° 3m |  | 46.8
271 | L691L60CZ | PROLED PLASTIC COVER S-LINE LENS 60° Z |  | 18.72
271 | L691R2C | PROLED PLASTIC COVER S-LINE ROUND CLEAR 2 |  | 25.35
271 | L691R2CX | PROLED PLASTIC COVER S-LINE ROUND CLEAR 3 |  | 38.025
271 | L691R2CZ | PROLED PLASTIC COVER S-LINE ROUND CLEAR Z |  | 15.21
271 | L691R2FZ | PROLED PLASTIC COVER S-LINE ROUND FRO Z |  | 15.21
271 | L691R2MZ | PROLED PLASTIC COVER S-LINE ROUND MILK Z |  | 15.21
271 | L691S3BZ | PROLED PLASTIC COVER S-LINE FLAT BLACK Z |  | 16.38
271 | L691S3CB | PROLED PLASTIC COVER S-LINE BP CLEAR 2m |  | 21.45
271 | L691S3CBX | PROLED PLASTIC COVER S-LINE BP CLEAR 3m |  | 32.175
271 | L691S3CBY | PROLED PLASTIC COVER S-LINE BP CLEAR 5m |  | 64.35
271 | L691S3CBZ | PROLED PLASTIC COVER S-LINE BP CLEAR Z |  | 12.87
271 | L691S3CY | PROLED PLASTIC COVER S-LINE FLAT CLEAR 5m |  | 49.725
271 | L691S3CZ | PROLED PLASTIC COVER S-LINE FLAT CLEAR Z |  | 9.945
271 | L691S3FB | PROLED PLASTIC COVER S-LINE BP FROST 2m |  | 21.45
271 | L691S3FBX | PROLED PLASTIC COVER S-LINE BP FROST 3m |  | 32.175
271 | L691S3FBY | PROLED PLASTIC COVER S-LINE BP FROST 5m |  | 64.35
271 | L691S3FBZ | PROLED PLASTIC COVER S-LINE BP FROST Z |  | 12.87
271 | L691S3FY | PROLED PLASTIC COVER S-LINE FLAT FROST 5m |  | 49.725
271 | L691S3FZ | PROLED PLASTIC COVER S-LINE FLAT FROST Z |  | 9.945
271 | L691S3MBY | PROLED PLASTIC COVER S-LINE BP MILKY 5m |  | 64.35
271 | L691S3MBZ | PROLED PLASTIC COVER S-LINE BP MILKY Z /m |  | 12.87
271 | L691S3MY | PROLED PLASTIC COVER S-LINE FLAT MILKY 5m |  | 49.725
271 | L691S3MZ | PROLED PLASTIC COVER S-LINE FLAT MILKY Z /m |  | 9.945
271 | L691STF | PROLED PLASTIC COV S-LINE TRIANG FROST 2 |  | 29.25
271 | L691STFZ | PROLED PLASTIC COV S-LINE TRIANG FROST Z |  | 17.55
271 | L691STM | PROLED PLASTIC COV S-LINE TRIANG MILKY 2 |  | 29.25
271 | L691STMZ | PROLED PLASTIC COV S-LINE TRIANG MILKY Z |  | 17.55
272 | L69U000BZ | PROLED ALU PROFILE SU-LINE LOW BLACK Z |  | 11.232
272 | L69U000WZ | PROLED ALU PROFILE SU-LINE LOW WHITE Z |  | 11.232
272 | L69U000Y | PROLED ALU PROFILE SU-LINE LOW 5m |  | 46.8
272 | L69U000Z | PROLED ALU PROFILE SU-LINE LOW Z |  | 9.36
273 | L69US3MY | PROLED PLASTIC COVER SU-LINE FLAT MILKY 5 |  | 49.725
273 | L69US3MZ | PROLED PLASTIC COVER SU-LINE FLAT MILKY Z |  | 9.945
276 | L69FD2C1 | PROLED L-LINE D REC 24 ST CORNERS |  | 117
276 | L69FD2C1W | PROLED L-LINE D REC 24 ST CORNERS |  | 126.75
276 | L69FD2C2 | PROLED L-LINE D REC 24 ST CORNERS |  | 117
276 | L69FD2C2W | PROLED L-LINE D REC 24 ST CORNERS |  | 126.75
276 | L69FD2C3 | PROLED L-LINE D REC 24 ST CORNERS |  | 117
276 | L69FD2C3W | PROLED L-LINE D REC 24 ST CORNERS |  | 126.75
276 | L69F12C1 | PROLED L-LINE REC 24 ST CORNERS |  | 103.35
276 | L69F12C1B | PROLED L-LINE REC 24 ST CORNERS |  | 113.1
276 | L69F12C1W | PROLED L-LINE REC 24 ST CORNERS |  | 113.1
276 | L69F12C2 | PROLED L-LINE REC 24 ST CORNERS |  | 103.35
276 | L69F12C2B | PROLED L-LINE REC 24 ST CORNERS |  | 113.1
276 | L69F12C2W | PROLED L-LINE REC 24 ST CORNERS |  | 113.1
276 | L69F12C3 | PROLED L-LINE REC 24 ST CORNERS |  | 103.35
276 | L69F12C3B | PROLED L-LINE REC 24 ST CORNERS |  | 113.1
276 | L69F12C3W | PROLED L-LINE REC 24 ST CORNERS |  | 113.1
276 | L69F02C1 | PROLED L-LINE STANDARD 24 CORNERS |  | 117
276 | L69F02C1B | PROLED L-LINE STANDARD 24 CORNERS |  | 126.75
276 | L69F02C1W | PROLED L-LINE STANDARD 24 CORNERS |  | 126.75
276 | L69F02C2 | PROLED L-LINE STANDARD 24 CORNERS |  | 117
276 | L69F02C2B | PROLED L-LINE STANDARD 24 CORNERS |  | 126.75
276 | L69F02C2W | PROLED L-LINE STANDARD 24 CORNERS |  | 126.75
276 | L69F02C3 | PROLED L-LINE STANDARD 24 CORNERS |  | 117
276 | L69F02C3B | PROLED L-LINE STANDARD 24 CORNERS |  | 126.75
276 | L69F02C3W | PROLED L-LINE STANDARD 24 CORNERS |  | 126.75
276 | L69P02C1 | PROLED PS-LINE STANDARD 24 CORNERS |  | 115.05
276 | L69P02C1B | PROLED PS-LINE STANDARD 24 CORNERS |  | 124.8
276 | L69P02C1W | PROLED PS-LINE STANDARD 24 CORNERS |  | 118.95
276 | L69P02C2 | PROLED PS-LINE STANDARD 24 CORNERS |  | 115.05
276 | L69P02C2B | PROLED PS-LINE STANDARD 24 CORNERS |  | 124.8
276 | L69P02C2W | PROLED PS-LINE STANDARD 24 CORNERS |  | 124.8
276 | L69P02C3 | PROLED PS-LINE STANDARD 24 CORNERS |  | 115.05
276 | L69P02C3B | PROLED PS-LINE STANDARD 24 CORNERS |  | 124.8
276 | L69P02C3W | PROLED PS-LINE STANDARD 24 CORNERS |  | 124.8
276 | L69Q02CR1 | PROLED SQ-LINE REC 24 CORNERS |  | 107.25
276 | L69Q02CR1B | PROLED SQ-LINE REC 24 CORNERS |  | 115.05
276 | L69Q02CR1W | PROLED SQ-LINE REC 24 CORNERS |  | 115.05
276 | L69Q02CR2 | PROLED SQ-LINE REC 24 CORNERS |  | 107.25
276 | L69Q02CR2B | PROLED SQ-LINE REC 24 CORNERS |  | 115.05
276 | L69Q02CR2W | PROLED SQ-LINE REC 24 CORNERS |  | 115.05
276 | L69Q02CR3 | PROLED SQ-LINE REC 24 CORNERS |  | 107.25
276 | L69Q02CR3B | PROLED SQ-LINE REC 24 CORNERS |  | 115.05
276 | L69Q02CR3W | PROLED SQ-LINE REC 24 CORNERS |  | 115.05
276 | L69Q02CS1 | PROLED SQ-LINE STANDARD 24 CORNERS |  | 105.3
276 | L69Q02CS1B | PROLED SQ-LINE STANDARD 24 CORNERS |  | 113.1
276 | L69Q02CS1W | PROLED SQ-LINE STANDARD 24 CORNERS |  | 113.1
276 | L69Q02CS2 | PROLED SQ-LINE STANDARD 24 CORNERS |  | 105.3
276 | L69Q02CS2B | PROLED SQ-LINE STANDARD 24 CORNERS |  | 113.1
276 | L69Q02CS2W | PROLED SQ-LINE STANDARD 24 CORNERS |  | 113.1
276 | L69Q02CS3 | PROLED SQ-LINE STANDARD 24 CORNERS |  | 105.3
276 | L69Q02CS3B | PROLED SQ-LINE STANDARD 24 CORNERS |  | 113.1
276 | L69Q02CS3W | PROLED SQ-LINE STANDARD 24 CORNERS |  | 113.1
277 | L69A00C1 | PROLED M-LINE EXTRA LOW 24 CORNERS |  | 83.85
277 | L69A00C1B | PROLED M-LINE EXTRA LOW 24 CORNERS |  | 87.75
277 | L69A00C1W | PROLED M-LINE EXTRA LOW 24 CORNERS |  | 87.75
277 | L69A00C2 | PROLED M-LINE EXTRA LOW 24 CORNERS |  | 83.85
277 | L69A00C2B | PROLED M-LINE EXTRA LOW 24 CORNERS |  | 87.75
277 | L69A00C2W | PROLED M-LINE EXTRA LOW 24 CORNERS |  | 87.75
277 | L69A00C3 | PROLED M-LINE EXTRA LOW 24 CORNERS |  | 83.85
277 | L69A00C3B | PROLED M-LINE EXTRA LOW 24 CORNERS |  | 87.75
277 | L69A00C3W | PROLED M-LINE EXTRA LOW 24 CORNERS |  | 87.75
277 | L69M00C1 | PROLED M-LINE GRID CORNERS |  | 97.5
277 | L69M00C1W | PROLED M-LINE GRID CORNERS |  | 105.3
277 | L69M00C2 | PROLED M-LINE GRID CORNERS |  | 97.5
277 | L69M00C2W | PROLED M-LINE GRID CORNERS |  | 105.3
277 | L69M00C3 | PROLED M-LINE GRID CORNERS |  | 97.5
277 | L69M00C3W | PROLED M-LINE GRID CORNERS |  | 105.3
277 | L69C02C1 | PROLED M-LINE REC 24 CORNERS |  | 89.7
277 | L69C02C1B | PROLED M-LINE REC 24 CORNERS |  | 95.55
277 | L69C02C1W | PROLED M-LINE REC 24 CORNERS |  | 95.55
277 | L69C02C2 | PROLED M-LINE REC 24 CORNERS |  | 89.7
277 | L69C02C2B | PROLED M-LINE REC 24 CORNERS |  | 95.55
277 | L69C02C2W | PROLED M-LINE REC 24 CORNERS |  | 95.55
277 | L69C02C3 | PROLED M-LINE REC 24 CORNERS |  | 89.7
277 | L69C02C3B | PROLED M-LINE REC 24 CORNERS |  | 95.55
277 | L69C02C3W | PROLED M-LINE REC 24 CORNERS |  | 95.55
277 | L69C12C1 | PROLED M-LINE REC 24 ST CORNERS |  | 97.5
277 | L69C12C1B | PROLED M-LINE REC 24 ST CORNERS |  | 103.35
277 | L69C12C1W | PROLED M-LINE REC 24 ST CORNERS |  | 103.35
277 | L69C12C2 | PROLED M-LINE REC 24 ST CORNERS |  | 97.5
277 | L69C12C2B | PROLED M-LINE REC 24 ST CORNERS |  | 103.35
277 | L69C12C2W | PROLED M-LINE REC 24 ST CORNERS |  | 103.35
277 | L69C12C3 | PROLED M-LINE REC 24 ST CORNERS |  | 97.5
277 | L69C12C3B | PROLED M-LINE REC 24 ST CORNERS |  | 103.35
277 | L69C12C3W | PROLED M-LINE REC 24 ST CORNERS |  | 103.35
277 | L69020C1 | PROLED M-LINE STANDARD 24 CORNERS |  | 87.75
277 | L69020C1B | PROLED M-LINE STANDARD 24 CORNERS |  | 91.65
277 | L69020C1W | PROLED M-LINE STANDARD 24 CORNERS |  | 91.65
277 | L69020C2 | PROLED M-LINE STANDARD 24 CORNERS |  | 87.75
277 | L69020C2B | PROLED M-LINE STANDARD 24 CORNERS |  | 91.65
277 | L69020C2W | PROLED M-LINE STANDARD 24 CORNERS |  | 91.65
277 | L69020C3 | PROLED M-LINE STANDARD 24 CORNERS |  | 87.75
277 | L69020C3B | PROLED M-LINE STANDARD 24 CORNERS |  | 91.65
277 | L69020C3W | PROLED M-LINE STANDARD 24 CORNERS |  | 91.65
277 | L69220C1 | PROLED S-LINE LOW 24 CORNERS |  | 79.95
277 | L69220C1W | PROLED S-LINE LOW 24 CORNERS |  | 83.85
277 | L69220C2 | PROLED S-LINE LOW 24 CORNERS |  | 79.95
277 | L69220C2W | PROLED S-LINE LOW 24 CORNERS |  | 83.85
277 | L69220C3 | PROLED S-LINE LOW 24 CORNERS |  | 79.95
277 | L69220C3W | PROLED S-LINE LOW 24 CORNERS |  | 83.85
277 | L69512C1 | PROLED S-LINE REC 24 ST CORNERS |  | 83.85
277 | L69512C1B | PROLED S-LINE REC 24 ST CORNERS |  | 87.75
277 | L69512C1W | PROLED S-LINE REC 24 ST CORNERS |  | 87.75
277 | L69512C2 | PROLED S-LINE REC 24 ST CORNERS |  | 83.85
277 | L69512C2B | PROLED S-LINE REC 24 ST CORNERS |  | 87.75
277 | L69512C2W | PROLED S-LINE REC 24 ST CORNERS |  | 87.75
277 | L69512C3 | PROLED S-LINE REC 24 ST CORNERS |  | 83.85
277 | L69512C3B | PROLED S-LINE REC 24 ST CORNERS |  | 87.75
277 | L69512C3W | PROLED S-LINE REC 24 ST CORNERS |  | 87.75
277 | L69120C1 | PROLED S-LINE STANDARD 24 CORNERS |  | 81.9
277 | L69120C1B | PROLED S-LINE STANDARD 24 CORNERS |  | 83.85
277 | L69120C1W | PROLED S-LINE STANDARD 24 CORNERS |  | 83.85
277 | L69120C2 | PROLED S-LINE STANDARD 24 CORNERS |  | 81.9
277 | L69120C2B | PROLED S-LINE STANDARD 24 CORNERS |  | 83.85
277 | L69120C2W | PROLED S-LINE STANDARD 24 CORNERS |  | 83.85
277 | L69120C3 | PROLED S-LINE STANDARD 24 CORNERS |  | 81.9
277 | L69120C3B | PROLED S-LINE STANDARD 24 CORNERS |  | 83.85
277 | L69120C3W | PROLED S-LINE STANDARD 24 CORNERS |  | 83.85
278 | L69FSKB1 | PROLED PLASTIC COVER SETS L-LINE |  | 50.7
278 | L69FSKB2 | PROLED PLASTIC COVER SETS L-LINE |  | 50.7
278 | L69FSKB3 | PROLED PLASTIC COVER SETS L-LINE |  | 50.7
278 | L69FSKC1 | PROLED PLASTIC COVER SETS L-LINE |  | 40.95
278 | L69FSKC2 | PROLED PLASTIC COVER SETS L-LINE |  | 40.95
278 | L69FSKC3 | PROLED PLASTIC COVER SETS L-LINE |  | 40.95
278 | L69FSKF1 | PROLED PLASTIC COVER SETS L-LINE |  | 40.95
278 | L69FSKF2 | PROLED PLASTIC COVER SETS L-LINE |  | 40.95
278 | L69FSKF3 | PROLED PLASTIC COVER SETS L-LINE |  | 40.95
278 | L69FSKM1 | PROLED PLASTIC COVER SETS L-LINE |  | 40.95
278 | L69FSKM2 | PROLED PLASTIC COVER SETS L-LINE |  | 40.95
278 | L69FSKM3 | PROLED PLASTIC COVER SETS L-LINE |  | 40.95
278 | L69FSKP1 | PROLED PLASTIC COVER SETS L-LINE |  | 43.875
278 | L69FSKP2 | PROLED PLASTIC COVER SETS L-LINE |  | 43.875
278 | L69FSKP3 | PROLED PLASTIC COVER SETS L-LINE |  | 43.875
278 | L690SKB1 | PROLED PLASTIC COVER SETS M-LINE |  | 39
278 | L690SKB2 | PROLED PLASTIC COVER SETS M-LINE |  | 39
278 | L690SKB3 | PROLED PLASTIC COVER SETS M-LINE |  | 39
278 | L690SKC1 | PROLED PLASTIC COVER SETS M-LINE |  | 32.175
278 | L690SKC1B | PROLED PLASTIC COVER SETS M-LINE |  | 35.1
278 | L690SKC2 | PROLED PLASTIC COVER SETS M-LINE |  | 32.175
278 | L690SKC2B | PROLED PLASTIC COVER SETS M-LINE |  | 35.1
278 | L690SKC3 | PROLED PLASTIC COVER SETS M-LINE |  | 32.175
278 | L690SKC3B | PROLED PLASTIC COVER SETS M-LINE |  | 35.1
278 | L690SKF1 | PROLED PLASTIC COVER SETS M-LINE |  | 32.175
278 | L690SKF1B | PROLED PLASTIC COVER SETS M-LINE |  | 35.1
278 | L690SKF2 | PROLED PLASTIC COVER SETS M-LINE |  | 32.175
278 | L690SKF2B | PROLED PLASTIC COVER SETS M-LINE |  | 35.1
278 | L690SKF3 | PROLED PLASTIC COVER SETS M-LINE |  | 32.175
278 | L690SKF3B | PROLED PLASTIC COVER SETS M-LINE |  | 35.1
278 | L690SKM1 | PROLED PLASTIC COVER SETS M-LINE |  | 32.175
278 | L690SKM1B | PROLED PLASTIC COVER SETS M-LINE |  | 35.1
278 | L690SKM2 | PROLED PLASTIC COVER SETS M-LINE |  | 32.175
278 | L690SKM2B | PROLED PLASTIC COVER SETS M-LINE |  | 35.1
278 | L690SKM3 | PROLED PLASTIC COVER SETS M-LINE |  | 32.175
278 | L690SKM3B | PROLED PLASTIC COVER SETS M-LINE |  | 33.15
278 | L69PSKB1 | PROLED PLASTIC COVER SETS PS-LINE |  | 50.7
278 | L69PSKB2 | PROLED PLASTIC COVER SETS PS-LINE |  | 50.7
278 | L69PSKB3 | PROLED PLASTIC COVER SETS PS-LINE |  | 50.7
278 | L69PSKF1 | PROLED PLASTIC COVER SETS PS-LINE |  | 39
278 | L69PSKF2 | PROLED PLASTIC COVER SETS PS-LINE |  | 39
278 | L69PSKF3 | PROLED PLASTIC COVER SETS PS-LINE |  | 39
278 | L69PSKM1 | PROLED PLASTIC COVER SETS PS-LINE |  | 39
278 | L69PSKM2 | PROLED PLASTIC COVER SETS PS-LINE |  | 39
278 | L69PSKM3 | PROLED PLASTIC COVER SETS PS-LINE |  | 39
278 | L69PSKP1 | PROLED PLASTIC COVER SETS PS-LINE |  | 42.9
278 | L69PSKP2 | PROLED PLASTIC COVER SETS PS-LINE |  | 42.9
278 | L69PSKP3 | PROLED PLASTIC COVER SETS PS-LINE |  | 42.9
278 | L691SKB1 | PROLED PLASTIC COVER SETS S-LINE |  | 35.1
278 | L691SKB2 | PROLED PLASTIC COVER SETS S-LINE |  | 35.1
278 | L691SKB3 | PROLED PLASTIC COVER SETS S-LINE |  | 35.1
278 | L691SKC1 | PROLED PLASTIC COVER SETS S-LINE |  | 29.25
278 | L691SKC1B | PROLED PLASTIC COVER SETS S-LINE |  | 32.175
278 | L691SKC2 | PROLED PLASTIC COVER SETS S-LINE |  | 29.25
278 | L691SKC2B | PROLED PLASTIC COVER SETS S-LINE |  | 32.175
278 | L691SKC3 | PROLED PLASTIC COVER SETS S-LINE |  | 29.25
278 | L691SKC3B | PROLED PLASTIC COVER SETS S-LINE |  | 32.175
278 | L691SKF1 | PROLED PLASTIC COVER SETS S-LINE |  | 29.25
278 | L691SKF1B | PROLED PLASTIC COVER SETS S-LINE |  | 32.175
278 | L691SKF2 | PROLED PLASTIC COVER SETS S-LINE |  | 29.25
278 | L691SKF2B | PROLED PLASTIC COVER SETS S-LINE |  | 32.175
278 | L691SKF3 | PROLED PLASTIC COVER SETS S-LINE |  | 29.25
278 | L691SKF3B | PROLED PLASTIC COVER SETS S-LINE |  | 32.175
278 | L691SKM1 | PROLED PLASTIC COVER SETS S-LINE |  | 29.25
278 | L691SKM1B | PROLED PLASTIC COVER SETS S-LINE |  | 32.175
278 | L691SKM2 | PROLED PLASTIC COVER SETS S-LINE |  | 29.25
278 | L691SKM2B | PROLED PLASTIC COVER SETS S-LINE |  | 32.175
278 | L691SKM3 | PROLED PLASTIC COVER SETS S-LINE |  | 29.25
278 | L691SKM3B | PROLED PLASTIC COVER SETS S-LINE |  | 32.175
278 | L69QSKB1 | PROLED PLASTIC COVER SETS SQ-LINE |  | 52.65
278 | L69QSKB2 | PROLED PLASTIC COVER SETS SQ-LINE |  | 52.65
278 | L69QSKB3 | PROLED PLASTIC COVER SETS SQ-LINE |  | 52.65
278 | L69QSKC1 | PROLED PLASTIC COVER SETS SQ-LINE |  | 37.05
278 | L69QSKC2 | PROLED PLASTIC COVER SETS SQ-LINE |  | 37.05
278 | L69QSKC3 | PROLED PLASTIC COVER SETS SQ-LINE |  | 37.05
278 | L69QSKF1 | PROLED PLASTIC COVER SETS SQ-LINE |  | 37.05
278 | L69QSKF2 | PROLED PLASTIC COVER SETS SQ-LINE |  | 37.05
278 | L69QSKF3 | PROLED PLASTIC COVER SETS SQ-LINE |  | 37.05
278 | L69QSKM1 | PROLED PLASTIC COVER SETS SQ-LINE |  | 37.05
278 | L69QSKM2 | PROLED PLASTIC COVER SETS SQ-LINE |  | 37.05
278 | L69QSKM3 | PROLED PLASTIC COVER SETS SQ-LINE |  | 37.05
278 | L69QSKP1 | PROLED PLASTIC COVER SETS SQ-LINE |  | 44.85
278 | L69QSKP2 | PROLED PLASTIC COVER SETS SQ-LINE |  | 44.85
278 | L69QSKP3 | PROLED PLASTIC COVER SETS SQ-LINE |  | 44.85
279 | L69N0L | PROLED ALU PROFILE L HEAT SINK 2m |  | 111.15
279 | L69N0L2E | PROLED ALU END CAP HS L-LINE STD 24 |  | 9.75
279 | L69N0L2EB | PROLED ALU END CAP HS L-LINE STD 24 BLACK |  | 12.675
279 | L69N0L2EW | PROLED ALU END CAP HS L-LINE STD 24 W |  | 12.675
279 | L69N0LB | PROLED ALU PROFILE L HEAT SINK BLACK 2m |  | 133.38
279 | L69N0LBX | PROLED ALU PROFILE L HEAT SINK BLACK 3m |  | 200.07
279 | L69N0LBZ | PROLED ALU PROFILE L HEAT SINK BLACK Z |  | 80.028
279 | L69N0LW | PROLED ALU PROFILE L HEAT SINK WHITE 2m |  | 133.38
279 | L69N0LWX | PROLED ALU PROFILE L HEAT SINK WHITE 3m |  | 200.07
279 | L69N0LWZ | PROLED ALU PROFILE L HEAT SINK WHITE Z |  | 80.028
279 | L69N0LX | PROLED ALU PROFILE L HEAT SINK 3m |  | 166.725
279 | L69N0LZ | PROLED ALU PROFILE L HEAT SINK Z |  | 66.69
279 | L69N0M | PROLED ALU PROFILE M HEAT SINK 2m |  | 35.1
279 | L69N0M0E | PROLED ALU END CAP HS M-LINE X-LOW 24 |  | 5.85
279 | L69N0M0EB | PROLED ALU END CAP HS M-LINE X-LOW 24 BLACK |  | 8.775
279 | L69N0M0EW | PROLED ALU END CAP HS M-LINE X-LOW 24 W |  | 8.775
279 | L69N0M2E | PROLED ALU END CAP HS M-LINE STD 24 |  | 5.85
279 | L69N0M2EB | PROLED ALU END CAP HS M-LINE STD 24 BLACK |  | 8.775
279 | L69N0M2EW | PROLED ALU END CAP HS M-LINE STD 24 W |  | 8.775
279 | L69N0MB | PROLED ALU PROFILE M HEAT SINK BLACK 2m |  | 42.12
279 | L69N0MBX | PROLED ALU PROFILE M HEAT SINK BLACK 3m |  | 63.18
279 | L69N0MBZ | PROLED ALU PROFILE M HEAT SINK BLACK Z |  | 25.272
279 | L69N0MW | PROLED ALU PROFILE M HEAT SINK WHITE 2m |  | 42.12
279 | L69N0MWX | PROLED ALU PROFILE M HEAT SINK WHITE 3m |  | 63.18
279 | L69N0MWZ | PROLED ALU PROFILE M HEAT SINK WHITE Z |  | 25.272
279 | L69N0MX | PROLED ALU PROFILE M HEAT SINK 3m |  | 52.65
279 | L69N0MZ | PROLED ALU PROFILE M HEAT SINK Z |  | 21.06
279 | L69N0S | PROLED ALU PROFILE S HEAT SINK 2m |  | 20.475
279 | L69N0S1E | PROLED ALU END CAP HS S-LINE LOW 24 |  | 6.825
279 | L69N0S1EW | PROLED ALU END CAP HS S-LINE LOW 24 W |  | 8.775
279 | L69N0S2E | PROLED ALU END CAP HS S-LINE STD 24 |  | 6.825
279 | L69N0S2EB | PROLED ALU END CAP HS S-LINE STD 24 BLACK |  | 8.775
279 | L69N0S2EW | PROLED ALU END CAP HS S-LINE STD 24 W |  | 8.775
279 | L69N0SB | PROLED ALU PROFILE S HEAT SINK BLACK 2m |  | 24.57
279 | L69N0SBX | PROLED ALU PROFILE S HEAT SINK BLACK 3m |  | 36.855
279 | L69N0SBZ | PROLED ALU PROFILE S HEAT SINK BLACK Z |  | 14.742
279 | L69N0SW | PROLED ALU PROFILE S HEAT SINK WHITE 2m |  | 24.57
279 | L69N0SWX | PROLED ALU PROFILE S HEAT SINK WHITE 3m |  | 36.855
279 | L69N0SWZ | PROLED ALU PROFILE S HEAT SINK WHITE Z |  | 14.742
279 | L69N0SX | PROLED ALU PROFILE S HEAT SINK 3m |  | 30.7125
279 | L69N0SZ | PROLED ALU PROFILE S HEAT SINK Z |  | 12.285
279 | L690013 | PROLED mounting set heat sink |  | 23.4
280 | L690014L | PROLED ALU PROFILE TRIMLESS CLIP 24 L |  | 21.45
280 | L690014M | PROLED ALU PROFILE TRIMLESS CLIP 24 M |  | 13.65
280 | L690014S | PROLED ALU PROFILE TRIMLESS CLIP 24 S |  | 13.65
281 | L6900181 | PROLED ALU PROFILE MOUNT L-, SQ-,M-24 1 |  | 35.1
281 | L692018Z | PROLED ALU PROFILE MOUNT L-, SQ-,M-24 Z |  | 42.12
281 | L695018WZ | PROLED ALU PROFILE MOUNT L-, SQ-,M-24 W |  | 50.544
281 | L696018B1 | PROLED ALU PROFILE MOUNT L-, SQ-,M-24 BLACK |  | 42.12
281 | L698018BZ | PROLED ALU PROFILE MOUNT L-, SQ-,M-24 BLACK |  | 50.544
282 | L690019X | PROLED ALU PROF MOUNTING CLIP XL-LINE |  | 17.55
282 | L69X00M1 | PROLED ALU PROFILE MOUNT XL-LINE 1 |  | 31.2
282 | L69X00M2 | PROLED ALU PROFILE MOUNT XL-LINE 2 |  | 62.4
282 | L69X00MB1 | PROLED ALU PROFILE MOUNT XL-LINE 1 BLACK |  | 37.44
282 | L69X00MB2 | PROLED ALU PROFILE MOUNT XL-LINE 2 BLACK |  | 74.88
282 | L69X00MBZ | PROLED ALU PROFILE MOUNT XL-LINE Z BLACK |  | 44.928
282 | L69X00MW1 | PROLED ALU PROFILE MOUNT XL-LINE 1 WHITE |  | 37.44
282 | L69X00MW2 | PROLED ALU PROFILE MOUNT XL-LINE 2 WHITE |  | 74.88
282 | L69X00MWZ | PROLED ALU PROFILE MOUNT XL-LINE Z WHITE |  | 44.928
282 | L69X00MZ | PROLED ALU PROFILE MOUNT XL-LINE Z |  | 37.44
283 | L69F0GL2 | PROLED ALU GEHÄUSE L-LINE LOW 20cm |  | 70.2
283 | L69F0GL2W | PROLED ALUMINIUM HOUSING L-LINE LOW 20cm WHITE |  | 79.95
283 | L69F0GL4 | PROLED ALU GEHÄUSE L-LINE LOW 40cm |  | 82.875
283 | L69F0GL4W | PROLED ALUMINIUM HOUSING L-LINE LOW 40cm WHITE |  | 92.625
283 | L69F0GS2 | PROLED ALU GEHÄUSE L-LINE STD 20cm |  | 75.075
283 | L69F0GS2W | PROLED ALUMINIUM HOUSING L-LINE STD 20cm WHITE |  | 85.8
283 | L69F0GS4 | PROLED ALU GEHÄUSE L-LINE STD 40cm |  | 87.75
283 | L69F0GS4W | PROLED ALUMINIUM HOUSING L-LINE STD 40cm WHITE |  | 97.5
284 | L690005 | PROLED PG CABLE GLAND M8x1 |  | 13.806
284 | L690020 | PROLED PG CABLE GLAND M10x2 |  | 23.4
285 | L690016 | PROLED steel cable suspension kit P |  | 33.15
286 | L514081 | PROLED PWM PROFILE DIMMER BLUE LED |  | 27.3
286 | L514082 | PROLED PWM PROFILE DIMMER WHITE LED |  | 27.3
286 | L514083 | PROLED PWM PROFILE DIMMER WITHOUT LED |  | 27.3
287 | L69ZZZ | 90° regular cut |  | 3.744
287 | L69ZZZG | 45° and 135° mitre cut |  | 8.424
287 | L69ZZZG60 | 60° and 120° mitre cut |  | 15.21
287 | L69ZZZG67 | 67,5° and 112,5° mitre cut |  | 15.21
290 | L6BCR0 | PROLED COVE LIGHT PROFILE R 2m |  | 191.88
290 | L6B0001 | fleece 60 mm for COVE PROFILE |  | 12.402
290 | L6B0002 | fleece 90 mm for COVE PROFILE |  | 12.402
291 | L6BCR0S | PROLED COVE LIGHT PROFILE RS 2m |  | 191.88
291 | L6B0001 | fleece 60 mm for COVE PROFILE |  | 12.402
291 | L6B0002 | fleece 90 mm for COVE PROFILE |  | 12.402
292 | L6BCU0 | PROLED COVE LIGHT PROFILE U 2m |  | 163.8
292 | L6B0001 | fleece 60 mm for COVE PROFILE |  | 12.402
292 | L6B0002 | fleece 90 mm for COVE PROFILE |  | 12.402
293 | L6BCU0R | PROLED COVE LIGHT PROFILE U ROUND 2m |  | 212.94
293 | L6B0001 | fleece 60 mm for COVE PROFILE |  | 12.402
293 | L6B0002 | fleece 90 mm for COVE PROFILE |  | 12.402
294 | L6BCL0 | PROLED COVE LIGHT PROFILE K 2m |  | 163.8
294 | L6B0001 | fleece 60 mm for COVE PROFILE |  | 12.402
294 | L6B0002 | fleece 90 mm for COVE PROFILE |  | 12.402
295 | L6BCKR | PROLED COVE LIGHT PROFILE K ROUND 2m |  | 212.94
295 | L6B0001 | fleece 60 mm for COVE PROFILE |  | 12.402
295 | L6B0002 | fleece 90 mm for COVE PROFILE |  | 12.402
296 | L6BCH02 | PROLED COVE LIGHT PROFILE H20 2m |  | 163.8
296 | L6BCH08 | PROLED COVE LIGHT PROFILE H80 2m |  | 163.8
296 | L6B0001 | fleece 60 mm for COVE PROFILE |  | 12.402
296 | L6B0002 | fleece 90 mm for COVE PROFILE |  | 12.402
297 | L6BCH08R | PROLED COVE LIGHT PROFILE H80 ROUND 2m |  | 212.94
297 | L6BCL0R | PROLED COVE LIGHT PROFILE H20 ROUND 2m |  | 212.94
297 | L6B0001 | fleece 60 mm for COVE PROFILE |  | 12.402
297 | L6B0002 | fleece 90 mm for COVE PROFILE |  | 12.402
298 | L6BCR0P | PROLED COVE LIGHT PROFILE R PLASTER 2m |  | 209.43
299 | L6BCH02P | PROLED COVE LIGHT PROFILE H20 PLASTER 2m |  | 176.67
299 | L6BCH08P | PROLED COVE LIGHT PROFILE H80 PLASTER 2m |  | 176.67
300 | L6000S | PROLED ALU STRIP SMD RGB 100cm | RGB | 95.55
300 | L6010S | PROLED ALU STRIP SMD RGB 50cm | RGB | 50.7
300 | L6020S | PROLED ALU STRIP SMD RGB 20cm | RGB | 27.3
301 | L6004S2G | PROLED ALU STRIP SMD W 100cm | 6000 K | 95.55
301 | L6006S2G | PROLED ALU STRIP SMD W-WEISS 100cm 2G | 3000 K | 95.55
301 | L6014S2G | PROLED ALU STRIP SMD 2G WHITE 50cm | 6000 K | 50.7
301 | L6016S2G | PROLED ALU STRIP SMD WW 50cm 2G | 3000 K | 50.7
301 | L6024S2G | PROLED ALU STRIP SMD 2G WHITE 20cm | 6000 K | 27.3
301 | L6026S2G | PROLED ALU STRIP SMD WW 20cm 2G | 3000 K | 25.311
302 | L5403AS | PROLED EXTENSIONS CABEL MONO ALU STRIP - 35cm |  | 4.095
302 | L5405AS | PROLED EXTENSIONS CABEL MONO ALU STRIP - 50cm |  | 4.095
302 | L5410AS | PROLED EXTENSIONS CABEL MONO ALU STRIP - 100cm |  | 5.655
302 | L5420AS | PROLED EXTENSIONS CABEL MONO ALU STRIP - 200cm |  | 7.995
302 | L5450AS | PROLED EXTENSIONS CABEL MONO ALU STRIP - 500cm |  | 15.405
302 | L5491AS | PROLED cabel MONO ALU STRIP female |  | 4.095
302 | L5492AS | PROLED cabel MONO ALU STRIP male |  | 4.095
302 | L5303AS | PROLED EXTENSION CABLE RGB ALU STRIP - 35cm |  | 4.485
302 | L5305AS | PROLED EXTENSION CABLE RGB ALU STRIP - 50cm |  | 5.07
302 | L5310AS | PROLED EXTENSIONS CABEL RGB ALU STRIP - 100cm |  | 7.995
302 | L5320AS | PROLED EXTENSIONS CABEL RGB ALU STRIP - 200cm |  | 12.48
302 | L5350AS | PROLED EXTENSIONS CABEL RGB ALU STRIP - 500cm |  | 23.205
302 | L5391AS | PROLED cabel RGB ALU STRIP female |  | 6.435
302 | L5392AS | PROLED cabel RGB ALU STRIP male |  | 6.435
302 | L6030 | PROLED ALU STRIP Mountingclip SET |  | 7.41
303 | L690340 | PROLED DMX STRIP 30 | RGB | 288.99
303 | L690341 | PROLED DMX STRIP 30 PLATINE IN OPTO |  | 69.03
303 | L690342 | PROLED DMX STRIP 30 PLATINE IN |  | 32.76
303 | L690343 | PROLED DMX STRIP 30 PLATINE OUT |  | 32.76
305 | L6CA01 | PROLED tin snips |  | 31.2
308 | L341004R | PROLED FLEX TUBE PRO WHITE reel 40m | 6000 K | 7215
308 | L341004RZ | PROLED FLEX TUBE PRO W Z /m | 6000 K | 214.5
308 | L341006R | PROLED FLEX TUBE PRO W-WHITE reel 40m | 3000 K | 7215
308 | L341006RZ | PROLED FLEX TUBE PRO WW Z /m | 3000 K | 214.5
309 | L34100DR | PROLED FLEX TUBE PRO DYNAMIC WHITE reel 40m | 2200 K to 5700 K | 9652.5
309 | L34100DRZ | PROLED FLEX TUBE PRO DYNAMIC WHITE Z /m | 2200 K to 5700 K | 288.6
310 | L341000R | PROLED FLEX TUBE PRO RGB reel 40m | RGB | 7800
310 | L341000RZ | PROLED FLEX TUBE PRO RGB Z /m | RGB | 232.05
311 | L341D40R | PROLED FLEX TUBE PRO DIGITAL RGBW 24V reel 40m | 4000 K | 11017.5
311 | L341D40RZ | PROLED FLEX TUBE PRO DIGITAL RGBW 24V Z /m | 4000 K | 329.55
312 | L341A01 | PROLED FLEX TUBE PRO END CAP IP40 |  | 11.115
312 | L341A02 | PROLED FLEX TUBE PRO C-CABLE L IP40 MONO |  | 17.55
312 | L341A03 | PROLED FLEX TUBE PRO C-CABLE R IP40 MONO |  | 17.55
312 | L341A04 | PROLED FLEX TUBE PRO C-CABLE L IP40 RGB |  | 19.5
312 | L341A05 | PROLED FLEX TUBE PRO C-CABLE R IP40 RGB |  | 19.5
313 | L341A06 | PROLED FLEX TUBE PRO CABLE CONNECTOR IP40 MONO |  | 35.1
313 | L341A07 | PROLED FLEX TUBE PRO CABLE CONNECTOR IP40 RGB |  | 39
313 | L341A08 | PROLED FLEX TUBE PRO C-CABLE Y IP40 MONO |  | 40.95
313 | L341A09 | PROLED FLEX TUBE PRO C-CABLE Y IP40 RGB |  | 46.8
314 | L341A20 | PROLED FLEX TUBE PRO CONNECTOR CABLE L IP67 MONO |  | 31.2
314 | L341A21 | PROLED FLEX TUBE PRO CONNECTOR CABLE R IP67 MONO |  | 31.2
314 | L341A22 | PROLED FLEX TUBE PRO CONNECTOR CABLE L IP67 RGB |  | 35.1
314 | L341A23 | PROLED FLEX TUBE PRO CONNECTOR CABLE R IP67 RGB |  | 35.1
314 | L341A24 | PROLED FLEX TUBE PRO END CAP L IP67 |  | 19.5
314 | L341A25 | PROLED FLEX TUBE PRO END CAP R IP67 |  | 19.5
314 | L341A32 | PROLED FLEX TUBE PRO C-CABLE DYN+DIGI L |  | 35.1
314 | L341A33 | PROLED FLEX TUBE PRO C-CABLE DYN+DIGI R |  | 35.1
315 | L341A40 | PROLED FLEX TUBE PRO C-CABLE SIDE L 01 L M |  | 31.2
315 | L341A41 | PROLED FLEX TUBE PRO C-CABLE SIDE L 02 R M |  | 31.2
315 | L341A42 | PROLED FLEX TUBE PRO C-CABLE SIDE R 01 L M |  | 31.2
315 | L341A43 | PROLED FLEX TUBE PRO C-CABLE SIDE R 02 R M |  | 31.2
315 | L341A50 | PROLED FLEX TUBE PRO C-CABLE SIDE L 01 L D |  | 35.1
315 | L341A51 | PROLED FLEX TUBE PRO C-CABLE SIDE L 02 R D |  | 35.1
315 | L341A52 | PROLED FLEX TUBE PRO C-CABLE SIDE R 01 L D |  | 35.1
315 | L341A53 | PROLED FLEX TUBE PRO C-CABLE SIDE R 02 R D |  | 35.1
315 | L341A60 | PROLED FLEX TUBE PRO C-CABLE SIDE L 01 L R |  | 35.1
315 | L341A61 | PROLED FLEX TUBE PRO C-CABLE SIDE L 02 R R |  | 35.1
315 | L341A62 | PROLED FLEX TUBE PRO C-CABLE SIDE R 01 L R |  | 35.1
315 | L341A63 | PROLED FLEX TUBE PRO C-CABLE SIDE R 01 R R |  | 35.1
316 | L341A44 | PROLED FLEX TUBE PRO C-CABLE BOTTOM 01 L MO |  | 31.2
316 | L341A45 | PROLED FLEX TUBE PRO C-CABLE BOTTOM 02 R MO |  | 31.2
316 | L341A46 | PROLED FLEX TUBE PRO CABLE CONNECTOR IP67 MONO |  | 74.1
316 | L341A54 | PROLED FLEX TUBE PRO C-CABLE BOTTOM 01 L D |  | 35.1
316 | L341A55 | PROLED FLEX TUBE PRO C-CABLE BOTTOM 02 R D |  | 35.1
316 | L341A56 | PROLED FLEX TUBE PRO CABLE CONNECTOR IP67 D |  | 78
316 | L341A64 | PROLED FLEX TUBE PRO C-CABLE BOTTOM 01 L RGB |  | 35.1
316 | L341A65 | PROLED FLEX TUBE PRO C-CABLE BOTTOM 02 R RGB |  | 35.1
316 | L341A66 | PROLED FLEX TUBE PRO CABLE CONNECTOR IP67 RGB |  | 78
317 | L341A47 | PROLED FLEX TUBE PRO C-CABLE Y IP67 MONO |  | 89.7
317 | L341A57 | PROLED FLEX TUBE PRO C-CABLE Y IP67 D |  | 95.55
317 | L341A67 | PROLED FLEX TUBE PRO C-CABLE Y IP67 RGB |  | 95.55
317 | L372A15 | PROLED FLEX TUBE FLAT+ PRO ALUPROFILE 2m |  | 27.3
317 | L372A16 | PROLED FLEX TUBE FLAT + PRO ALUPROFILE MINI |  | 5.85
317 | L372A23 | PROLED FLEX TUBE FLAT+ PRO ALUPROFILE HYB REC |  | 95.55
317 | L37A22 | PROLED FLEX TUBE INSERT TOOL |  | 7.8
318 | L372004RZ | PROLED FLEX TUBE FLAT W Z /m | 5700 K | 191.1
318 | L372006RZ | PROLED FLEX TUBE FLAT WW Z /m | 3000 K | 191.1
319 | L37200DR | PROELD FLEX TUBE FLAT DYNAMIC WHITE Rolle 50m | 2200 K to 5700 K | 11017.5
319 | L37200DRZ | PROELD FLEX TUBE FLAT DYNAMIC WHITE Z /m | 2200 K to 5700 K | 263.25
322 | L372000RZ | PROLED FLEX TUBE FLAT RGB Z /m | RGB | 220.35
323 | L372D40R | PROLED FLEX TUBE DIGITAL RGBW reel 50m | 4000 K | 13260
323 | L372D40RZ | PROLED FLEX TUBE DIGITAL RGBW Z /m | 4000 K | 317.85
325 | L372HT06RZ | PROLED FLEX TUBE FLAT WELLNESS MONO W-WHITE Z /m | 3000 K | 230.1
325 | L372HT26RZ | PROLED FLEX TUBE FLAT WELLNESS MONO SWW Z /m | 2700 K | 230.1
325 | L372HT46RZ | PROLED FLEX TUBE FLAT WELLNESS MONO AMW Z /m | 2200 K | 230.1
326 | L372HT00RZ | PROLED FLEX TUBE FLAT WELLNESS RGBW Z /m | 2700 K | 263.25
327 | L372A05 | PROLED FLEX TUBE FLAT MONO C-CABLE LI IP40 |  | 17.55
327 | L372A06 | PROLED FLEX TUBE FLAT MONO C-CABLE RE IP40 |  | 17.55
327 | L372A07 | PROLED FLEX TUBE FLAT RGB C-CABLE LI IP40 |  | 19.5
327 | L372A08 | PROLED FLEX TUBE FLAT RGB C-CABLE RE IP40 |  | 19.5
327 | L372A03 | PROLED FLEX TUBE FLAT END CAP IP40 |  | 11.7
327 | L372A01 | PROLED FLEX TUBE FLAT MONO LINEAR CONNECTOR IP40 |  | 19.5
327 | L372A02 | PROLED FLEX TUBE FLAT RGB LINEAR CONNECTOR IP40 |  | 19.5
328 | L372A28 | PROLED FLEX TUBE FLAT C-CABLE Y IP40 MON |  | 40.95
328 | L372A29 | PROLED FLEX TUBE FLAT C-CABLE Y IP40 RGB |  | 46.8
328 | L372A20 | PROLED FLEX TUBE FLAT CABLE CONNECTOR IP40 MONO |  | 35.1
328 | L372A21 | PROLED FLEX TUBE FLAT CABLE CONNECTOR IP40 RGB |  | 39
329 | L372A30 | PROLED FLEX TUBE FLAT C-CABLE L IP67 MONO |  | 31.2
329 | L372A31 | PROLED FLEX TUBE FLAT C-CABLE R IP67 MONO |  | 31.2
329 | L372A32 | PROLED FLEX TUBE FLAT C-CABLE L IP67 RGB |  | 35.1
329 | L372A33 | PROLED FLEX TUBE FLAT C-CABLE R IP67 RGB |  | 35.1
329 | L372A42 | PROLED FLEX TUBE FLAT C-CABLE DYNAMIC L |  | 35.1
329 | L372A43 | PROLED FLEX TUBE FLAT C-CABLE DYNAMIC R |  | 35.1
330 | L372A61 | PROLED FLEX TUBE FLAT C-CABLE SIDE L 02R MONO |  | 31.2
330 | L372A62 | PROLED FLEX TUBE FLAT C-CABLE SIDE R 01L MONO |  | 31.2
330 | L372A70 | PROLED FLEX TUBE FLAT C-CABLE SIDE L 01 L DW |  | 35.1
330 | L372A71 | PROLED FLEX TUBE FLAT C-CABLE SIDE L 02 R DW |  | 35.1
330 | L372A72 | PROLED FLEX TUBE FLAT C-CABLE SIDE R 01 L DW |  | 35.1
330 | L372A73 | PROLED FLEX TUBE FLAT C-CABLE SIDE R 02 R DW |  | 35.1
330 | L372A81 | PROLED FLEX TUBE FLAT C-CABLE SIDE L 02R RGB |  | 35.1
330 | L372A82 | PROLED FLEX TUBE FLAT C-CABLE SIDE R 01L RGB |  | 35.1
330 | L372A83 | PROLED FLEX TUBE FLAT C-CABLE SIDE R 02R RGB |  | 35.1
331 | L372A65 | PROLED FLEX TUBE FLAT C-CABLE BOTTOM 02 R MONO |  | 31.2
331 | L372A74 | PROLED FLEX TUBE FLAT C-CABLE BOTTOM 01 L DW |  | 35.1
331 | L372A75 | PROLED FLEX TUBE FLAT C-CABLE BOTTOM 02 R DW |  | 35.1
331 | L372A76 | PROLED FLEX TUBE FLAT CABLE CONNECTOR DY+DIGI |  | 78
331 | L372A85 | PROLED FLEX TUBE FLAT C-CABLE BOTTOM 02 R RGB |  | 35.1
332 | L372A67 | PROLED FLEX TUBE FLAT C-CABLE Y IP67 MONO |  | 89.7
332 | L372A77 | PROLED FLEX TUBE FLAT C-CABLE Y IP67 DW |  | 95.55
332 | L372A87 | PROLED FLEX TUBE FLAT C-CABLE Y IP67 RGB |  | 95.55
333 | L3730062GR | PROLED FLEX TUBE THIN MONO W-WHITE 2G reel 75m | 3000 K | 7312.5
333 | L3730062GRZ | PROLED FLEX TUBE THIN MONO W-WHITE 2G Z /m | 3000 K | 117
334 | L373A00 | PROLED FLEX TUBE THIN END CAP L 01 IP67 |  | 19.5
334 | L373A01 | PROLED FLEX TUBE THIN END CAP R 02 IP67 |  | 19.5
334 | L373A02 | PROLED FLEX TUBE THIN C-CABLE L 01 IP67 |  | 29.25
334 | L373A03 | PROLED FLEX TUBE THIN C-CABLE R 02 IP67 |  | 29.25
334 | L373A16 | PROLED FLEX TUBE THIN ALUPROFILE 5cm |  | 4.875
334 | L373A17 | PROLED FLEX TUBE THIN ALUPROFILE CLIP 2m |  | 95.55
334 | L373A22 | PROLED FLEX TUBE THIN ALUPROFILE HYB STA |  | 95.55
334 | L373A23 | PROLED FLEX TUBE THIN ALUPROFILE HYB REC |  | 95.55
335 | L3740042GR | PROLED FLEX TUBE SIDE VIEW MONO WHITE 2G reel 30m | 5700 K | 5362.5
335 | L3740042GRZ | PROLED FLEX TUBE SIDE VIEW MONO WHITE Z /m | 5700 K | 214.5
335 | L3740062GR | PROLED FLEX TUBE SIDE VIEW W-WEISS 2G /m | 3000 K | 5362.5
335 | L3740062GRZ | PROLED FLEX TUBE SIDE VIEW MONO W-WHITE Z /m | 3000 K | 214.5
336 | L3743062GR | PROLED FLEX TUBE SIDE VIEW 3W MONO 2G W-WHITE reel 30m | 3000 K | 6435
336 | L3743062GRZ | PROLED FLEX TUBE SIDE VIEW 3W MONO 2G W-WHITE Z /m | 3000 K | 255.45
337 | L374A01 | PROLED FLEX TUBE SIDE VIEW END CAP IP67 |  | 19.5
337 | L374A02 | PROLED FLEX TUBE SIDE VIEW C-CABLE L IP67 |  | 29.25
337 | L374A03 | PROLED FLEX TUBE SIDE VIEW C-CABLE R IP67 |  | 29.25
337 | L374A15 | PROLED FLEX TUBE SIDE VIEW ALUPROFILE 2m |  | 29.25
337 | L374A16 | PROLED FLEX TUBE SIDE VIEW ALUPROFILE 5cm |  | 5.85
337 | L374A17 | PROLED FLEX TUBE SIDE VIEW ALUPROFILE CLIP 2m |  | 95.55
337 | L374A18 | PROLED FLEX TUBE SIDE VIEW 3W PROFILE 2m |  | 117
337 | L374A30 | PROLED FLEX TUBE SIDE VIEW ALUPROFILE HYB S |  | 95.55
337 | L374A31 | PROLED FLEX TUBE SIDE VIEW ALUPROFILE HYB R |  | 95.55
338 | LHPFT032B01 | supply cable MONO BUTTOM 0,3m for FLEX TUBE PRO+FLAT+THIN |  | 19.5
338 | LHPFT032B02 | supply cable MONO BUTTOM 0,3m for FLEX TUBE PRO+FLAT+THIN |  | 19.5
338 | LHPFT032SL | supply cable MONO SIDE LEFT 0,3m for FLEX TUBE PRO+FLAT+THIN |  | 19.5
338 | LHPFT032SR | Anschlußkabel MONO SIDE RECHTS 0,3m für FLEX TUBE PRO+FLAT+THIN |  | 19.5
338 | LHPFT032T01 | supply cable MONO TOP 0,3m for FLEX TUBE PRO+FLAT+THIN |  | 19.5
338 | LHPFT032T02 | supply cable MONO TOP 0,3m for FLEX TUBE PRO+FLAT+THIN |  | 19.5
338 | LHPFT033B01 | supply cable DIGITAL+DW BOTTOM 0,3m for FLEX TUBE PRO+FLAT |  | 19.5
338 | LHPFT033B02 | supply cable DIGITAL+DW BOTTOM 0,3m for FLEX TUBE PRO+FLAT |  | 19.5
338 | LHPFT033SL | supply cable DIGITAL+DW SIDE LEFT 0,3m for FLEX TUBE PRO+FLAT |  | 19.5
338 | LHPFT033SR | supply cable DW SIDE RIGHT 0,3m for FLEX TUBE PRO+FLAT |  | 19.5
338 | LHPFT033T01 | supply cable DIGITAL+DW TOP 0,3m for FLEX TUBE PRO+FLAT |  | 19.5
338 | LHPFT033T02 | supply cable DIGITAL+DW TOP 0,3m for FLEX TUBE PRO+FLAT |  | 19.5
338 | LHPFT034B01 | supply cable RGB BOTTOM 0,3m for FLEX TUBE PRO+FLAT |  | 19.5
338 | LHPFT034B02 | supply cable RGB BOTTOM 0,3m for FLEX TUBE PRO+FLAT |  | 19.5
338 | LHPFT034SL | supply cable RGB SIDE LEFT 0,3m for FLEX TUBE PRO+FLAT |  | 19.5
338 | LHPFT034SR | supply cable RGB SIDE RIGHT 0,3m for FLEX TUBE PRO+FLAT |  | 19.5
338 | LHPFT034T01 | supply cable RGB TOP 0,3m for FLEX TUBE PRO+FLAT |  | 19.5
338 | LHPFT034T02 | supply cable RGB TOP 0,3m for FLEX TUBE PRO+FLAT |  | 19.5
338 | LHPFT302B01 | supply cable MONO BUTTOM 3m for FLEX TUBE PRO+FLAT+THIN |  | 37.05
338 | LHPFT302B02 | supply cable MONO BUTTOM 3m for FLEX TUBE PRO+FLAT+THIN |  | 37.05
338 | LHPFT302SL | supply cable MONO SIDE LEFT 3m for FLEX TUBE PRO+FLAT+THIN |  | 37.05
338 | LHPFT302SR | supply cable MONO SIDE RECHTS 3m for FLEX TUBE PRO+FLAT+THIN |  | 37.05
338 | LHPFT302T01 | supply cable MONO TOP 3m for FLEX TUBE PRO+FLAT+THIN |  | 37.05
338 | LHPFT302T02 | supply cable MONO TOP 3m for FLEX TUBE PRO+FLAT+THIN |  | 37.05
338 | LHPFT303B01 | supply cable DIGITAL+DW BOTTOM 3m for FLEX TUBE PRO+FLAT |  | 37.05
338 | LHPFT303B02 | supply cable DIGITAL+DW BOTTOM 3m for FLEX TUBE PRO+FLAT |  | 37.05
338 | LHPFT303SL | supply cable DIGITAL+DW SIDE LEFT 3m for FLEX TUBE PRO+FLAT |  | 37.05
338 | LHPFT303SR | supply cable DW SIDE RIGHT 3m for FLEX TUBE PRO+FLAT |  | 37.05
338 | LHPFT303T01 | supply cable DIGITAL+DW TOP 3m for FLEX TUBE PRO+FLAT |  | 37.05
338 | LHPFT303T02 | supply cable DIGITAL+DW TOP 3m for FLEX TUBE PRO+FLAT |  | 37.05
338 | LHPFT304B01 | Anschlußkabel RGB BOTTOM 3m für FLEX TUBE PRO+FLAT |  | 37.05
338 | LHPFT304B02 | Anschlußkabel RGB BOTTOM 3m für FLEX TUBE PRO+FLAT |  | 37.05
338 | LHPFT304SL | supply cable RGB SIDE LEFT 3m for FLEX TUBE PRO+FLAT |  | 37.05
338 | LHPFT304SR | supply cable RGB SIDE RIGHT 3m for FLEX TUBE PRO+FLAT |  | 37.05
338 | LHPFT304T01 | supply cable RGB TOP 3m for FLEX TUBE PRO+FLAT |  | 37.05
338 | LHPFT304T02 | supply cable RGB TOP 3m for FLEX TUBE PRO+FLAT |  | 37.05
338 | LHSVM032SL | supply cable MONO SIDE LEFT 0,3m for FLEX TUBE SIDE VIEW + 3W |  | 19.5
338 | LHSVM032SR | supply cable MONO SIDE RIGHT 0,3m for FLEX TUBE SIDE VIEW + 3W |  | 19.5
338 | LHSVM032T01 | Anschlußkabel MONO TOP 0,3m für FLEX TUBE SIDE VIEW + 3W |  | 19.5
338 | LHSVM032T02 | Anschlußkabel MONO TOP 0,3m für FLEX TUBE SIDE VIEW + 3W |  | 19.5
338 | LHSVM302SL | supply cable MONO SIDE LEFT 3m for FLEX TUBE SIDE VIEW + 3W |  | 37.05
338 | LHSVM302SR | Anschlußkabel MONO SIDE RECHTS 3m für FLEX TUBE SIDE VIEW + 3W |  | 37.05
338 | LHSVM302T01 | Anschlußkabel MONO TOP 3m für FLEX TUBE SIDE VIEW + 3W |  | 37.05
338 | LHSVM302T02 | Anschlußkabel MONO TOP 3m für FLEX TUBE SIDE VIEW + 3W |  | 37.05
338 | L6KFHMFT | Customizing cost heat sealing |  | 23.4
340 | L374A21 | PROLED FLEX TUBE SIDE VIEW CURVE PROF 10 |  | 9.75
340 | L374A23 | PROLED FLEX TUBE SIDE VIEW CURVE PROF 30 |  | 25.35
340 | L374A25 | PROLED FLEX TUBE SIDE VIEW CURVE PROF 50 |  | 35.1
340 | L374A29 | PROLED FLEX TUBE SIDE VIEW CURVE PROF 90 |  | 56.55
340 | L372A50 | PROLED Aluminium curve profile for Flex Tube PRO / FLAT |  | 87.75
341 | L369076 | PROLED SMD-2 MODUL CHAIN WW | 3000 K | 142.35
342 | L369086 | PROLED SMD-4 MODUL CHAIN WW | 3000 K | 220.35
343 | L369080 | PROLED SMD-4 MODUL CHAIN RGB | RGB | 243.75
345 | L710P336B | PROLED PICCOLO 35 SWW BLACK | 2700 K | 44.85
345 | L710P336W | PROLED PICCOLO 35 SWW WHITE | 2700 K | 44.85
346 | L710P436B | PROLED PICCOLO 45 SWW BLACK | 2700 K | 58.5
346 | L710P436W | PROLED PICCOLO 45 SWW WHITE | 2700 K | 58.5
359 | L7A070B62 | PROLED ARENA 75 WW B 25° | 3000 K | 74.1
359 | L7A070B82 | PROLED ARENA 75 NW B 25° | 4000 K | 74.1
359 | L7A070S62 | PROLED ARENA 75 WW S 25° | 3000 K | 74.1
359 | L7A070S65 | PROLED ARENA 75 WW S 50° | 3000 K | 74.1
359 | L7A070S82 | PROLED ARENA 75 NW S 25° | 4000 K | 74.1
359 | L7A070S85 | PROLED ARENA 75 NW S 50° | 4000 K | 74.1
359 | L7A070W62 | PROLED ARENA 75 WW W 25° | 3000 K | 74.1
359 | L7A070W82 | PROLED ARENA 75 NW W 25° | 4000 K | 74.1
360 | L7A100B63 | PROLED ARENA 100 WW B 30° | 3000 K | 122.85
360 | L7A100B83 | PROLED ARENA 100 NW B 30° | 4000 K | 122.85
360 | L7A100S63 | PROLED ARENA 100 WW S 30° | 3000 K | 122.85
360 | L7A100S65 | PROLED ARENA 100 WW S 55° | 3000 K | 122.85
360 | L7A100S83 | PROLED ARENA 100 NW S 30° | 4000 K | 122.85
360 | L7A100S85 | PROLED ARENA 100 NW S 55° | 4000 K | 122.85
360 | L7A100W63 | PROLED ARENA 100 WW W 30° | 3000 K | 122.85
360 | L7A100W83 | PROLED ARENA 100 NW W 30° | 4000 K | 122.85
361 | L7A101B66 | PROLED ARENA 100 WW SQUARE BLACK | 3000 K | 142.35
361 | L7A101B86 | PROLED ARENA 100 NW SQUARE BLACK | 4000 K | 142.35
361 | L7A101S66 | PROLED ARENA 100 WW SQUARE S | 3000 K | 142.35
361 | L7A101S86 | PROLED ARENA 100 NW SQUARE S | 4000 K | 142.35
361 | L7A101W66 | PROLED ARENA 100 WW SQUARE W | 3000 K | 142.35
361 | L7A101W86 | PROLED ARENA 100 NW SQUARE W | 4000 K | 142.35
362 | L7A150B63 | PROLED ARENA 150 WW B 30° | 3000 K | 183.3
362 | L7A150B83 | PROLED ARENA 150 NW B 30° | 4000 K | 183.3
362 | L7A150S63 | PROLED ARENA 150 WW S 30° | 3000 K | 183.3
362 | L7A150S67 | PROLED ARENA 150 WW S 70° | 3000 K | 183.3
362 | L7A150S83 | PROLED ARENA 150 NW S 30° | 4000 K | 183.3
362 | L7A150S87 | PROLED ARENA 150 NW S 70° | 4000 K | 183.3
362 | L7A150W63 | PROLED ARENA 150 WW W 30° | 3000 K | 183.3
362 | L7A150W83 | PROLED ARENA 150 NW W 30° | 4000 K | 183.3
363 | L7A151B67 | PROLED ARENA 150 WW SQUARE BLACK | 3000 K | 249.6
363 | L7A151B87 | PROLED ARENA 150 NW SQUARE BLACK | 4000 K | 249.6
363 | L7A151S67 | PROLED ARENA 150 WW SQUARE S | 3000 K | 249.6
363 | L7A151S87 | PROLED ARENA 150 NW SQUARE S | 4000 K | 249.6
363 | L7A151W67 | PROLED ARENA 150 WW SQUARE W | 3000 K | 249.6
363 | L7A151W87 | PROLED ARENA 150 NW SQUARE W | 4000 K | 249.6
364 | L7A200B62 | PROLED ARENA 200 WW B 20° | 3000 K | 269.1
364 | L7A200B63 | PROLED ARENA 200 WW B 30° | 3000 K | 269.1
364 | L7A200B67 | PROLED ARENA 200 WW B 70° | 3000 K | 269.1
364 | L7A200B82 | PROLED ARENA 200 NW B 20° | 4000 K | 269.1
364 | L7A200B83 | PROLED ARENA 200 NW B 30° | 4000 K | 269.1
364 | L7A200B87 | PROLED ARENA 200 NW B 70° | 4000 K | 269.1
364 | L7A200S62 | PROLED ARENA 200 WW S 20° | 3000 K | 269.1
364 | L7A200S63 | PROLED ARENA 200 WW S 30° | 3000 K | 269.1
364 | L7A200S67 | PROLED ARENA 200 WW S 70° | 3000 K | 269.1
364 | L7A200S82 | PROLED ARENA 200 NW S 20° | 4000 K | 269.1
364 | L7A200S83 | PROLED ARENA 200 NW S 30° | 4000 K | 269.1
364 | L7A200S87 | PROLED ARENA 200 NW S 70° | 4000 K | 269.1
364 | L7A200W62 | PROLED ARENA 200 WW W 20° | 3000 K | 269.1
364 | L7A200W63 | PROLED ARENA 200 WW W 30° | 3000 K | 269.1
364 | L7A200W67 | PROLED ARENA 200 WW W 70° | 3000 K | 269.1
364 | L7A200W82 | PROLED ARENA 200 NW W 20° | 4000 K | 269.1
364 | L7A200W83 | PROLED ARENA 200 NW W 30° | 4000 K | 269.1
364 | L7A200W87 | PROLED ARENA 200 NW W 70° | 4000 K | 269.1
365 | L7A201B67 | PROLED ARENA 200 WW SQUARE BLACK | 3000 K | 337.35
365 | L7A201B87 | PROLED ARENA 200 NW SQUARE BLACK | 4000 K | 337.35
365 | L7A201S67 | PROLED ARENA 200 WW SQUARE S | 3000 K | 337.35
365 | L7A201S87 | PROLED ARENA 200 NW SQUARE S | 4000 K | 337.35
365 | L7A201W67 | PROLED ARENA 200 WW SQUARE W | 3000 K | 337.35
365 | L7A201W87 | PROLED ARENA 200 NW SQUARE W | 4000 K | 337.35
368 | L7PB1B62 | PROLED PERFORMANCE 68 BASIC SPOT | 3000 K | 118.95
368 | L7PB1B64 | PROLED PERFORMANCE 68 BASIC SPOT | 3000 K | 118.95
368 | L7PB1B82 | PROLED PERFORMANCE 68 BASIC SPOT | 4000 K | 118.95
368 | L7PB1B84 | PROLED PERFORMANCE 68 BASIC SPOT | 4000 K | 118.95
368 | L7PB1C62 | PROLED PERFORMANCE 68 BASIC SPOT | 3000 K | 118.95
368 | L7PB1C64 | PROLED PERFORMANCE 68 BASIC SPOT | 3000 K | 118.95
368 | L7PB1C82 | PROLED PERFORMANCE 68 BASIC SPOT | 4000 K | 118.95
368 | L7PB1C84 | PROLED PERFORMANCE 68 BASIC SPOT | 4000 K | 118.95
368 | L7PB1G62 | PROLED PERFORMANCE 68 BASIC SPOT | 3000 K | 118.95
368 | L7PB1G64 | PROLED PERFORMANCE 68 BASIC SPOT | 3000 K | 118.95
368 | L7PB1G82 | PROLED PERFORMANCE 68 BASIC SPOT | 4000 K | 118.95
368 | L7PB1G84 | PROLED PERFORMANCE 68 BASIC SPOT | 4000 K | 118.95
368 | L7PB1M62 | PROLED PERFORMANCE 68 BASIC SPOT | 3000 K | 118.95
368 | L7PB1M64 | PROLED PERFORMANCE 68 BASIC SPOT | 3000 K | 118.95
368 | L7PB1M82 | PROLED PERFORMANCE 68 BASIC SPOT | 4000 K | 118.95
368 | L7PB1M84 | PROLED PERFORMANCE 68 BASIC SPOT | 4000 K | 118.95
368 | L7PB1S62 | PROLED PERFORMANCE 68 BASIC SPOT | 3000 K | 118.95
368 | L7PB1S64 | PROLED PERFORMANCE 68 BASIC SPOT | 3000 K | 118.95
368 | L7PB1S82 | PROLED PERFORMANCE 68 BASIC SPOT | 4000 K | 118.95
368 | L7PB1S84 | PROLED PERFORMANCE 68 BASIC SPOT | 4000 K | 118.95
368 | L7PB1W62 | PROLED PERFORMANCE 68 BASIC SPOT | 3000 K | 118.95
368 | L7PB1W64 | PROLED PERFORMANCE 68 BASIC SPOT | 3000 K | 118.95
368 | L7PB1W82 | PROLED PERFORMANCE 68 BASIC SPOT | 4000 K | 118.95
368 | L7PB1W84 | PROLED PERFORMANCE 68 BASIC SPOT | 4000 K | 118.95
369 | L7PB2S6A | PROLED PERFORMANCE 68 WALLWASHER | 3000 K | 157.95
369 | L7PB2S8A | PROLED PERFORMANCE 68 WALLWASHER | 4000 K | 157.95
373 | L7PY1B31 | PROLED PERFORMANCE XXS STANDARD SPOT ROUND | 2700 K | 107.25
373 | L7PY1B32 | PROLED PERFORMANCE XXS STANDARD SPOT ROUND | 2700 K | 107.25
373 | L7PY1B33 | PROLED PERFORMANCE XXS STANDARD SPOT ROUND | 2700 K | 107.25
373 | L7PY1B35 | PROLED PERFORMANCE XXS STANDARD SPOT ROUND | 2700 K | 107.25
373 | L7PY1B61 | PROLED PERFORMANCE XXS STANDARD SPOT ROUND | 3000 K | 107.25
373 | L7PY1B62 | PROLED PERFORMANCE XXS STANDARD SPOT ROUND | 3000 K | 107.25
373 | L7PY1B63 | PROLED PERFORMANCE XXS STANDARD SPOT ROUND | 3000 K | 107.25
373 | L7PY1B65 | PROLED PERFORMANCE XXS STANDARD SPOT ROUND | 3000 K | 107.25
373 | L7PY1S31 | PROLED PERFORMANCE XXS STANDARD SPOT ROUND | 2700 K | 107.25
373 | L7PY1S32 | PROLED PERFORMANCE XXS STANDARD SPOT ROUND | 2700 K | 107.25
373 | L7PY1S33 | PROLED PERFORMANCE XXS STANDARD SPOT ROUND | 2700 K | 107.25
373 | L7PY1S35 | PROLED PERFORMANCE XXS STANDARD SPOT ROUND | 2700 K | 107.25
373 | L7PY1S61 | PROLED PERFORMANCE XXS STANDARD SPOT ROUND | 3000 K | 107.25
373 | L7PY1S62 | PROLED PERFORMANCE XXS STANDARD SPOT ROUND | 3000 K | 107.25
373 | L7PY1S63 | PROLED PERFORMANCE XXS STANDARD SPOT ROUND | 3000 K | 107.25
373 | L7PY1S65 | PROLED PERFORMANCE XXS STANDARD SPOT ROUND | 3000 K | 107.25
373 | L7PY1W31 | PROLED PERFORMANCE XXS STANDARD SPOT ROUND | 2700 K | 107.25
373 | L7PY1W32 | PROLED PERFORMANCE XXS STANDARD SPOT ROUND | 2700 K | 107.25
373 | L7PY1W33 | PROLED PERFORMANCE XXS STANDARD SPOT ROUND | 2700 K | 107.25
373 | L7PY1W35 | PROLED PERFORMANCE XXS STANDARD SPOT ROUND | 2700 K | 107.25
373 | L7PY1W61 | PROLED PERFORMANCE XXS STANDARD SPOT ROUND | 3000 K | 107.25
373 | L7PY1W62 | PROLED PERFORMANCE XXS STANDARD SPOT ROUND | 3000 K | 107.25
373 | L7PY1W63 | PROLED PERFORMANCE XXS STANDARD SPOT ROUND | 3000 K | 107.25
373 | L7PY1W65 | PROLED PERFORMANCE XXS STANDARD SPOT ROUND | 3000 K | 107.25
373 | L7PY0AG | PROLED PERFORMANCE ACCESSORIES |  | 3.9
374 | L7PY2B31 | PROLED PERFORMANCE XXS STANDARD SPOT SQUARE | 2700 K | 107.25
374 | L7PY2B32 | PROLED PERFORMANCE XXS STANDARD SPOT SQUARE | 2700 K | 107.25
374 | L7PY2B33 | PROLED PERFORMANCE XXS STANDARD SPOT SQUARE | 2700 K | 107.25
374 | L7PY2B35 | PROLED PERFORMANCE XXS STANDARD SPOT SQUARE | 2700 K | 107.25
374 | L7PY2B61 | PROLED PERFORMANCE XXS STANDARD SPOT SQUARE | 3000 K | 107.25
374 | L7PY2B62 | PROLED PERFORMANCE XXS STANDARD SPOT SQUARE | 3000 K | 107.25
374 | L7PY2B63 | PROLED PERFORMANCE XXS STANDARD SPOT SQUARE | 3000 K | 107.25
374 | L7PY2B65 | PROLED PERFORMANCE XXS STANDARD SPOT SQUARE | 3000 K | 107.25
374 | L7PY2S31 | PROLED PERFORMANCE XXS STANDARD SPOT SQUARE | 2700 K | 107.25
374 | L7PY2S32 | PROLED PERFORMANCE XXS STANDARD SPOT SQUARE | 2700 K | 107.25
374 | L7PY2S33 | PROLED PERFORMANCE XXS STANDARD SPOT SQUARE | 2700 K | 107.25
374 | L7PY2S35 | PROLED PERFORMANCE XXS STANDARD SPOT SQUARE | 2700 K | 107.25
374 | L7PY2S61 | PROLED PERFORMANCE XXS STANDARD SPOT SQUARE | 3000 K | 107.25
374 | L7PY2S62 | PROLED PERFORMANCE XXS STANDARD SPOT SQUARE | 3000 K | 107.25
374 | L7PY2S63 | PROLED PERFORMANCE XXS STANDARD SPOT SQUARE | 3000 K | 107.25
374 | L7PY2S65 | PROLED PERFORMANCE XXS STANDARD SPOT SQUARE | 3000 K | 107.25
374 | L7PY2W31 | PROLED PERFORMANCE XXS STANDARD SPOT SQUARE | 2700 K | 107.25
374 | L7PY2W32 | PROLED PERFORMANCE XXS STANDARD SPOT SQUARE | 2700 K | 107.25
374 | L7PY2W33 | PROLED PERFORMANCE XXS STANDARD SPOT SQUARE | 2700 K | 107.25
374 | L7PY2W35 | PROLED PERFORMANCE XXS STANDARD SPOT SQUARE | 2700 K | 107.25
374 | L7PY2W61 | PROLED PERFORMANCE XXS STANDARD SPOT SQUARE | 3000 K | 107.25
374 | L7PY2W62 | PROLED PERFORMANCE XXS STANDARD SPOT SQUARE | 3000 K | 107.25
374 | L7PY2W63 | PROLED PERFORMANCE XXS STANDARD SPOT SQUARE | 3000 K | 107.25
374 | L7PY2W65 | PROLED PERFORMANCE XXS STANDARD SPOT SQUARE | 3000 K | 107.25
375 | L7PY7B31D | PROLED PERFORMANCE XXS STANDARD CARDAN DUO | 2700 K | 214.5
375 | L7PY7B32D | PROLED PERFORMANCE XXS STANDARD CARDAN DUO | 2700 K | 214.5
375 | L7PY7B33D | PROLED PERFORMANCE XXS STANDARD CARDAN DUO | 2700 K | 214.5
375 | L7PY7B35D | PROLED PERFORMANCE XXS STANDARD CARDAN DUO | 2700 K | 214.5
375 | L7PY7B61D | PROLED PERFORMANCE XXS STANDARD CARDAN DUO | 3000 K | 214.5
375 | L7PY7B62D | PROLED PERFORMANCE XXS STANDARD CARDAN DUO | 3000 K | 214.5
375 | L7PY7B63D | PROLED PERFORMANCE XXS STANDARD CARDAN DUO | 3000 K | 214.5
375 | L7PY7B65D | PROLED PERFORMANCE XXS STANDARD CARDAN DUO | 3000 K | 214.5
375 | L7PY7S31D | PROLED PERFORMANCE XXS STANDARD CARDAN DUO | 2700 K | 214.5
375 | L7PY7S32D | PROLED PERFORMANCE XXS STANDARD CARDAN DUO | 2700 K | 214.5
375 | L7PY7S33D | PROLED PERFORMANCE XXS STANDARD CARDAN DUO | 2700 K | 214.5
375 | L7PY7S35D | PROLED PERFORMANCE XXS STANDARD CARDAN DUO | 2700 K | 214.5
375 | L7PY7S61D | PROLED PERFORMANCE XXS STANDARD CARDAN DUO | 3000 K | 214.5
375 | L7PY7S62D | PROLED PERFORMANCE XXS STANDARD CARDAN DUO | 3000 K | 214.5
375 | L7PY7S63D | PROLED PERFORMANCE XXS STANDARD CARDAN DUO | 3000 K | 214.5
375 | L7PY7S65D | PROLED PERFORMANCE XXS STANDARD CARDAN DUO | 3000 K | 214.5
375 | L7PY7W31D | PROLED PERFORMANCE XXS STANDARD CARDAN DUO | 2700 K | 214.5
375 | L7PY7W32D | PROLED PERFORMANCE XXS STANDARD CARDAN DUO | 2700 K | 214.5
375 | L7PY7W33D | PROLED PERFORMANCE XXS STANDARD CARDAN DUO | 2700 K | 214.5
375 | L7PY7W35D | PROLED PERFORMANCE XXS STANDARD CARDAN DUO | 2700 K | 214.5
375 | L7PY7W61D | PROLED PERFORMANCE XXS STANDARD CARDAN DUO | 3000 K | 214.5
375 | L7PY7W62D | PROLED PERFORMANCE XXS STANDARD CARDAN DUO | 3000 K | 214.5
375 | L7PY7W63D | PROLED PERFORMANCE XXS STANDARD CARDAN DUO | 3000 K | 214.5
375 | L7PY7W65D | PROLED PERFORMANCE XXS STANDARD CARDAN DUO | 3000 K | 214.5
376 | L7PY7B31T | PROLED PERFORMANCE XXS STANDARD CARDAN TRIO | 2700 K | 321.75
376 | L7PY7B32T | PROLED PERFORMANCE XXS STANDARD CARDAN TRIO | 2700 K | 321.75
376 | L7PY7B33T | PROLED PERFORMANCE XXS STANDARD CARDAN TRIO | 2700 K | 321.75
376 | L7PY7B35T | PROLED PERFORMANCE XXS STANDARD CARDAN TRIO | 2700 K | 321.75
376 | L7PY7B61T | PROLED PERFORMANCE XXS STANDARD CARDAN TRIO | 3000 K | 321.75
376 | L7PY7B62T | PROLED PERFORMANCE XXS STANDARD CARDAN TRIO | 3000 K | 321.75
376 | L7PY7B63T | PROLED PERFORMANCE XXS STANDARD CARDAN TRIO | 3000 K | 321.75
376 | L7PY7B65T | PROLED PERFORMANCE XXS STANDARD CARDAN TRIO | 3000 K | 321.75
376 | L7PY7S31T | PROLED PERFORMANCE XXS STANDARD CARDAN TRIO | 2700 K | 321.75
376 | L7PY7S32T | PROLED PERFORMANCE XXS STANDARD CARDAN TRIO | 2700 K | 321.75
376 | L7PY7S33T | PROLED PERFORMANCE XXS STANDARD CARDAN TRIO | 2700 K | 321.75
376 | L7PY7S35T | PROLED PERFORMANCE XXS STANDARD CARDAN TRIO | 2700 K | 321.75
376 | L7PY7S61T | PROLED PERFORMANCE XXS STANDARD CARDAN TRIO | 3000 K | 321.75
376 | L7PY7S62T | PROLED PERFORMANCE XXS STANDARD CARDAN TRIO | 3000 K | 321.75
376 | L7PY7S63T | PROLED PERFORMANCE XXS STANDARD CARDAN TRIO | 3000 K | 321.75
376 | L7PY7S65T | PROLED PERFORMANCE XXS STANDARD CARDAN TRIO | 3000 K | 321.75
376 | L7PY7W31T | PROLED PERFORMANCE XXS STANDARD CARDAN TRIO | 2700 K | 321.75
376 | L7PY7W32T | PROLED PERFORMANCE XXS STANDARD CARDAN TRIO | 2700 K | 321.75
376 | L7PY7W33T | PROLED PERFORMANCE XXS STANDARD CARDAN TRIO | 2700 K | 321.75
376 | L7PY7W35T | PROLED PERFORMANCE XXS STANDARD CARDAN TRIO | 2700 K | 321.75
376 | L7PY7W61T | PROLED PERFORMANCE XXS STANDARD CARDAN TRIO | 3000 K | 321.75
376 | L7PY7W62T | PROLED PERFORMANCE XXS STANDARD CARDAN TRIO | 3000 K | 321.75
376 | L7PY7W63T | PROLED PERFORMANCE XXS STANDARD CARDAN TRIO | 3000 K | 321.75
376 | L7PY7W65T | PROLED PERFORMANCE XXS STANDARD CARDAN TRIO | 3000 K | 321.75
377 | L7PY7B31Q | PROLED PERFORMANCE XXS STANDARD CARDAN QUATTRO | 2700 K | 429
377 | L7PY7B32Q | PROLED PERFORMANCE XXS STANDARD CARDAN QUATTRO | 2700 K | 429
377 | L7PY7B33Q | PROLED PERFORMANCE XXS STANDARD CARDAN QUATTRO | 2700 K | 429
377 | L7PY7B35Q | PROLED PERFORMANCE XXS STANDARD CARDAN QUATTRO | 2700 K | 429
377 | L7PY7B61Q | PROLED PERFORMANCE XXS STANDARD CARDAN QUATTRO | 3000 K | 429
377 | L7PY7B62Q | PROLED PERFORMANCE XXS STANDARD CARDAN QUATTRO | 3000 K | 429
377 | L7PY7B63Q | PROLED PERFORMANCE XXS STANDARD CARDAN QUATTRO | 3000 K | 429
377 | L7PY7B65Q | PROLED PERFORMANCE XXS STANDARD CARDAN QUATTRO | 3000 K | 429
377 | L7PY7S31Q | PROLED PERFORMANCE XXS STANDARD CARDAN QUATTRO | 2700 K | 429
377 | L7PY7S32Q | PROLED PERFORMANCE XXS STANDARD CARDAN QUATTRO | 2700 K | 429
377 | L7PY7S33Q | PROLED PERFORMANCE XXS STANDARD CARDAN QUATTRO | 2700 K | 429
377 | L7PY7S35Q | PROLED PERFORMANCE XXS STANDARD CARDAN QUATTRO | 2700 K | 429
377 | L7PY7S61Q | PROLED PERFORMANCE XXS STANDARD CARDAN QUATTRO | 3000 K | 429
377 | L7PY7S62Q | PROLED PERFORMANCE XXS STANDARD CARDAN QUATTRO | 3000 K | 429
377 | L7PY7S63Q | PROLED PERFORMANCE XXS STANDARD CARDAN QUATTRO | 3000 K | 429
377 | L7PY7S65Q | PROLED PERFORMANCE XXS STANDARD CARDAN QUATTRO | 3000 K | 429
377 | L7PY7W31Q | PROLED PERFORMANCE XXS STANDARD CARDAN QUATTRO | 2700 K | 429
377 | L7PY7W32Q | PROLED PERFORMANCE XXS STANDARD CARDAN QUATTRO | 2700 K | 429
377 | L7PY7W33Q | PROLED PERFORMANCE XXS STANDARD CARDAN QUATTRO | 2700 K | 429
377 | L7PY7W35Q | PROLED PERFORMANCE XXS STANDARD CARDAN QUATTRO | 2700 K | 429
377 | L7PY7W61Q | PROLED PERFORMANCE XXS STANDARD CARDAN QUATTRO | 3000 K | 429
377 | L7PY7W62Q | PROLED PERFORMANCE XXS STANDARD CARDAN QUATTRO | 3000 K | 429
377 | L7PY7W63Q | PROLED PERFORMANCE XXS STANDARD CARDAN QUATTRO | 3000 K | 429
377 | L7PY7W65Q | PROLED PERFORMANCE XXS STANDARD CARDAN QUATTRO | 3000 K | 429
378 | L7PX0AG | PROLED PERFORMANCE ACCESSORIES |  | 9.75
379 | L7PXB32SRO | PROLED PERFORMANCE XS STANDARD SPOT ROUND | 2700 K | 161.85
379 | L7PXB62SRO | PROLED PERFORMANCE XS STANDARD SPOT ROUND | 3000 K | 161.85
379 | L7PXB82SRO | PROLED PERFORMANCE XS STANDARD SPOT ROUND | 4000 K | 161.85
379 | L7PXC32SRO | PROLED PERFORMANCE XS STANDARD SPOT ROUND | 2700 K | 161.85
379 | L7PXC34SRO | PROLED PERFORMANCE XS STANDARD SPOT ROUND | 2700 K | 161.85
379 | L7PXC62SRO | PROLED PERFORMANCE XS STANDARD SPOT ROUND | 3000 K | 161.85
379 | L7PXC64SRO | PROLED PERFORMANCE XS STANDARD SPOT ROUND | 3000 K | 161.85
379 | L7PXC82SRO | PROLED PERFORMANCE XS STANDARD SPOT ROUND | 4000 K | 161.85
379 | L7PXC84SRO | PROLED PERFORMANCE XS STANDARD SPOT ROUND | 4000 K | 161.85
379 | L7PXG32SRO | PROLED PERFORMANCE XS STANDARD SPOT ROUND | 2700 K | 161.85
379 | L7PXG34SRO | PROLED PERFORMANCE XS STANDARD SPOT ROUND | 2700 K | 161.85
379 | L7PXG62SRO | PROLED PERFORMANCE XS STANDARD SPOT ROUND | 3000 K | 161.85
379 | L7PXG64SRO | PROLED PERFORMANCE XS STANDARD SPOT ROUND | 3000 K | 161.85
379 | L7PXG82SRO | PROLED PERFORMANCE XS STANDARD SPOT ROUND | 4000 K | 161.85
379 | L7PXG84SRO | PROLED PERFORMANCE XS STANDARD SPOT ROUND | 4000 K | 161.85
379 | L7PXM32SRO | PROLED PERFORMANCE XS STANDARD SPOT ROUND | 2700 K | 161.85
379 | L7PXM34SRO | PROLED PERFORMANCE XS STANDARD SPOT ROUND | 2700 K | 161.85
379 | L7PXM62SRO | PROLED PERFORMANCE XS STANDARD SPOT ROUND | 3000 K | 161.85
379 | L7PXM64SRO | PROLED PERFORMANCE XS STANDARD SPOT ROUND | 3000 K | 161.85
379 | L7PXM82SRO | PROLED PERFORMANCE XS STANDARD SPOT ROUND | 4000 K | 161.85
379 | L7PXM84SRO | PROLED PERFORMANCE XS STANDARD SPOT ROUND | 4000 K | 161.85
379 | L7PXS32SRO | PROLED PERFORMANCE XS STANDARD SPOT ROUND | 2700 K | 161.85
379 | L7PXS34SRO | PROLED PERFORMANCE XS STANDARD SPOT ROUND | 2700 K | 161.85
379 | L7PXS62SRO | PROLED PERFORMANCE XS STANDARD SPOT ROUND | 3000 K | 161.85
379 | L7PXS64SRO | PROLED PERFORMANCE XS STANDARD SPOT ROUND | 3000 K | 161.85
379 | L7PXS82SRO | PROLED PERFORMANCE XS STANDARD SPOT ROUND | 4000 K | 161.85
379 | L7PXS84SRO | PROLED PERFORMANCE XS STANDARD SPOT ROUND | 4000 K | 161.85
379 | L7PXW32SRO | PROLED PERFORMANCE XS STANDARD SPOT ROUND | 2700 K | 161.85
379 | L7PXW62SRO | PROLED PERFORMANCE XS STANDARD SPOT ROUND | 3000 K | 161.85
379 | L7PXW82SRO | PROLED PERFORMANCE XS STANDARD SPOT ROUND | 4000 K | 161.85
379 | L7PXB32SSQ | PROLED PERFORMANCE XS STANDARD SPOT SQUARE | 2700 K | 161.85
379 | L7PXB34SSQ | PROLED PERFORMANCE XS STANDARD SPOT SQUARE | 2700 K | 161.85
379 | L7PXB62SSQ | PROLED PERFORMANCE XS STANDARD SPOT SQUARE | 3000 K | 161.85
379 | L7PXB64SSQ | PROLED PERFORMANCE XS STANDARD SPOT SQUARE | 3000 K | 161.85
379 | L7PXB82SSQ | PROLED PERFORMANCE XS STANDARD SPOT SQUARE | 4000 K | 161.85
379 | L7PXB84SSQ | PROLED PERFORMANCE XS STANDARD SPOT SQUARE | 4000 K | 161.85
379 | L7PXC32SSQ | PROLED PERFORMANCE XS STANDARD SPOT SQUARE | 2700 K | 161.85
379 | L7PXC34SSQ | PROLED PERFORMANCE XS STANDARD SPOT SQUARE | 2700 K | 161.85
379 | L7PXC62SSQ | PROLED PERFORMANCE XS STANDARD SPOT SQUARE | 3000 K | 161.85
379 | L7PXC64SSQ | PROLED PERFORMANCE XS STANDARD SPOT SQUARE | 3000 K | 161.85
379 | L7PXC82SSQ | PROLED PERFORMANCE XS STANDARD SPOT SQUARE | 4000 K | 161.85
379 | L7PXC84SSQ | PROLED PERFORMANCE XS STANDARD SPOT SQUARE | 4000 K | 161.85
379 | L7PXG32SSQ | PROLED PERFORMANCE XS STANDARD SPOT SQUARE | 2700 K | 161.85
379 | L7PXG34SSQ | PROLED PERFORMANCE XS STANDARD SPOT SQUARE | 2700 K | 161.85
379 | L7PXG62SSQ | PROLED PERFORMANCE XS STANDARD SPOT SQUARE | 3000 K | 161.85
379 | L7PXG64SSQ | PROLED PERFORMANCE XS STANDARD SPOT SQUARE | 3000 K | 161.85
379 | L7PXG82SSQ | PROLED PERFORMANCE XS STANDARD SPOT SQUARE | 4000 K | 161.85
379 | L7PXG84SSQ | PROLED PERFORMANCE XS STANDARD SPOT SQUARE | 4000 K | 161.85
379 | L7PXM32SSQ | PROLED PERFORMANCE XS STANDARD SPOT SQUARE | 2700 K | 161.85
379 | L7PXM34SSQ | PROLED PERFORMANCE XS STANDARD SPOT SQUARE | 2700 K | 161.85
379 | L7PXM62SSQ | PROLED PERFORMANCE XS STANDARD SPOT SQUARE | 3000 K | 161.85
379 | L7PXM64SSQ | PROLED PERFORMANCE XS STANDARD SPOT SQUARE | 3000 K | 161.85
379 | L7PXM82SSQ | PROLED PERFORMANCE XS STANDARD SPOT SQUARE | 4000 K | 161.85
379 | L7PXM84SSQ | PROLED PERFORMANCE XS STANDARD SPOT SQUARE | 4000 K | 161.85
379 | L7PXS32SSQ | PROLED PERFORMANCE XS STANDARD SPOT SQUARE | 2700 K | 161.85
379 | L7PXS34SSQ | PROLED PERFORMANCE XS STANDARD SPOT SQUARE | 2700 K | 161.85
379 | L7PXS62SSQ | PROLED PERFORMANCE XS STANDARD SPOT SQUARE | 3000 K | 161.85
379 | L7PXS64SSQ | PROLED PERFORMANCE XS STANDARD SPOT SQUARE | 3000 K | 161.85
379 | L7PXS82SSQ | PROLED PERFORMANCE XS STANDARD SPOT SQUARE | 4000 K | 161.85
379 | L7PXS84SSQ | PROLED PERFORMANCE XS STANDARD SPOT SQUARE | 4000 K | 161.85
379 | L7PXW32SSQ | PROLED PERFORMANCE XS STANDARD SPOT SQUARE | 2700 K | 161.85
379 | L7PXW34SSQ | PROLED PERFORMANCE XS STANDARD SPOT SQUARE | 2700 K | 161.85
379 | L7PXW62SSQ | PROLED PERFORMANCE XS STANDARD SPOT SQUARE | 3000 K | 161.85
379 | L7PXW64SSQ | PROLED PERFORMANCE XS STANDARD SPOT SQUARE | 3000 K | 161.85
379 | L7PXW82SSQ | PROLED PERFORMANCE XS STANDARD SPOT SQUARE | 4000 K | 161.85
379 | L7PXW84SSQ | PROLED PERFORMANCE XS STANDARD SPOT SQUARE | 4000 K | 161.85
379 | L7PXB32TRO | PROLED PERFORMANCE XS TRIMLESS SPOT ROUND | 2700 K | 171.6
379 | L7PXB34TRO | PROLED PERFORMANCE XS TRIMLESS SPOT ROUND | 2700 K | 171.6
379 | L7PXB62TRO | PROLED PERFORMANCE XS TRIMLESS SPOT ROUND | 3000 K | 171.6
379 | L7PXB64TRO | PROLED PERFORMANCE XS TRIMLESS SPOT ROUND | 3000 K | 171.6
379 | L7PXB82TRO | PROLED PERFORMANCE XS TRIMLESS SPOT ROUND | 4000 K | 171.6
379 | L7PXB84TRO | PROLED PERFORMANCE XS TRIMLESS SPOT ROUND | 4000 K | 171.6
379 | L7PXC32TRO | PROLED PERFORMANCE XS TRIMLESS SPOT ROUND | 2700 K | 171.6
379 | L7PXC34TRO | PROLED PERFORMANCE XS TRIMLESS SPOT ROUND | 2700 K | 171.6
379 | L7PXC62TRO | PROLED PERFORMANCE XS TRIMLESS SPOT ROUND | 3000 K | 171.6
379 | L7PXC64TRO | PROLED PERFORMANCE XS TRIMLESS SPOT ROUND | 3000 K | 171.6
379 | L7PXC82TRO | PROLED PERFORMANCE XS TRIMLESS SPOT ROUND | 4000 K | 171.6
379 | L7PXC84TRO | PROLED PERFORMANCE XS TRIMLESS SPOT ROUND | 4000 K | 171.6
379 | L7PXG32TRO | PROLED PERFORMANCE XS TRIMLESS SPOT ROUND | 2700 K | 171.6
379 | L7PXG34TRO | PROLED PERFORMANCE XS TRIMLESS SPOT ROUND | 2700 K | 171.6
379 | L7PXG62TRO | PROLED PERFORMANCE XS TRIMLESS SPOT ROUND | 3000 K | 171.6
379 | L7PXG64TRO | PROLED PERFORMANCE XS TRIMLESS SPOT ROUND | 3000 K | 171.6
379 | L7PXG82TRO | PROLED PERFORMANCE XS TRIMLESS SPOT ROUND | 4000 K | 171.6
379 | L7PXG84TRO | PROLED PERFORMANCE XS TRIMLESS SPOT ROUND | 4000 K | 171.6
379 | L7PXM32TRO | PROLED PERFORMANCE XS TRIMLESS SPOT ROUND | 2700 K | 171.6
379 | L7PXM34TRO | PROLED PERFORMANCE XS TRIMLESS SPOT ROUND | 2700 K | 171.6
379 | L7PXM62TRO | PROLED PERFORMANCE XS TRIMLESS SPOT ROUND | 3000 K | 171.6
379 | L7PXM64TRO | PROLED PERFORMANCE XS TRIMLESS SPOT ROUND | 3000 K | 171.6
379 | L7PXM82TRO | PROLED PERFORMANCE XS TRIMLESS SPOT ROUND | 4000 K | 171.6
379 | L7PXM84TRO | PROLED PERFORMANCE XS TRIMLESS SPOT ROUND | 4000 K | 171.6
379 | L7PXS32TRO | PROLED PERFORMANCE XS TRIMLESS SPOT ROUND | 2700 K | 171.6
379 | L7PXS34TRO | PROLED PERFORMANCE XS TRIMLESS SPOT ROUND | 2700 K | 171.6
379 | L7PXS62TRO | PROLED PERFORMANCE XS TRIMLESS SPOT ROUND | 3000 K | 171.6
379 | L7PXS64TRO | PROLED PERFORMANCE XS TRIMLESS SPOT ROUND | 3000 K | 171.6
379 | L7PXS82TRO | PROLED PERFORMANCE XS TRIMLESS SPOT ROUND | 4000 K | 171.6
379 | L7PXS84TRO | PROLED PERFORMANCE XS TRIMLESS SPOT ROUND | 4000 K | 171.6
379 | L7PXW32TRO | PROLED PERFORMANCE XS TRIMLESS SPOT ROUND | 2700 K | 171.6
379 | L7PXW34TRO | PROLED PERFORMANCE XS TRIMLESS SPOT ROUND | 2700 K | 171.6
379 | L7PXW62TRO | PROLED PERFORMANCE XS TRIMLESS SPOT ROUND | 3000 K | 171.6
379 | L7PXW64TRO | PROLED PERFORMANCE XS TRIMLESS SPOT ROUND | 3000 K | 171.6
379 | L7PXW82TRO | PROLED PERFORMANCE XS TRIMLESS SPOT ROUND | 4000 K | 171.6
379 | L7PXW84TRO | PROLED PERFORMANCE XS TRIMLESS SPOT ROUND | 4000 K | 171.6
379 | L7PXB32TSQ | PROLED PERFORMANCE XS TRIMLESS SPOT SQUARE | 2700 K | 171.6
379 | L7PXB34TSQ | PROLED PERFORMANCE XS TRIMLESS SPOT SQUARE | 2700 K | 171.6
379 | L7PXB62TSQ | PROLED PERFORMANCE XS TRIMLESS SPOT SQUARE | 3000 K | 171.6
379 | L7PXB64TSQ | PROLED PERFORMANCE XS TRIMLESS SPOT SQUARE | 3000 K | 171.6
379 | L7PXB82TSQ | PROLED PERFORMANCE XS TRIMLESS SPOT SQUARE | 4000 K | 171.6
379 | L7PXB84TSQ | PROLED PERFORMANCE XS TRIMLESS SPOT SQUARE | 4000 K | 171.6
379 | L7PXC32TSQ | PROLED PERFORMANCE XS TRIMLESS SPOT SQUARE | 2700 K | 171.6
379 | L7PXC34TSQ | PROLED PERFORMANCE XS TRIMLESS SPOT SQUARE | 2700 K | 171.6
379 | L7PXC62TSQ | PROLED PERFORMANCE XS TRIMLESS SPOT SQUARE | 3000 K | 171.6
379 | L7PXC64TSQ | PROLED PERFORMANCE XS TRIMLESS SPOT SQUARE | 3000 K | 171.6
379 | L7PXC82TSQ | PROLED PERFORMANCE XS TRIMLESS SPOT SQUARE | 4000 K | 171.6
379 | L7PXC84TSQ | PROLED PERFORMANCE XS TRIMLESS SPOT SQUARE | 4000 K | 171.6
379 | L7PXG32TSQ | PROLED PERFORMANCE XS TRIMLESS SPOT SQUARE | 2700 K | 171.6
379 | L7PXG34TSQ | PROLED PERFORMANCE XS TRIMLESS SPOT SQUARE | 2700 K | 171.6
379 | L7PXG62TSQ | PROLED PERFORMANCE XS TRIMLESS SPOT SQUARE | 3000 K | 171.6
379 | L7PXG64TSQ | PROLED PERFORMANCE XS TRIMLESS SPOT SQUARE | 3000 K | 171.6
379 | L7PXG82TSQ | PROLED PERFORMANCE XS TRIMLESS SPOT SQUARE | 4000 K | 171.6
379 | L7PXG84TSQ | PROLED PERFORMANCE XS TRIMLESS SPOT SQUARE | 4000 K | 171.6
379 | L7PXM32TSQ | PROLED PERFORMANCE XS TRIMLESS SPOT SQUARE | 2700 K | 171.6
379 | L7PXM34TSQ | PROLED PERFORMANCE XS TRIMLESS SPOT SQUARE | 2700 K | 171.6
379 | L7PXM62TSQ | PROLED PERFORMANCE XS TRIMLESS SPOT SQUARE | 3000 K | 171.6
379 | L7PXM64TSQ | PROLED PERFORMANCE XS TRIMLESS SPOT SQUARE | 3000 K | 171.6
379 | L7PXM82TSQ | PROLED PERFORMANCE XS TRIMLESS SPOT SQUARE | 4000 K | 171.6
379 | L7PXM84TSQ | PROLED PERFORMANCE XS TRIMLESS SPOT SQUARE | 4000 K | 171.6
379 | L7PXS32TSQ | PROLED PERFORMANCE XS TRIMLESS SPOT SQUARE | 2700 K | 171.6
379 | L7PXS34TSQ | PROLED PERFORMANCE XS TRIMLESS SPOT SQUARE | 2700 K | 171.6
379 | L7PXS62TSQ | PROLED PERFORMANCE XS TRIMLESS SPOT SQUARE | 3000 K | 171.6
379 | L7PXS64TSQ | PROLED PERFORMANCE XS TRIMLESS SPOT SQUARE | 3000 K | 171.6
379 | L7PXS82TSQ | PROLED PERFORMANCE XS TRIMLESS SPOT SQUARE | 4000 K | 171.6
379 | L7PXS84TSQ | PROLED PERFORMANCE XS TRIMLESS SPOT SQUARE | 4000 K | 171.6
379 | L7PXW32TSQ | PROLED PERFORMANCE XS TRIMLESS SPOT SQUARE | 2700 K | 171.6
379 | L7PXW34TSQ | PROLED PERFORMANCE XS TRIMLESS SPOT SQUARE | 2700 K | 171.6
379 | L7PXW62TSQ | PROLED PERFORMANCE XS TRIMLESS SPOT SQUARE | 3000 K | 171.6
379 | L7PXW64TSQ | PROLED PERFORMANCE XS TRIMLESS SPOT SQUARE | 3000 K | 171.6
379 | L7PXW82TSQ | PROLED PERFORMANCE XS TRIMLESS SPOT SQUARE | 4000 K | 171.6
379 | L7PXW84TSQ | PROLED PERFORMANCE XS TRIMLESS SPOT SQUARE | 4000 K | 171.6
381 | L7PXB32DSSQ | PROLED PERFORMANCE XS STANDARD CARDAN DUO | 2700 K | 317.85
381 | L7PXB34DSSQ | PROLED PERFORMANCE XS STANDARD CARDAN DUO | 2700 K | 317.85
381 | L7PXB62DSSQ | PROLED PERFORMANCE XS STANDARD CARDAN DUO | 3000 K | 317.85
381 | L7PXB64DSSQ | PROLED PERFORMANCE XS STANDARD CARDAN DUO | 3000 K | 317.85
381 | L7PXB82DSSQ | PROLED PERFORMANCE XS STANDARD CARDAN DUO | 4000 K | 317.85
381 | L7PXB84DSSQ | PROLED PERFORMANCE XS STANDARD CARDAN DUO | 4000 K | 317.85
381 | L7PXC32DSSQ | PROLED PERFORMANCE XS STANDARD CARDAN DUO | 2700 K | 317.85
381 | L7PXC34DSSQ | PROLED PERFORMANCE XS STANDARD CARDAN DUO | 2700 K | 317.85
381 | L7PXC62DSSQ | PROLED PERFORMANCE XS STANDARD CARDAN DUO | 3000 K | 317.85
381 | L7PXC64DSSQ | PROLED PERFORMANCE XS STANDARD CARDAN DUO | 3000 K | 317.85
381 | L7PXC82DSSQ | PROLED PERFORMANCE XS STANDARD CARDAN DUO | 4000 K | 317.85
381 | L7PXC84DSSQ | PROLED PERFORMANCE XS STANDARD CARDAN DUO | 4000 K | 317.85
381 | L7PXG32DSSQ | PROLED PERFORMANCE XS STANDARD CARDAN DUO | 2700 K | 317.85
381 | L7PXG34DSSQ | PROLED PERFORMANCE XS STANDARD CARDAN DUO | 2700 K | 317.85
381 | L7PXG62DSSQ | PROLED PERFORMANCE XS STANDARD CARDAN DUO | 3000 K | 317.85
381 | L7PXG64DSSQ | PROLED PERFORMANCE XS STANDARD CARDAN DUO | 3000 K | 317.85
381 | L7PXG82DSSQ | PROLED PERFORMANCE XS STANDARD CARDAN DUO | 4000 K | 317.85
381 | L7PXG84DSSQ | PROLED PERFORMANCE XS STANDARD CARDAN DUO | 4000 K | 317.85
381 | L7PXM32DSSQ | PROLED PERFORMANCE XS STANDARD CARDAN DUO | 2700 K | 317.85
381 | L7PXM34DSSQ | PROLED PERFORMANCE XS STANDARD CARDAN DUO | 2700 K | 317.85
381 | L7PXM62DSSQ | PROLED PERFORMANCE XS STANDARD CARDAN DUO | 3000 K | 317.85
381 | L7PXM64DSSQ | PROLED PERFORMANCE XS STANDARD CARDAN DUO | 3000 K | 317.85
381 | L7PXM82DSSQ | PROLED PERFORMANCE XS STANDARD CARDAN DUO | 4000 K | 317.85
381 | L7PXM84DSSQ | PROLED PERFORMANCE XS STANDARD CARDAN DUO | 4000 K | 317.85
381 | L7PXS32DSSQ | PROLED PERFORMANCE XS STANDARD CARDAN DUO | 2700 K | 317.85
381 | L7PXS34DSSQ | PROLED PERFORMANCE XS STANDARD CARDAN DUO | 2700 K | 317.85
381 | L7PXS62DSSQ | PROLED PERFORMANCE XS STANDARD CARDAN DUO | 3000 K | 317.85
381 | L7PXS64DSSQ | PROLED PERFORMANCE XS STANDARD CARDAN DUO | 3000 K | 317.85
381 | L7PXS82DSSQ | PROLED PERFORMANCE XS STANDARD CARDAN DUO | 4000 K | 317.85
381 | L7PXS84DSSQ | PROLED PERFORMANCE XS STANDARD CARDAN DUO | 4000 K | 317.85
381 | L7PXW32DSSQ | PROLED PERFORMANCE XS STANDARD CARDAN DUO | 2700 K | 317.85
381 | L7PXW34DSSQ | PROLED PERFORMANCE XS STANDARD CARDAN DUO | 2700 K | 317.85
381 | L7PXW62DSSQ | PROLED PERFORMANCE XS STANDARD CARDAN DUO | 3000 K | 317.85
381 | L7PXW64DSSQ | PROLED PERFORMANCE XS STANDARD CARDAN DUO | 3000 K | 317.85
381 | L7PXW82DSSQ | PROLED PERFORMANCE XS STANDARD CARDAN DUO | 4000 K | 317.85
381 | L7PXW84DSSQ | PROLED PERFORMANCE XS STANDARD CARDAN DUO | 4000 K | 317.85
381 | L7PXB32DTSQ | PROLED PERFORMANCE XS TRIMLESS CARDAN DUO | 2700 K | 341.25
381 | L7PXB34DTSQ | PROLED PERFORMANCE XS TRIMLESS CARDAN DUO | 2700 K | 341.25
381 | L7PXB62DTSQ | PROLED PERFORMANCE XS TRIMLESS CARDAN DUO | 3000 K | 341.25
381 | L7PXB64DTSQ | PROLED PERFORMANCE XS TRIMLESS CARDAN DUO | 3000 K | 341.25
381 | L7PXB82DTSQ | PROLED PERFORMANCE XS TRIMLESS CARDAN DUO | 4000 K | 341.25
381 | L7PXB84DTSQ | PROLED PERFORMANCE XS TRIMLESS CARDAN DUO | 4000 K | 341.25
381 | L7PXC32DTSQ | PROLED PERFORMANCE XS TRIMLESS CARDAN DUO | 2700 K | 341.25
381 | L7PXC34DTSQ | PROLED PERFORMANCE XS TRIMLESS CARDAN DUO | 2700 K | 341.25
381 | L7PXC62DTSQ | PROLED PERFORMANCE XS TRIMLESS CARDAN DUO | 3000 K | 341.25
381 | L7PXC64DTSQ | PROLED PERFORMANCE XS TRIMLESS CARDAN DUO | 3000 K | 341.25
381 | L7PXC82DTSQ | PROLED PERFORMANCE XS TRIMLESS CARDAN DUO | 4000 K | 341.25
381 | L7PXC84DTSQ | PROLED PERFORMANCE XS TRIMLESS CARDAN DUO | 4000 K | 341.25
381 | L7PXG32DTSQ | PROLED PERFORMANCE XS TRIMLESS CARDAN DUO | 2700 K | 341.25
381 | L7PXG34DTSQ | PROLED PERFORMANCE XS TRIMLESS CARDAN DUO | 2700 K | 341.25
381 | L7PXG62DTSQ | PROLED PERFORMANCE XS TRIMLESS CARDAN DUO | 3000 K | 341.25
381 | L7PXG64DTSQ | PROLED PERFORMANCE XS TRIMLESS CARDAN DUO | 3000 K | 341.25
381 | L7PXG82DTSQ | PROLED PERFORMANCE XS TRIMLESS CARDAN DUO | 4000 K | 341.25
381 | L7PXG84DTSQ | PROLED PERFORMANCE XS TRIMLESS CARDAN DUO | 4000 K | 341.25
381 | L7PXM32DTSQ | PROLED PERFORMANCE XS TRIMLESS CARDAN DUO | 2700 K | 341.25
381 | L7PXM34DTSQ | PROLED PERFORMANCE XS TRIMLESS CARDAN DUO | 2700 K | 341.25
381 | L7PXM62DTSQ | PROLED PERFORMANCE XS TRIMLESS CARDAN DUO | 3000 K | 341.25
381 | L7PXM64DTSQ | PROLED PERFORMANCE XS TRIMLESS CARDAN DUO | 3000 K | 341.25
381 | L7PXM82DTSQ | PROLED PERFORMANCE XS TRIMLESS CARDAN DUO | 4000 K | 341.25
381 | L7PXM84DTSQ | PROLED PERFORMANCE XS TRIMLESS CARDAN DUO | 4000 K | 341.25
381 | L7PXS32DTSQ | PROLED PERFORMANCE XS TRIMLESS CARDAN DUO | 2700 K | 341.25
381 | L7PXS34DTSQ | PROLED PERFORMANCE XS TRIMLESS CARDAN DUO | 2700 K | 341.25
381 | L7PXS62DTSQ | PROLED PERFORMANCE XS TRIMLESS CARDAN DUO | 3000 K | 341.25
381 | L7PXS64DTSQ | PROLED PERFORMANCE XS TRIMLESS CARDAN DUO | 3000 K | 341.25
381 | L7PXS82DTSQ | PROLED PERFORMANCE XS TRIMLESS CARDAN DUO | 4000 K | 341.25
381 | L7PXS84DTSQ | PROLED PERFORMANCE XS TRIMLESS CARDAN DUO | 4000 K | 341.25
381 | L7PXW32DTSQ | PROLED PERFORMANCE XS TRIMLESS CARDAN DUO | 2700 K | 341.25
381 | L7PXW34DTSQ | PROLED PERFORMANCE XS TRIMLESS CARDAN DUO | 2700 K | 341.25
381 | L7PXW62DTSQ | PROLED PERFORMANCE XS TRIMLESS CARDAN DUO | 3000 K | 341.25
381 | L7PXW64DTSQ | PROLED PERFORMANCE XS TRIMLESS CARDAN DUO | 3000 K | 341.25
381 | L7PXW82DTSQ | PROLED PERFORMANCE XS TRIMLESS CARDAN DUO | 4000 K | 341.25
381 | L7PXW84DTSQ | PROLED PERFORMANCE XS TRIMLESS CARDAN DUO | 4000 K | 341.25
383 | L7PXB32TSSQ | PROLED PERFORMANCE XS STANDARD CARDAN TRIO | 2700 K | 468
383 | L7PXB34TSSQ | PROLED PERFORMANCE XS STANDARD CARDAN TRIO | 2700 K | 468
383 | L7PXB62TSSQ | PROLED PERFORMANCE XS STANDARD CARDAN TRIO | 3000 K | 468
383 | L7PXB64TSSQ | PROLED PERFORMANCE XS STANDARD CARDAN TRIO | 3000 K | 468
383 | L7PXB82TSSQ | PROLED PERFORMANCE XS STANDARD CARDAN TRIO | 4000 K | 468
383 | L7PXB84TSSQ | PROLED PERFORMANCE XS STANDARD CARDAN TRIO | 4000 K | 468
383 | L7PXC32TSSQ | PROLED PERFORMANCE XS STANDARD CARDAN TRIO | 2700 K | 468
383 | L7PXC34TSSQ | PROLED PERFORMANCE XS STANDARD CARDAN TRIO | 2700 K | 468
383 | L7PXC62TSSQ | PROLED PERFORMANCE XS STANDARD CARDAN TRIO | 3000 K | 468
383 | L7PXC64TSSQ | PROLED PERFORMANCE XS STANDARD CARDAN TRIO | 3000 K | 468
383 | L7PXC82TSSQ | PROLED PERFORMANCE XS STANDARD CARDAN TRIO | 4000 K | 468
383 | L7PXC84TSSQ | PROLED PERFORMANCE XS STANDARD CARDAN TRIO | 4000 K | 468
383 | L7PXG32TSSQ | PROLED PERFORMANCE XS STANDARD CARDAN TRIO | 2700 K | 468
383 | L7PXG34TSSQ | PROLED PERFORMANCE XS STANDARD CARDAN TRIO | 2700 K | 468
383 | L7PXG62TSSQ | PROLED PERFORMANCE XS STANDARD CARDAN TRIO | 3000 K | 468
383 | L7PXG64TSSQ | PROLED PERFORMANCE XS STANDARD CARDAN TRIO | 3000 K | 468
383 | L7PXG82TSSQ | PROLED PERFORMANCE XS STANDARD CARDAN TRIO | 4000 K | 468
383 | L7PXG84TSSQ | PROLED PERFORMANCE XS STANDARD CARDAN TRIO | 4000 K | 468
383 | L7PXM32TSSQ | PROLED PERFORMANCE XS STANDARD CARDAN TRIO | 2700 K | 468
383 | L7PXM34TSSQ | PROLED PERFORMANCE XS STANDARD CARDAN TRIO | 2700 K | 468
383 | L7PXM62TSSQ | PROLED PERFORMANCE XS STANDARD CARDAN TRIO | 3000 K | 468
383 | L7PXM64TSSQ | PROLED PERFORMANCE XS STANDARD CARDAN TRIO | 3000 K | 468
383 | L7PXM82TSSQ | PROLED PERFORMANCE XS STANDARD CARDAN TRIO | 4000 K | 468
383 | L7PXM84TSSQ | PROLED PERFORMANCE XS STANDARD CARDAN TRIO | 4000 K | 468
383 | L7PXS32TSSQ | PROLED PERFORMANCE XS STANDARD CARDAN TRIO | 2700 K | 468
383 | L7PXS34TSSQ | PROLED PERFORMANCE XS STANDARD CARDAN TRIO | 2700 K | 468
383 | L7PXS62TSSQ | PROLED PERFORMANCE XS STANDARD CARDAN TRIO | 3000 K | 468
383 | L7PXS64TSSQ | PROLED PERFORMANCE XS STANDARD CARDAN TRIO | 3000 K | 468
383 | L7PXS82TSSQ | PROLED PERFORMANCE XS STANDARD CARDAN TRIO | 4000 K | 468
383 | L7PXS84TSSQ | PROLED PERFORMANCE XS STANDARD CARDAN TRIO | 4000 K | 468
383 | L7PXW32TSSQ | PROLED PERFORMANCE XS STANDARD CARDAN TRIO | 2700 K | 468
383 | L7PXW34TSSQ | PROLED PERFORMANCE XS STANDARD CARDAN TRIO | 2700 K | 468
383 | L7PXW62TSSQ | PROLED PERFORMANCE XS STANDARD CARDAN TRIO | 3000 K | 468
383 | L7PXW64TSSQ | PROLED PERFORMANCE XS STANDARD CARDAN TRIO | 3000 K | 468
383 | L7PXW82TSSQ | PROLED PERFORMANCE XS STANDARD CARDAN TRIO | 4000 K | 468
383 | L7PXW84TSSQ | PROLED PERFORMANCE XS STANDARD CARDAN TRIO | 4000 K | 468
383 | L7PXB32TTSQ | PROLED PERFORMANCE XS TRIMLESS CARDAN TRIO | 2700 K | 512.85
383 | L7PXB34TTSQ | PROLED PERFORMANCE XS TRIMLESS CARDAN TRIO | 2700 K | 512.85
383 | L7PXB62TTSQ | PROLED PERFORMANCE XS TRIMLESS CARDAN TRIO | 3000 K | 512.85
383 | L7PXB64TTSQ | PROLED PERFORMANCE XS TRIMLESS CARDAN TRIO | 3000 K | 512.85
383 | L7PXB82TTSQ | PROLED PERFORMANCE XS TRIMLESS CARDAN TRIO | 4000 K | 512.85
383 | L7PXB84TTSQ | PROLED PERFORMANCE XS TRIMLESS CARDAN TRIO | 4000 K | 512.85
383 | L7PXC32TTSQ | PROLED PERFORMANCE XS TRIMLESS CARDAN TRIO | 2700 K | 512.85
383 | L7PXC34TTSQ | PROLED PERFORMANCE XS TRIMLESS CARDAN TRIO | 2700 K | 512.85
383 | L7PXC62TTSQ | PROLED PERFORMANCE XS TRIMLESS CARDAN TRIO | 3000 K | 512.85
383 | L7PXC64TTSQ | PROLED PERFORMANCE XS TRIMLESS CARDAN TRIO | 3000 K | 512.85
383 | L7PXC82TTSQ | PROLED PERFORMANCE XS TRIMLESS CARDAN TRIO | 4000 K | 512.85
383 | L7PXC84TTSQ | PROLED PERFORMANCE XS TRIMLESS CARDAN TRIO | 4000 K | 512.85
383 | L7PXG32TTSQ | PROLED PERFORMANCE XS TRIMLESS CARDAN TRIO | 2700 K | 512.85
383 | L7PXG34TTSQ | PROLED PERFORMANCE XS TRIMLESS CARDAN TRIO | 2700 K | 512.85
383 | L7PXG62TTSQ | PROLED PERFORMANCE XS TRIMLESS CARDAN TRIO | 3000 K | 512.85
383 | L7PXG64TTSQ | PROLED PERFORMANCE XS TRIMLESS CARDAN TRIO | 3000 K | 512.85
383 | L7PXG82TTSQ | PROLED PERFORMANCE XS TRIMLESS CARDAN TRIO | 4000 K | 512.85
383 | L7PXG84TTSQ | PROLED PERFORMANCE XS TRIMLESS CARDAN TRIO | 4000 K | 512.85
383 | L7PXM32TTSQ | PROLED PERFORMANCE XS TRIMLESS CARDAN TRIO | 2700 K | 512.85
383 | L7PXM34TTSQ | PROLED PERFORMANCE XS TRIMLESS CARDAN TRIO | 2700 K | 512.85
383 | L7PXM62TTSQ | PROLED PERFORMANCE XS TRIMLESS CARDAN TRIO | 3000 K | 512.85
383 | L7PXM64TTSQ | PROLED PERFORMANCE XS TRIMLESS CARDAN TRIO | 3000 K | 512.85
383 | L7PXM82TTSQ | PROLED PERFORMANCE XS TRIMLESS CARDAN TRIO | 4000 K | 512.85
383 | L7PXM84TTSQ | PROLED PERFORMANCE XS TRIMLESS CARDAN TRIO | 4000 K | 512.85
383 | L7PXS32TTSQ | PROLED PERFORMANCE XS TRIMLESS CARDAN TRIO | 2700 K | 512.85
383 | L7PXS34TTSQ | PROLED PERFORMANCE XS TRIMLESS CARDAN TRIO | 2700 K | 512.85
383 | L7PXS62TTSQ | PROLED PERFORMANCE XS TRIMLESS CARDAN TRIO | 3000 K | 512.85
383 | L7PXS64TTSQ | PROLED PERFORMANCE XS TRIMLESS CARDAN TRIO | 3000 K | 512.85
383 | L7PXS82TTSQ | PROLED PERFORMANCE XS TRIMLESS CARDAN TRIO | 4000 K | 512.85
383 | L7PXS84TTSQ | PROLED PERFORMANCE XS TRIMLESS CARDAN TRIO | 4000 K | 512.85
383 | L7PXW32TTSQ | PROLED PERFORMANCE XS TRIMLESS CARDAN TRIO | 2700 K | 512.85
383 | L7PXW34TTSQ | PROLED PERFORMANCE XS TRIMLESS CARDAN TRIO | 2700 K | 512.85
383 | L7PXW62TTSQ | PROLED PERFORMANCE XS TRIMLESS CARDAN TRIO | 3000 K | 512.85
383 | L7PXW64TTSQ | PROLED PERFORMANCE XS TRIMLESS CARDAN TRIO | 3000 K | 512.85
383 | L7PXW82TTSQ | PROLED PERFORMANCE XS TRIMLESS CARDAN TRIO | 4000 K | 512.85
383 | L7PXW84TTSQ | PROLED PERFORMANCE XS TRIMLESS CARDAN TRIO | 4000 K | 512.85
385 | L7PXB32QSSQ | PROLED PERFORMANCE XS STANDARD CARDAN QUATTRO | 2700 K | 610.35
385 | L7PXB34QSSQ | PROLED PERFORMANCE XS STANDARD CARDAN QUATTRO | 2700 K | 610.35
385 | L7PXB62QSSQ | PROLED PERFORMANCE XS STANDARD CARDAN QUATTRO | 3000 K | 610.35
385 | L7PXB64QSSQ | PROLED PERFORMANCE XS STANDARD CARDAN QUATTRO | 3000 K | 610.35
385 | L7PXB82QSSQ | PROLED PERFORMANCE XS STANDARD CARDAN QUATTRO | 4000 K | 610.35
385 | L7PXB84QSSQ | PROLED PERFORMANCE XS STANDARD CARDAN QUATTRO | 4000 K | 610.35
385 | L7PXC32QSSQ | PROLED PERFORMANCE XS STANDARD CARDAN QUATTRO | 2700 K | 610.35
385 | L7PXC34QSSQ | PROLED PERFORMANCE XS STANDARD CARDAN QUATTRO | 2700 K | 610.35
385 | L7PXC62QSSQ | PROLED PERFORMANCE XS STANDARD CARDAN QUATTRO | 3000 K | 610.35
385 | L7PXC64QSSQ | PROLED PERFORMANCE XS STANDARD CARDAN QUATTRO | 3000 K | 610.35
385 | L7PXC82QSSQ | PROLED PERFORMANCE XS STANDARD CARDAN QUATTRO | 4000 K | 610.35
385 | L7PXC84QSSQ | PROLED PERFORMANCE XS STANDARD CARDAN QUATTRO | 4000 K | 610.35
385 | L7PXG32QSSQ | PROLED PERFORMANCE XS STANDARD CARDAN QUATTRO | 2700 K | 610.35
385 | L7PXG34QSSQ | PROLED PERFORMANCE XS STANDARD CARDAN QUATTRO | 2700 K | 610.35
385 | L7PXG62QSSQ | PROLED PERFORMANCE XS STANDARD CARDAN QUATTRO | 3000 K | 610.35
385 | L7PXG64QSSQ | PROLED PERFORMANCE XS STANDARD CARDAN QUATTRO | 3000 K | 610.35
385 | L7PXG82QSSQ | PROLED PERFORMANCE XS STANDARD CARDAN QUATTRO | 4000 K | 610.35
385 | L7PXG84QSSQ | PROLED PERFORMANCE XS STANDARD CARDAN QUATTRO | 4000 K | 610.35
385 | L7PXM32QSSQ | PROLED PERFORMANCE XS STANDARD CARDAN QUATTRO | 2700 K | 610.35
385 | L7PXM34QSSQ | PROLED PERFORMANCE XS STANDARD CARDAN QUATTRO | 2700 K | 610.35
385 | L7PXM62QSSQ | PROLED PERFORMANCE XS STANDARD CARDAN QUATTRO | 3000 K | 610.35
385 | L7PXM64QSSQ | PROLED PERFORMANCE XS STANDARD CARDAN QUATTRO | 3000 K | 610.35
385 | L7PXM82QSSQ | PROLED PERFORMANCE XS STANDARD CARDAN QUATTRO | 4000 K | 610.35
385 | L7PXM84QSSQ | PROLED PERFORMANCE XS STANDARD CARDAN QUATTRO | 4000 K | 610.35
385 | L7PXS32QSSQ | PROLED PERFORMANCE XS STANDARD CARDAN QUATTRO | 2700 K | 610.35
385 | L7PXS34QSSQ | PROLED PERFORMANCE XS STANDARD CARDAN QUATTRO | 2700 K | 610.35
385 | L7PXS62QSSQ | PROLED PERFORMANCE XS STANDARD CARDAN QUATTRO | 3000 K | 610.35
385 | L7PXS64QSSQ | PROLED PERFORMANCE XS STANDARD CARDAN QUATTRO | 3000 K | 610.35
385 | L7PXS82QSSQ | PROLED PERFORMANCE XS STANDARD CARDAN QUATTRO | 4000 K | 610.35
385 | L7PXS84QSSQ | PROLED PERFORMANCE XS STANDARD CARDAN QUATTRO | 4000 K | 610.35
385 | L7PXW32QSSQ | PROLED PERFORMANCE XS STANDARD CARDAN QUATTRO | 2700 K | 610.35
385 | L7PXW34QSSQ | PROLED PERFORMANCE XS STANDARD CARDAN QUATTRO | 2700 K | 610.35
385 | L7PXW62QSSQ | PROLED PERFORMANCE XS STANDARD CARDAN QUATTRO | 3000 K | 610.35
385 | L7PXW64QSSQ | PROLED PERFORMANCE XS STANDARD CARDAN QUATTRO | 3000 K | 610.35
385 | L7PXW82QSSQ | PROLED PERFORMANCE XS STANDARD CARDAN QUATTRO | 4000 K | 610.35
385 | L7PXW84QSSQ | PROLED PERFORMANCE XS STANDARD CARDAN QUATTRO | 4000 K | 610.35
385 | L7PXB32QTSQ | PROLED PERFORMANCE XS TRIMLESS CARDAN QUATTRO | 2700 K | 659.1
385 | L7PXB34QTSQ | PROLED PERFORMANCE XS TRIMLESS CARDAN QUATTRO | 2700 K | 659.1
385 | L7PXB62QTSQ | PROLED PERFORMANCE XS TRIMLESS CARDAN QUATTRO | 3000 K | 659.1
385 | L7PXB64QTSQ | PROLED PERFORMANCE XS TRIMLESS CARDAN QUATTRO | 3000 K | 659.1
385 | L7PXB82QTSQ | PROLED PERFORMANCE XS TRIMLESS CARDAN QUATTRO | 4000 K | 659.1
385 | L7PXB84QTSQ | PROLED PERFORMANCE XS TRIMLESS CARDAN QUATTRO | 4000 K | 659.1
385 | L7PXC32QTSQ | PROLED PERFORMANCE XS TRIMLESS CARDAN QUATTRO | 2700 K | 659.1
385 | L7PXC34QTSQ | PROLED PERFORMANCE XS TRIMLESS CARDAN QUATTRO | 2700 K | 659.1
385 | L7PXC62QTSQ | PROLED PERFORMANCE XS TRIMLESS CARDAN QUATTRO | 3000 K | 659.1
385 | L7PXC64QTSQ | PROLED PERFORMANCE XS TRIMLESS CARDAN QUATTRO | 3000 K | 659.1
385 | L7PXC82QTSQ | PROLED PERFORMANCE XS TRIMLESS CARDAN QUATTRO | 4000 K | 659.1
385 | L7PXC84QTSQ | PROLED PERFORMANCE XS TRIMLESS CARDAN QUATTRO | 4000 K | 659.1
385 | L7PXG32QTSQ | PROLED PERFORMANCE XS TRIMLESS CARDAN QUATTRO | 2700 K | 659.1
385 | L7PXG34QTSQ | PROLED PERFORMANCE XS TRIMLESS CARDAN QUATTRO | 2700 K | 659.1
385 | L7PXG62QTSQ | PROLED PERFORMANCE XS TRIMLESS CARDAN QUATTRO | 3000 K | 659.1
385 | L7PXG64QTSQ | PROLED PERFORMANCE XS TRIMLESS CARDAN QUATTRO | 3000 K | 659.1
385 | L7PXG82QTSQ | PROLED PERFORMANCE XS TRIMLESS CARDAN QUATTRO | 4000 K | 659.1
385 | L7PXG84QTSQ | PROLED PERFORMANCE XS TRIMLESS CARDAN QUATTRO | 4000 K | 659.1
385 | L7PXM32QTSQ | PROLED PERFORMANCE XS TRIMLESS CARDAN QUATTRO | 2700 K | 659.1
385 | L7PXM34QTSQ | PROLED PERFORMANCE XS TRIMLESS CARDAN QUATTRO | 2700 K | 659.1
385 | L7PXM62QTSQ | PROLED PERFORMANCE XS TRIMLESS CARDAN QUATTRO | 3000 K | 659.1
385 | L7PXM64QTSQ | PROLED PERFORMANCE XS TRIMLESS CARDAN QUATTRO | 3000 K | 659.1
385 | L7PXM82QTSQ | PROLED PERFORMANCE XS TRIMLESS CARDAN QUATTRO | 4000 K | 659.1
385 | L7PXM84QTSQ | PROLED PERFORMANCE XS TRIMLESS CARDAN QUATTRO | 4000 K | 659.1
385 | L7PXS32QTSQ | PROLED PERFORMANCE XS TRIMLESS CARDAN QUATTRO | 2700 K | 659.1
385 | L7PXS34QTSQ | PROLED PERFORMANCE XS TRIMLESS CARDAN QUATTRO | 2700 K | 659.1
385 | L7PXS62QTSQ | PROLED PERFORMANCE XS TRIMLESS CARDAN QUATTRO | 3000 K | 659.1
385 | L7PXS64QTSQ | PROLED PERFORMANCE XS TRIMLESS CARDAN QUATTRO | 3000 K | 659.1
385 | L7PXS82QTSQ | PROLED PERFORMANCE XS TRIMLESS CARDAN QUATTRO | 4000 K | 659.1
385 | L7PXS84QTSQ | PROLED PERFORMANCE XS TRIMLESS CARDAN QUATTRO | 4000 K | 659.1
385 | L7PXW32QTSQ | PROLED PERFORMANCE XS TRIMLESS CARDAN QUATTRO | 2700 K | 659.1
385 | L7PXW34QTSQ | PROLED PERFORMANCE XS TRIMLESS CARDAN QUATTRO | 2700 K | 659.1
385 | L7PXW62QTSQ | PROLED PERFORMANCE XS TRIMLESS CARDAN QUATTRO | 3000 K | 659.1
385 | L7PXW64QTSQ | PROLED PERFORMANCE XS TRIMLESS CARDAN QUATTRO | 3000 K | 659.1
385 | L7PXW82QTSQ | PROLED PERFORMANCE XS TRIMLESS CARDAN QUATTRO | 4000 K | 659.1
385 | L7PXW84QTSQ | PROLED PERFORMANCE XS TRIMLESS CARDAN QUATTRO | 4000 K | 659.1
387 | L7PSB32SRO | PROLED PERFORMANCE S 2G STANDARD SPOT ROUND | 2700 K | 210.6
387 | L7PSB34SRO | PROLED PERFORMANCE S 2G STANDARD SPOT ROUND | 2700 K | 210.6
387 | L7PSB62SRO | PROLED PERFORMANCE S 2G STANDARD SPOT ROUND | 3000 K | 210.6
387 | L7PSB64SRO | PROLED PERFORMANCE S 2G STANDARD SPOT ROUND | 3000 K | 210.6
387 | L7PSB82SRO | PROLED PERFORMANCE S 2G STANDARD SPOT ROUND | 4000 K | 210.6
387 | L7PSB84SRO | PROLED PERFORMANCE S 2G STANDARD SPOT ROUND | 4000 K | 210.6
387 | L7PSC32SRO | PROLED PERFORMANCE S 2G STANDARD SPOT ROUND | 2700 K | 210.6
387 | L7PSC34SRO | PROLED PERFORMANCE S 2G STANDARD SPOT ROUND | 2700 K | 210.6
387 | L7PSC62SRO | PROLED PERFORMANCE S 2G STANDARD SPOT ROUND | 3000 K | 210.6
387 | L7PSC64SRO | PROLED PERFORMANCE S 2G STANDARD SPOT ROUND | 3000 K | 210.6
387 | L7PSC82SRO | PROLED PERFORMANCE S 2G STANDARD SPOT ROUND | 4000 K | 210.6
387 | L7PSC84SRO | PROLED PERFORMANCE S 2G STANDARD SPOT ROUND | 4000 K | 210.6
387 | L7PSG32SRO | PROLED PERFORMANCE S 2G STANDARD SPOT ROUND | 2700 K | 210.6
387 | L7PSG34SRO | PROLED PERFORMANCE S 2G STANDARD SPOT ROUND | 2700 K | 210.6
387 | L7PSG62SRO | PROLED PERFORMANCE S 2G STANDARD SPOT ROUND | 3000 K | 210.6
387 | L7PSG64SRO | PROLED PERFORMANCE S 2G STANDARD SPOT ROUND | 3000 K | 210.6
387 | L7PSG82SRO | PROLED PERFORMANCE S 2G STANDARD SPOT ROUND | 4000 K | 210.6
387 | L7PSG84SRO | PROLED PERFORMANCE S 2G STANDARD SPOT ROUND | 4000 K | 210.6
387 | L7PSM32SRO | PROLED PERFORMANCE S 2G STANDARD SPOT ROUND | 2700 K | 210.6
387 | L7PSM34SRO | PROLED PERFORMANCE S 2G STANDARD SPOT ROUND | 2700 K | 210.6
387 | L7PSM62SRO | PROLED PERFORMANCE S 2G STANDARD SPOT ROUND | 3000 K | 210.6
387 | L7PSM64SRO | PROLED PERFORMANCE S 2G STANDARD SPOT ROUND | 3000 K | 210.6
387 | L7PSM82SRO | PROLED PERFORMANCE S 2G STANDARD SPOT ROUND | 4000 K | 210.6
387 | L7PSM84SRO | PROLED PERFORMANCE S 2G STANDARD SPOT ROUND | 4000 K | 210.6
387 | L7PSS32SRO | PROLED PERFORMANCE S 2G STANDARD SPOT ROUND | 2700 K | 210.6
387 | L7PSS34SRO | PROLED PERFORMANCE S 2G STANDARD SPOT ROUND | 2700 K | 210.6
387 | L7PSS62SRO | PROLED PERFORMANCE S 2G STANDARD SPOT ROUND | 3000 K | 210.6
387 | L7PSS64SRO | PROLED PERFORMANCE S 2G STANDARD SPOT ROUND | 3000 K | 210.6
387 | L7PSS82SRO | PROLED PERFORMANCE S 2G STANDARD SPOT ROUND | 4000 K | 210.6
387 | L7PSS84SRO | PROLED PERFORMANCE S 2G STANDARD SPOT ROUND | 4000 K | 210.6
387 | L7PSW32SRO | PROLED PERFORMANCE S 2G STANDARD SPOT ROUND | 2700 K | 210.6
387 | L7PSW34SRO | PROLED PERFORMANCE S 2G STANDARD SPOT ROUND | 2700 K | 210.6
387 | L7PSW62SRO | PROLED PERFORMANCE S 2G STANDARD SPOT ROUND | 3000 K | 210.6
387 | L7PSW64SRO | PROLED PERFORMANCE S 2G STANDARD SPOT ROUND | 3000 K | 210.6
387 | L7PSW82SRO | PROLED PERFORMANCE S 2G STANDARD SPOT ROUND | 4000 K | 210.6
387 | L7PSW84SRO | PROLED PERFORMANCE S 2G STANDARD SPOT ROUND | 4000 K | 210.6
387 | L7PSB32SSQ | PROLED PERFORMANCE S 2G STANDARD SPOT SQUARE | 2700 K | 210.6
387 | L7PSB34SSQ | PROLED PERFORMANCE S 2G STANDARD SPOT SQUARE | 2700 K | 210.6
387 | L7PSB62SSQ | PROLED PERFORMANCE S 2G STANDARD SPOT SQUARE | 3000 K | 210.6
387 | L7PSB64SSQ | PROLED PERFORMANCE S 2G STANDARD SPOT SQUARE | 3000 K | 210.6
387 | L7PSB82SSQ | PROLED PERFORMANCE S 2G STANDARD SPOT SQUARE | 4000 K | 210.6
387 | L7PSB84SSQ | PROLED PERFORMANCE S 2G STANDARD SPOT SQUARE | 4000 K | 210.6
387 | L7PSC32SSQ | PROLED PERFORMANCE S 2G STANDARD SPOT SQUARE | 2700 K | 210.6
387 | L7PSC34SSQ | PROLED PERFORMANCE S 2G STANDARD SPOT SQUARE | 2700 K | 210.6
387 | L7PSC62SSQ | PROLED PERFORMANCE S 2G STANDARD SPOT SQUARE | 3000 K | 210.6
387 | L7PSC64SSQ | PROLED PERFORMANCE S 2G STANDARD SPOT SQUARE | 3000 K | 210.6
387 | L7PSC82SSQ | PROLED PERFORMANCE S 2G STANDARD SPOT SQUARE | 4000 K | 210.6
387 | L7PSC84SSQ | PROLED PERFORMANCE S 2G STANDARD SPOT SQUARE | 4000 K | 210.6
387 | L7PSG32SSQ | PROLED PERFORMANCE S 2G STANDARD SPOT SQUARE | 2700 K | 210.6
387 | L7PSG34SSQ | PROLED PERFORMANCE S 2G STANDARD SPOT SQUARE | 2700 K | 210.6
387 | L7PSG62SSQ | PROLED PERFORMANCE S 2G STANDARD SPOT SQUARE | 3000 K | 210.6
387 | L7PSG64SSQ | PROLED PERFORMANCE S 2G STANDARD SPOT SQUARE | 3000 K | 210.6
387 | L7PSG82SSQ | PROLED PERFORMANCE S 2G STANDARD SPOT SQUARE | 4000 K | 210.6
387 | L7PSG84SSQ | PROLED PERFORMANCE S 2G STANDARD SPOT SQUARE | 4000 K | 210.6
387 | L7PSM32SSQ | PROLED PERFORMANCE S 2G STANDARD SPOT SQUARE | 2700 K | 210.6
387 | L7PSM34SSQ | PROLED PERFORMANCE S 2G STANDARD SPOT SQUARE | 2700 K | 210.6
387 | L7PSM62SSQ | PROLED PERFORMANCE S 2G STANDARD SPOT SQUARE | 3000 K | 210.6
387 | L7PSM64SSQ | PROLED PERFORMANCE S 2G STANDARD SPOT SQUARE | 3000 K | 210.6
387 | L7PSM82SSQ | PROLED PERFORMANCE S 2G STANDARD SPOT SQUARE | 4000 K | 210.6
387 | L7PSM84SSQ | PROLED PERFORMANCE S 2G STANDARD SPOT SQUARE | 4000 K | 210.6
387 | L7PSS32SSQ | PROLED PERFORMANCE S 2G STANDARD SPOT SQUARE | 2700 K | 210.6
387 | L7PSS34SSQ | PROLED PERFORMANCE S 2G STANDARD SPOT SQUARE | 2700 K | 210.6
387 | L7PSS62SSQ | PROLED PERFORMANCE S 2G STANDARD SPOT SQUARE | 3000 K | 210.6
387 | L7PSS64SSQ | PROLED PERFORMANCE S 2G STANDARD SPOT SQUARE | 3000 K | 210.6
387 | L7PSS82SSQ | PROLED PERFORMANCE S 2G STANDARD SPOT SQUARE | 4000 K | 210.6
387 | L7PSS84SSQ | PROLED PERFORMANCE S 2G STANDARD SPOT SQUARE | 4000 K | 210.6
387 | L7PSW32SSQ | PROLED PERFORMANCE S 2G STANDARD SPOT SQUARE | 2700 K | 210.6
387 | L7PSW34SSQ | PROLED PERFORMANCE S 2G STANDARD SPOT SQUARE | 2700 K | 210.6
387 | L7PSW62SSQ | PROLED PERFORMANCE S 2G STANDARD SPOT SQUARE | 3000 K | 210.6
387 | L7PSW64SSQ | PROLED PERFORMANCE S 2G STANDARD SPOT SQUARE | 3000 K | 210.6
387 | L7PSW82SSQ | PROLED PERFORMANCE S 2G STANDARD SPOT SQUARE | 4000 K | 210.6
387 | L7PSW84SSQ | PROLED PERFORMANCE S 2G STANDARD SPOT SQUARE | 4000 K | 210.6
387 | L7PSB32TRO | PROLED PERFORMANCE S 2G TRIMLESS SPOT ROUND | 2700 K | 230.1
387 | L7PSB34TRO | PROLED PERFORMANCE S 2G TRIMLESS SPOT ROUND | 2700 K | 230.1
387 | L7PSB62TRO | PROLED PERFORMANCE S 2G TRIMLESS SPOT ROUND | 3000 K | 230.1
387 | L7PSB64TRO | PROLED PERFORMANCE S 2G TRIMLESS SPOT ROUND | 3000 K | 230.1
387 | L7PSB82TRO | PROLED PERFORMANCE S 2G TRIMLESS SPOT ROUND | 4000 K | 230.1
387 | L7PSB84TRO | PROLED PERFORMANCE S 2G TRIMLESS SPOT ROUND | 4000 K | 230.1
387 | L7PSC32TRO | PROLED PERFORMANCE S 2G TRIMLESS SPOT ROUND | 2700 K | 230.1
387 | L7PSC34TRO | PROLED PERFORMANCE S 2G TRIMLESS SPOT ROUND | 2700 K | 230.1
387 | L7PSC62TRO | PROLED PERFORMANCE S 2G TRIMLESS SPOT ROUND | 3000 K | 230.1
387 | L7PSC64TRO | PROLED PERFORMANCE S 2G TRIMLESS SPOT ROUND | 3000 K | 230.1
387 | L7PSC82TRO | PROLED PERFORMANCE S 2G TRIMLESS SPOT ROUND | 4000 K | 230.1
387 | L7PSC84TRO | PROLED PERFORMANCE S 2G TRIMLESS SPOT ROUND | 4000 K | 230.1
387 | L7PSG32TRO | PROLED PERFORMANCE S 2G TRIMLESS SPOT ROUND | 2700 K | 230.1
387 | L7PSG34TRO | PROLED PERFORMANCE S 2G TRIMLESS SPOT ROUND | 2700 K | 230.1
387 | L7PSG62TRO | PROLED PERFORMANCE S 2G TRIMLESS SPOT ROUND | 3000 K | 230.1
387 | L7PSG64TRO | PROLED PERFORMANCE S 2G TRIMLESS SPOT ROUND | 3000 K | 230.1
387 | L7PSG82TRO | PROLED PERFORMANCE S 2G TRIMLESS SPOT ROUND | 4000 K | 230.1
387 | L7PSG84TRO | PROLED PERFORMANCE S 2G TRIMLESS SPOT ROUND | 4000 K | 230.1
387 | L7PSM32TRO | PROLED PERFORMANCE S 2G TRIMLESS SPOT ROUND | 2700 K | 230.1
387 | L7PSM34TRO | PROLED PERFORMANCE S 2G TRIMLESS SPOT ROUND | 2700 K | 230.1
387 | L7PSM62TRO | PROLED PERFORMANCE S 2G TRIMLESS SPOT ROUND | 3000 K | 230.1
387 | L7PSM64TRO | PROLED PERFORMANCE S 2G TRIMLESS SPOT ROUND | 3000 K | 230.1
387 | L7PSM82TRO | PROLED PERFORMANCE S 2G TRIMLESS SPOT ROUND | 4000 K | 230.1
387 | L7PSM84TRO | PROLED PERFORMANCE S 2G TRIMLESS SPOT ROUND | 4000 K | 230.1
387 | L7PSS32TRO | PROLED PERFORMANCE S 2G TRIMLESS SPOT ROUND | 2700 K | 230.1
387 | L7PSS34TRO | PROLED PERFORMANCE S 2G TRIMLESS SPOT ROUND | 2700 K | 230.1
387 | L7PSS62TRO | PROLED PERFORMANCE S 2G TRIMLESS SPOT ROUND | 3000 K | 230.1
387 | L7PSS64TRO | PROLED PERFORMANCE S 2G TRIMLESS SPOT ROUND | 3000 K | 230.1
387 | L7PSS82TRO | PROLED PERFORMANCE S 2G TRIMLESS SPOT ROUND | 4000 K | 230.1
387 | L7PSS84TRO | PROLED PERFORMANCE S 2G TRIMLESS SPOT ROUND | 4000 K | 230.1
387 | L7PSW32TRO | PROLED PERFORMANCE S 2G TRIMLESS SPOT ROUND | 2700 K | 230.1
387 | L7PSW34TRO | PROLED PERFORMANCE S 2G TRIMLESS SPOT ROUND | 2700 K | 230.1
387 | L7PSW62TRO | PROLED PERFORMANCE S 2G TRIMLESS SPOT ROUND | 3000 K | 230.1
387 | L7PSW64TRO | PROLED PERFORMANCE S 2G TRIMLESS SPOT ROUND | 3000 K | 230.1
387 | L7PSW82TRO | PROLED PERFORMANCE S 2G TRIMLESS SPOT ROUND | 4000 K | 230.1
387 | L7PSW84TRO | PROLED PERFORMANCE S 2G TRIMLESS SPOT ROUND | 4000 K | 230.1
387 | L7PSB32TSQ | PROLED PERFORMANCE S 2G TRIMLESS SPOT SQUARE | 2700 K | 230.1
387 | L7PSB34TSQ | PROLED PERFORMANCE S 2G TRIMLESS SPOT SQUARE | 2700 K | 230.1
387 | L7PSB62TSQ | PROLED PERFORMANCE S 2G TRIMLESS SPOT SQUARE | 3000 K | 230.1
387 | L7PSB64TSQ | PROLED PERFORMANCE S 2G TRIMLESS SPOT SQUARE | 3000 K | 230.1
387 | L7PSB82TSQ | PROLED PERFORMANCE S 2G TRIMLESS SPOT SQUARE | 4000 K | 230.1
387 | L7PSB84TSQ | PROLED PERFORMANCE S 2G TRIMLESS SPOT SQUARE | 4000 K | 230.1
387 | L7PSC32TSQ | PROLED PERFORMANCE S 2G TRIMLESS SPOT SQUARE | 2700 K | 230.1
387 | L7PSC34TSQ | PROLED PERFORMANCE S 2G TRIMLESS SPOT SQUARE | 2700 K | 230.1
387 | L7PSC62TSQ | PROLED PERFORMANCE S 2G TRIMLESS SPOT SQUARE | 3000 K | 230.1
387 | L7PSC64TSQ | PROLED PERFORMANCE S 2G TRIMLESS SPOT SQUARE | 3000 K | 230.1
387 | L7PSC82TSQ | PROLED PERFORMANCE S 2G TRIMLESS SPOT SQUARE | 4000 K | 230.1
387 | L7PSC84TSQ | PROLED PERFORMANCE S 2G TRIMLESS SPOT SQUARE | 4000 K | 230.1
387 | L7PSG32TSQ | PROLED PERFORMANCE S 2G TRIMLESS SPOT SQUARE | 2700 K | 230.1
387 | L7PSG34TSQ | PROLED PERFORMANCE S 2G TRIMLESS SPOT SQUARE | 2700 K | 230.1
387 | L7PSG62TSQ | PROLED PERFORMANCE S 2G TRIMLESS SPOT SQUARE | 3000 K | 230.1
387 | L7PSG64TSQ | PROLED PERFORMANCE S 2G TRIMLESS SPOT SQUARE | 3000 K | 230.1
387 | L7PSG82TSQ | PROLED PERFORMANCE S 2G TRIMLESS SPOT SQUARE | 4000 K | 230.1
387 | L7PSG84TSQ | PROLED PERFORMANCE S 2G TRIMLESS SPOT SQUARE | 4000 K | 230.1
387 | L7PSM32TSQ | PROLED PERFORMANCE S 2G TRIMLESS SPOT SQUARE | 2700 K | 230.1
387 | L7PSM34TSQ | PROLED PERFORMANCE S 2G TRIMLESS SPOT SQUARE | 2700 K | 230.1
387 | L7PSM62TSQ | PROLED PERFORMANCE S 2G TRIMLESS SPOT SQUARE | 3000 K | 230.1
387 | L7PSM64TSQ | PROLED PERFORMANCE S 2G TRIMLESS SPOT SQUARE | 3000 K | 230.1
387 | L7PSM82TSQ | PROLED PERFORMANCE S 2G TRIMLESS SPOT SQUARE | 4000 K | 230.1
387 | L7PSM84TSQ | PROLED PERFORMANCE S 2G TRIMLESS SPOT SQUARE | 4000 K | 230.1
387 | L7PSS32TSQ | PROLED PERFORMANCE S 2G TRIMLESS SPOT SQUARE | 2700 K | 230.1
387 | L7PSS34TSQ | PROLED PERFORMANCE S 2G TRIMLESS SPOT SQUARE | 2700 K | 230.1
387 | L7PSS62TSQ | PROLED PERFORMANCE S 2G TRIMLESS SPOT SQUARE | 3000 K | 230.1
387 | L7PSS64TSQ | PROLED PERFORMANCE S 2G TRIMLESS SPOT SQUARE | 3000 K | 230.1
387 | L7PSS82TSQ | PROLED PERFORMANCE S 2G TRIMLESS SPOT SQUARE | 4000 K | 230.1
387 | L7PSS84TSQ | PROLED PERFORMANCE S 2G TRIMLESS SPOT SQUARE | 4000 K | 230.1
387 | L7PSW32TSQ | PROLED PERFORMANCE S 2G TRIMLESS SPOT SQUARE | 2700 K | 230.1
387 | L7PSW34TSQ | PROLED PERFORMANCE S 2G TRIMLESS SPOT SQUARE | 2700 K | 230.1
387 | L7PSW62TSQ | PROLED PERFORMANCE S 2G TRIMLESS SPOT SQUARE | 3000 K | 230.1
387 | L7PSW64TSQ | PROLED PERFORMANCE S 2G TRIMLESS SPOT SQUARE | 3000 K | 230.1
387 | L7PSW82TSQ | PROLED PERFORMANCE S 2G TRIMLESS SPOT SQUARE | 4000 K | 230.1
387 | L7PSW84TSQ | PROLED PERFORMANCE S 2G TRIMLESS SPOT SQUARE | 4000 K | 230.1
389 | L7PSFB33SRO | PROLED PERFORMANCE S 2G STANDARD SPOT FIXED ROUND | 2700 K | 210.6
389 | L7PSFB34SRO | PROLED PERFORMANCE S 2G STANDARD SPOT FIXED ROUND | 2700 K | 210.6
389 | L7PSFB63SRO | PROLED PERFORMANCE S 2G STANDARD SPOT FIXED ROUND | 3000 K | 210.6
389 | L7PSFB64SRO | PROLED PERFORMANCE S 2G STANDARD SPOT FIXED ROUND | 3000 K | 210.6
389 | L7PSFB83SRO | PROLED PERFORMANCE S 2G STANDARD SPOT FIXED ROUND | 4000 K | 210.6
389 | L7PSFB84SRO | PROLED PERFORMANCE S 2G STANDARD SPOT FIXED ROUND | 4000 K | 210.6
389 | L7PSFC33SRO | PROLED PERFORMANCE S 2G STANDARD SPOT FIXED ROUND | 2700 K | 210.6
389 | L7PSFC34SRO | PROLED PERFORMANCE S 2G STANDARD SPOT FIXED ROUND | 2700 K | 210.6
389 | L7PSFC63SRO | PROLED PERFORMANCE S 2G STANDARD SPOT FIXED ROUND | 3000 K | 210.6
389 | L7PSFC64SRO | PROLED PERFORMANCE S 2G STANDARD SPOT FIXED ROUND | 3000 K | 210.6
389 | L7PSFC83SRO | PROLED PERFORMANCE S 2G STANDARD SPOT FIXED ROUND | 4000 K | 210.6
389 | L7PSFC84SRO | PROLED PERFORMANCE S 2G STANDARD SPOT FIXED ROUND | 4000 K | 210.6
389 | L7PSFG33SRO | PROLED PERFORMANCE S 2G STANDARD SPOT FIXED ROUND | 2700 K | 210.6
389 | L7PSFG34SRO | PROLED PERFORMANCE S 2G STANDARD SPOT FIXED ROUND | 2700 K | 210.6
389 | L7PSFG63SRO | PROLED PERFORMANCE S 2G STANDARD SPOT FIXED ROUND | 3000 K | 210.6
389 | L7PSFG64SRO | PROLED PERFORMANCE S 2G STANDARD SPOT FIXED ROUND | 3000 K | 210.6
389 | L7PSFG83SRO | PROLED PERFORMANCE S 2G STANDARD SPOT FIXED ROUND | 4000 K | 210.6
389 | L7PSFG84SRO | PROLED PERFORMANCE S 2G STANDARD SPOT FIXED ROUND | 4000 K | 210.6
389 | L7PSFM33SRO | PROLED PERFORMANCE S 2G STANDARD SPOT FIXED ROUND | 2700 K | 210.6
389 | L7PSFM34SRO | PROLED PERFORMANCE S 2G STANDARD SPOT FIXED ROUND | 2700 K | 210.6
389 | L7PSFM63SRO | PROLED PERFORMANCE S 2G STANDARD SPOT FIXED ROUND | 3000 K | 210.6
389 | L7PSFM64SRO | PROLED PERFORMANCE S 2G STANDARD SPOT FIXED ROUND | 3000 K | 210.6
389 | L7PSFM83SRO | PROLED PERFORMANCE S 2G STANDARD SPOT FIXED ROUND | 4000 K | 210.6
389 | L7PSFM84SRO | PROLED PERFORMANCE S 2G STANDARD SPOT FIXED ROUND | 4000 K | 210.6
389 | L7PSFS33SRO | PROLED PERFORMANCE S 2G STANDARD SPOT FIXED ROUND | 2700 K | 210.6
389 | L7PSFS34SRO | PROLED PERFORMANCE S 2G STANDARD SPOT FIXED ROUND | 2700 K | 210.6
389 | L7PSFS63SRO | PROLED PERFORMANCE S 2G STANDARD SPOT FIXED ROUND | 3000 K | 210.6
389 | L7PSFS64SRO | PROLED PERFORMANCE S 2G STANDARD SPOT FIXED ROUND | 3000 K | 210.6
389 | L7PSFS83SRO | PROLED PERFORMANCE S 2G STANDARD SPOT FIXED ROUND | 4000 K | 210.6
389 | L7PSFS84SRO | PROLED PERFORMANCE S 2G STANDARD SPOT FIXED ROUND | 4000 K | 210.6
389 | L7PSFW33SRO | PROLED PERFORMANCE S 2G STANDARD SPOT FIXED ROUND | 2700 K | 210.6
389 | L7PSFW34SRO | PROLED PERFORMANCE S 2G STANDARD SPOT FIXED ROUND | 2700 K | 210.6
389 | L7PSFW63SRO | PROLED PERFORMANCE S 2G STANDARD SPOT FIXED ROUND | 3000 K | 210.6
389 | L7PSFW64SRO | PROLED PERFORMANCE S 2G STANDARD SPOT FIXED ROUND | 3000 K | 210.6
389 | L7PSFW83SRO | PROLED PERFORMANCE S 2G STANDARD SPOT FIXED ROUND | 4000 K | 210.6
389 | L7PSFW84SRO | PROLED PERFORMANCE S 2G STANDARD SPOT FIXED ROUND | 4000 K | 210.6
389 | L7PSFB33SSQ | PROLED PERFORMANCE S 2G STANDARD SPOT FIXED SQUARE | 2700 K | 210.6
389 | L7PSFB34SSQ | PROLED PERFORMANCE S 2G STANDARD SPOT FIXED SQUARE | 2700 K | 210.6
389 | L7PSFB63SSQ | PROLED PERFORMANCE S 2G STANDARD SPOT FIXED SQUARE | 3000 K | 210.6
389 | L7PSFB64SSQ | PROLED PERFORMANCE S 2G STANDARD SPOT FIXED SQUARE | 3000 K | 210.6
389 | L7PSFB83SSQ | PROLED PERFORMANCE S 2G STANDARD SPOT FIXED SQUARE | 4000 K | 210.6
389 | L7PSFB84SSQ | PROLED PERFORMANCE S 2G STANDARD SPOT FIXED SQUARE | 4000 K | 210.6
389 | L7PSFC33SSQ | PROLED PERFORMANCE S 2G STANDARD SPOT FIXED SQUARE | 2700 K | 210.6
389 | L7PSFC34SSQ | PROLED PERFORMANCE S 2G STANDARD SPOT FIXED SQUARE | 2700 K | 210.6
389 | L7PSFC63SSQ | PROLED PERFORMANCE S 2G STANDARD SPOT FIXED SQUARE | 3000 K | 210.6
389 | L7PSFC64SSQ | PROLED PERFORMANCE S 2G STANDARD SPOT FIXED SQUARE | 3000 K | 210.6
389 | L7PSFC83SSQ | PROLED PERFORMANCE S 2G STANDARD SPOT FIXED SQUARE | 4000 K | 210.6
389 | L7PSFC84SSQ | PROLED PERFORMANCE S 2G STANDARD SPOT FIXED SQUARE | 4000 K | 210.6
389 | L7PSFG33SSQ | PROLED PERFORMANCE S 2G STANDARD SPOT FIXED SQUARE | 2700 K | 210.6
389 | L7PSFG34SSQ | PROLED PERFORMANCE S 2G STANDARD SPOT FIXED SQUARE | 2700 K | 210.6
389 | L7PSFG63SSQ | PROLED PERFORMANCE S 2G STANDARD SPOT FIXED SQUARE | 3000 K | 210.6
389 | L7PSFG64SSQ | PROLED PERFORMANCE S 2G STANDARD SPOT FIXED SQUARE | 3000 K | 210.6
389 | L7PSFG83SSQ | PROLED PERFORMANCE S 2G STANDARD SPOT FIXED SQUARE | 4000 K | 210.6
389 | L7PSFG84SSQ | PROLED PERFORMANCE S 2G STANDARD SPOT FIXED SQUARE | 4000 K | 210.6
389 | L7PSFM33SSQ | PROLED PERFORMANCE S 2G STANDARD SPOT FIXED SQUARE | 2700 K | 210.6
389 | L7PSFM34SSQ | PROLED PERFORMANCE S 2G STANDARD SPOT FIXED SQUARE | 2700 K | 210.6
389 | L7PSFM63SSQ | PROLED PERFORMANCE S 2G STANDARD SPOT FIXED SQUARE | 3000 K | 210.6
389 | L7PSFM64SSQ | PROLED PERFORMANCE S 2G STANDARD SPOT FIXED SQUARE | 3000 K | 210.6
389 | L7PSFM83SSQ | PROLED PERFORMANCE S 2G STANDARD SPOT FIXED SQUARE | 4000 K | 210.6
389 | L7PSFM84SSQ | PROLED PERFORMANCE S 2G STANDARD SPOT FIXED SQUARE | 4000 K | 210.6
389 | L7PSFS33SSQ | PROLED PERFORMANCE S 2G STANDARD SPOT FIXED SQUARE | 2700 K | 210.6
389 | L7PSFS34SSQ | PROLED PERFORMANCE S 2G STANDARD SPOT FIXED SQUARE | 2700 K | 210.6
389 | L7PSFS63SSQ | PROLED PERFORMANCE S 2G STANDARD SPOT FIXED SQUARE | 3000 K | 210.6
389 | L7PSFS64SSQ | PROLED PERFORMANCE S 2G STANDARD SPOT FIXED SQUARE | 3000 K | 210.6
389 | L7PSFS83SSQ | PROLED PERFORMANCE S 2G STANDARD SPOT FIXED SQUARE | 4000 K | 210.6
389 | L7PSFS84SSQ | PROLED PERFORMANCE S 2G STANDARD SPOT FIXED SQUARE | 4000 K | 210.6
389 | L7PSFW33SSQ | PROLED PERFORMANCE S 2G STANDARD SPOT FIXED SQUARE | 2700 K | 210.6
389 | L7PSFW34SSQ | PROLED PERFORMANCE S 2G STANDARD SPOT FIXED SQUARE | 2700 K | 210.6
389 | L7PSFW63SSQ | PROLED PERFORMANCE S 2G STANDARD SPOT FIXED SQUARE | 3000 K | 210.6
389 | L7PSFW64SSQ | PROLED PERFORMANCE S 2G STANDARD SPOT FIXED SQUARE | 3000 K | 210.6
389 | L7PSFW83SSQ | PROLED PERFORMANCE S 2G STANDARD SPOT FIXED SQUARE | 4000 K | 210.6
389 | L7PSFW84SSQ | PROLED PERFORMANCE S 2G STANDARD SPOT FIXED SQUARE | 4000 K | 210.6
389 | L7PSFB33TRO | PROLED PERFORMANCE S 2G TRIMLESS SPOT FIXED ROUND | 2700 K | 230.1
389 | L7PSFB34TRO | PROLED PERFORMANCE S 2G TRIMLESS SPOT FIXED ROUND | 2700 K | 230.1
389 | L7PSFB63TRO | PROLED PERFORMANCE S 2G TRIMLESS SPOT FIXED ROUND | 3000 K | 230.1
389 | L7PSFB64TRO | PROLED PERFORMANCE S 2G TRIMLESS SPOT FIXED ROUND | 3000 K | 230.1
389 | L7PSFB83TRO | PROLED PERFORMANCE S 2G TRIMLESS SPOT FIXED ROUND | 4000 K | 230.1
389 | L7PSFB84TRO | PROLED PERFORMANCE S 2G TRIMLESS SPOT FIXED ROUND | 4000 K | 230.1
389 | L7PSFC33TRO | PROLED PERFORMANCE S 2G TRIMLESS SPOT FIXED ROUND | 2700 K | 230.1
389 | L7PSFC34TRO | PROLED PERFORMANCE S 2G TRIMLESS SPOT FIXED ROUND | 2700 K | 230.1
389 | L7PSFC63TRO | PROLED PERFORMANCE S 2G TRIMLESS SPOT FIXED ROUND | 3000 K | 230.1
389 | L7PSFC64TRO | PROLED PERFORMANCE S 2G TRIMLESS SPOT FIXED ROUND | 3000 K | 230.1
389 | L7PSFC83TRO | PROLED PERFORMANCE S 2G TRIMLESS SPOT FIXED ROUND | 4000 K | 230.1
389 | L7PSFC84TRO | PROLED PERFORMANCE S 2G TRIMLESS SPOT FIXED ROUND | 4000 K | 230.1
389 | L7PSFG33TRO | PROLED PERFORMANCE S 2G TRIMLESS SPOT FIXED ROUND | 2700 K | 230.1
389 | L7PSFG34TRO | PROLED PERFORMANCE S 2G TRIMLESS SPOT FIXED ROUND | 2700 K | 230.1
389 | L7PSFG63TRO | PROLED PERFORMANCE S 2G TRIMLESS SPOT FIXED ROUND | 3000 K | 230.1
389 | L7PSFG64TRO | PROLED PERFORMANCE S 2G TRIMLESS SPOT FIXED ROUND | 3000 K | 230.1
389 | L7PSFG83TRO | PROLED PERFORMANCE S 2G TRIMLESS SPOT FIXED ROUND | 4000 K | 230.1
389 | L7PSFG84TRO | PROLED PERFORMANCE S 2G TRIMLESS SPOT FIXED ROUND | 4000 K | 230.1
389 | L7PSFM33TRO | PROLED PERFORMANCE S 2G TRIMLESS SPOT FIXED ROUND | 2700 K | 230.1
389 | L7PSFM34TRO | PROLED PERFORMANCE S 2G TRIMLESS SPOT FIXED ROUND | 2700 K | 230.1
389 | L7PSFM63TRO | PROLED PERFORMANCE S 2G TRIMLESS SPOT FIXED ROUND | 3000 K | 230.1
389 | L7PSFM64TRO | PROLED PERFORMANCE S 2G TRIMLESS SPOT FIXED ROUND | 3000 K | 230.1
389 | L7PSFM83TRO | PROLED PERFORMANCE S 2G TRIMLESS SPOT FIXED ROUND | 4000 K | 230.1
389 | L7PSFM84TRO | PROLED PERFORMANCE S 2G TRIMLESS SPOT FIXED ROUND | 4000 K | 230.1
389 | L7PSFS33TRO | PROLED PERFORMANCE S 2G TRIMLESS SPOT FIXED ROUND | 2700 K | 230.1
389 | L7PSFS34TRO | PROLED PERFORMANCE S 2G TRIMLESS SPOT FIXED ROUND | 2700 K | 230.1
389 | L7PSFS63TRO | PROLED PERFORMANCE S 2G TRIMLESS SPOT FIXED ROUND | 3000 K | 230.1
389 | L7PSFS64TRO | PROLED PERFORMANCE S 2G TRIMLESS SPOT FIXED ROUND | 3000 K | 230.1
389 | L7PSFS83TRO | PROLED PERFORMANCE S 2G TRIMLESS SPOT FIXED ROUND | 4000 K | 230.1
389 | L7PSFS84TRO | PROLED PERFORMANCE S 2G TRIMLESS SPOT FIXED ROUND | 4000 K | 230.1
389 | L7PSFW33TRO | PROLED PERFORMANCE S 2G TRIMLESS SPOT FIXED ROUND | 2700 K | 230.1
389 | L7PSFW34TRO | PROLED PERFORMANCE S 2G TRIMLESS SPOT FIXED ROUND | 2700 K | 230.1
389 | L7PSFW63TRO | PROLED PERFORMANCE S 2G TRIMLESS SPOT FIXED ROUND | 3000 K | 230.1
389 | L7PSFW64TRO | PROLED PERFORMANCE S 2G TRIMLESS SPOT FIXED ROUND | 3000 K | 230.1
389 | L7PSFW83TRO | PROLED PERFORMANCE S 2G TRIMLESS SPOT FIXED ROUND | 4000 K | 230.1
389 | L7PSFW84TRO | PROLED PERFORMANCE S 2G TRIMLESS SPOT FIXED ROUND | 4000 K | 230.1
389 | L7PSFB33TSQ | PROLED PERFORMANCE S 2G TRIMLESS SPOT FIXED SQUARE | 2700 K | 230.1
389 | L7PSFB34TSQ | PROLED PERFORMANCE S 2G TRIMLESS SPOT FIXED SQUARE | 2700 K | 230.1
389 | L7PSFB63TSQ | PROLED PERFORMANCE S 2G TRIMLESS SPOT FIXED SQUARE | 3000 K | 230.1
389 | L7PSFB64TSQ | PROLED PERFORMANCE S 2G TRIMLESS SPOT FIXED SQUARE | 3000 K | 230.1
389 | L7PSFB83TSQ | PROLED PERFORMANCE S 2G TRIMLESS SPOT FIXED SQUARE | 4000 K | 230.1
389 | L7PSFB84TSQ | PROLED PERFORMANCE S 2G TRIMLESS SPOT FIXED SQUARE | 4000 K | 230.1
389 | L7PSFC33TSQ | PROLED PERFORMANCE S 2G TRIMLESS SPOT FIXED SQUARE | 2700 K | 230.1
389 | L7PSFC34TSQ | PROLED PERFORMANCE S 2G TRIMLESS SPOT FIXED SQUARE | 2700 K | 230.1
389 | L7PSFC63TSQ | PROLED PERFORMANCE S 2G TRIMLESS SPOT FIXED SQUARE | 3000 K | 230.1
389 | L7PSFC64TSQ | PROLED PERFORMANCE S 2G TRIMLESS SPOT FIXED SQUARE | 3000 K | 230.1
389 | L7PSFC83TSQ | PROLED PERFORMANCE S 2G TRIMLESS SPOT FIXED SQUARE | 4000 K | 230.1
389 | L7PSFC84TSQ | PROLED PERFORMANCE S 2G TRIMLESS SPOT FIXED SQUARE | 4000 K | 230.1
389 | L7PSFG33TSQ | PROLED PERFORMANCE S 2G TRIMLESS SPOT FIXED SQUARE | 2700 K | 230.1
389 | L7PSFG34TSQ | PROLED PERFORMANCE S 2G TRIMLESS SPOT FIXED SQUARE | 2700 K | 230.1
389 | L7PSFG63TSQ | PROLED PERFORMANCE S 2G TRIMLESS SPOT FIXED SQUARE | 3000 K | 230.1
389 | L7PSFG64TSQ | PROLED PERFORMANCE S 2G TRIMLESS SPOT FIXED SQUARE | 3000 K | 230.1
389 | L7PSFG83TSQ | PROLED PERFORMANCE S 2G TRIMLESS SPOT FIXED SQUARE | 4000 K | 230.1
389 | L7PSFG84TSQ | PROLED PERFORMANCE S 2G TRIMLESS SPOT FIXED SQUARE | 4000 K | 230.1
389 | L7PSFM33TSQ | PROLED PERFORMANCE S 2G TRIMLESS SPOT FIXED SQUARE | 2700 K | 230.1
389 | L7PSFM34TSQ | PROLED PERFORMANCE S 2G TRIMLESS SPOT FIXED SQUARE | 2700 K | 230.1
389 | L7PSFM63TSQ | PROLED PERFORMANCE S 2G TRIMLESS SPOT FIXED SQUARE | 3000 K | 230.1
389 | L7PSFM64TSQ | PROLED PERFORMANCE S 2G TRIMLESS SPOT FIXED SQUARE | 3000 K | 230.1
389 | L7PSFM83TSQ | PROLED PERFORMANCE S 2G TRIMLESS SPOT FIXED SQUARE | 4000 K | 230.1
389 | L7PSFM84TSQ | PROLED PERFORMANCE S 2G TRIMLESS SPOT FIXED SQUARE | 4000 K | 230.1
389 | L7PSFS33TSQ | PROLED PERFORMANCE S 2G TRIMLESS SPOT FIXED SQUARE | 2700 K | 230.1
389 | L7PSFS34TSQ | PROLED PERFORMANCE S 2G TRIMLESS SPOT FIXED SQUARE | 2700 K | 230.1
389 | L7PSFS63TSQ | PROLED PERFORMANCE S 2G TRIMLESS SPOT FIXED SQUARE | 3000 K | 230.1
389 | L7PSFS64TSQ | PROLED PERFORMANCE S 2G TRIMLESS SPOT FIXED SQUARE | 3000 K | 230.1
389 | L7PSFS83TSQ | PROLED PERFORMANCE S 2G TRIMLESS SPOT FIXED SQUARE | 4000 K | 230.1
389 | L7PSFS84TSQ | PROLED PERFORMANCE S 2G TRIMLESS SPOT FIXED SQUARE | 4000 K | 230.1
389 | L7PSFW33TSQ | PROLED PERFORMANCE S 2G TRIMLESS SPOT FIXED SQUARE | 2700 K | 230.1
389 | L7PSFW34TSQ | PROLED PERFORMANCE S 2G TRIMLESS SPOT FIXED SQUARE | 2700 K | 230.1
389 | L7PSFW63TSQ | PROLED PERFORMANCE S 2G TRIMLESS SPOT FIXED SQUARE | 3000 K | 230.1
389 | L7PSFW64TSQ | PROLED PERFORMANCE S 2G TRIMLESS SPOT FIXED SQUARE | 3000 K | 230.1
389 | L7PSFW83TSQ | PROLED PERFORMANCE S 2G TRIMLESS SPOT FIXED SQUARE | 4000 K | 230.1
389 | L7PSFW84TSQ | PROLED PERFORMANCE S 2G TRIMLESS SPOT FIXED SQUARE | 4000 K | 230.1
391 | L7PS3ASRO | PROLED PERFORMANCE S 2G STANDARD WALLWASHER ROUND | 2700 K | 249.6
391 | L7PS6ASRO | PROLED PERFORMANCE S 2G STANDARD WALLWASHER ROUND | 3000 K | 249.6
391 | L7PS8ASRO | PROLED PERFORMANCE S 2G STANDARD WALLWASHER ROUND | 4000 K | 249.6
391 | L7PS3ASSQ | PROLED PERFORMANCE S 2G STANDARD WALLWASHER SQUARE | 2700 K | 249.6
391 | L7PS6ASSQ | PROLED PERFORMANCE S 2G STANDARD WALLWASHER SQUARE | 3000 K | 249.6
391 | L7PS8ASSQ | PROLED PERFORMANCE S 2G STANDARD WALLWASHER SQUARE | 4000 K | 249.6
391 | L7PS3ATRO | PROLED PERFORMANCE S 2G TRIMLESS WALLWASHER ROUND | 2700 K | 269.1
391 | L7PS6ATRO | PROLED PERFORMANCE S 2G TRIMLESS WALLWASHER ROUND | 3000 K | 269.1
391 | L7PS8ATRO | PROLED PERFORMANCE S 2G TRIMLESS WALLWASHER ROUND | 4000 K | 269.1
391 | L7PS3ATSQ | PROLED PERFORMANCE S 2G TRIMLESS WALLWASHER SQUARE | 2700 K | 269.1
391 | L7PS6ATSQ | PROLED PERFORMANCE S 2G TRIMLESS WALLWASHER SQUARE | 3000 K | 269.1
391 | L7PS8ATSQ | PROLED PERFORMANCE S 2G TRIMLESS WALLWASHER SQUARE | 4000 K | 269.1
393 | L7PSBDW2SRO | PROLED PERFORMANCE S DYNAMIC WHITE STANDARD SPOT ROUND | 1800 K to 4000 K | 234
393 | L7PSBDW4SRO | PROLED PERFORMANCE S DYNAMIC WHITE STANDARD SPOT ROUND | 1800 K to 4000 K | 234
393 | L7PSCDW2SRO | PROLED PERFORMANCE S DYNAMIC WHITE STANDARD SPOT ROUND | 1800 K to 4000 K | 234
393 | L7PSCDW4SRO | PROLED PERFORMANCE S DYNAMIC WHITE STANDARD SPOT ROUND | 1800 K to 4000 K | 234
393 | L7PSGDW2SRO | PROLED PERFORMANCE S DYNAMIC WHITE STANDARD SPOT ROUND | 1800 K to 4000 K | 234
393 | L7PSGDW4SRO | PROLED PERFORMANCE S DYNAMIC WHITE STANDARD SPOT ROUND | 1800 K to 4000 K | 234
393 | L7PSMDW2SRO | PROLED PERFORMANCE S DYNAMIC WHITE STANDARD SPOT ROUND | 1800 K to 4000 K | 234
393 | L7PSMDW4SRO | PROLED PERFORMANCE S DYNAMIC WHITE STANDARD SPOT ROUND | 1800 K to 4000 K | 234
393 | L7PSSDW2SRO | PROLED PERFORMANCE S DYNAMIC WHITE STANDARD SPOT ROUND | 1800 K to 4000 K | 234
393 | L7PSSDW4SRO | PROLED PERFORMANCE S DYNAMIC WHITE STANDARD SPOT ROUND | 1800 K to 4000 K | 234
393 | L7PSWDW2SRO | PROLED PERFORMANCE S DYNAMIC WHITE STANDARD SPOT ROUND | 1800 K to 4000 K | 234
393 | L7PSWDW4SRO | PROLED PERFORMANCE S DYNAMIC WHITE STANDARD SPOT ROUND | 1800 K to 4000 K | 234
393 | L7PSBDW2SSQ | PROLED PERFORMANCE S DYNAMIC WHITE STANDARD SPOT SQUARE | 1800 K to 4000 K | 234
393 | L7PSBDW4SSQ | PROLED PERFORMANCE S DYNAMIC WHITE STANDARD SPOT SQUARE | 1800 K to 4000 K | 234
393 | L7PSCDW2SSQ | PROLED PERFORMANCE S DYNAMIC WHITE STANDARD SPOT SQUARE | 1800 K to 4000 K | 234
393 | L7PSCDW4SSQ | PROLED PERFORMANCE S DYNAMIC WHITE STANDARD SPOT SQUARE | 1800 K to 4000 K | 234
393 | L7PSGDW2SSQ | PROLED PERFORMANCE S DYNAMIC WHITE STANDARD SPOT SQUARE | 1800 K to 4000 K | 234
393 | L7PSGDW4SSQ | PROLED PERFORMANCE S DYNAMIC WHITE STANDARD SPOT SQUARE | 1800 K to 4000 K | 234
393 | L7PSMDW2SSQ | PROLED PERFORMANCE S DYNAMIC WHITE STANDARD SPOT SQUARE | 1800 K to 4000 K | 234
393 | L7PSMDW4SSQ | PROLED PERFORMANCE S DYNAMIC WHITE STANDARD SPOT SQUARE | 1800 K to 4000 K | 234
393 | L7PSSDW2SSQ | PROLED PERFORMANCE S DYNAMIC WHITE STANDARD SPOT SQUARE | 1800 K to 4000 K | 234
393 | L7PSSDW4SSQ | PROLED PERFORMANCE S DYNAMIC WHITE STANDARD SPOT SQUARE | 1800 K to 4000 K | 234
393 | L7PSWDW2SSQ | PROLED PERFORMANCE S DYNAMIC WHITE STANDARD SPOT SQUARE | 1800 K to 4000 K | 234
393 | L7PSWDW4SSQ | PROLED PERFORMANCE S DYNAMIC WHITE STANDARD SPOT SQUARE | 1800 K to 4000 K | 234
393 | L7PSBDW2TRO | PROLED PERFORMANCE S DYNAMIC WHITE TRIMLESS SPOT ROUND | 1800 K to 4000 K | 253.5
393 | L7PSBDW4TRO | PROLED PERFORMANCE S DYNAMIC WHITE TRIMLESS SPOT ROUND | 1800 K to 4000 K | 253.5
393 | L7PSCDW2TRO | PROLED PERFORMANCE S DYNAMIC WHITE TRIMLESS SPOT ROUND | 1800 K to 4000 K | 253.5
393 | L7PSCDW4TRO | PROLED PERFORMANCE S DYNAMIC WHITE TRIMLESS SPOT ROUND | 1800 K to 4000 K | 253.5
393 | L7PSGDW2TRO | PROLED PERFORMANCE S DYNAMIC WHITE TRIMLESS SPOT ROUND | 1800 K to 4000 K | 253.5
393 | L7PSGDW4TRO | PROLED PERFORMANCE S DYNAMIC WHITE TRIMLESS SPOT ROUND | 1800 K to 4000 K | 253.5
393 | L7PSMDW2TRO | PROLED PERFORMANCE S DYNAMIC WHITE TRIMLESS SPOT ROUND | 1800 K to 4000 K | 253.5
393 | L7PSMDW4TRO | PROLED PERFORMANCE S DYNAMIC WHITE TRIMLESS SPOT ROUND | 1800 K to 4000 K | 253.5
393 | L7PSSDW2TRO | PROLED PERFORMANCE S DYNAMIC WHITE TRIMLESS SPOT ROUND | 1800 K to 4000 K | 253.5
393 | L7PSSDW4TRO | PROLED PERFORMANCE S DYNAMIC WHITE TRIMLESS SPOT ROUND | 1800 K to 4000 K | 253.5
393 | L7PSWDW2TRO | PROLED PERFORMANCE S DYNAMIC WHITE TRIMLESS SPOT ROUND | 1800 K to 4000 K | 253.5
393 | L7PSWDW4TRO | PROLED PERFORMANCE S DYNAMIC WHITE TRIMLESS SPOT ROUND | 1800 K to 4000 K | 253.5
393 | L7PSBDW2TSQ | PROLED PERFORMANCE S DYNAMIC WHITE TRIMLESS SPOT SQUARE | 1800 K to 4000 K | 253.5
393 | L7PSBDW4TSQ | PROLED PERFORMANCE S DYNAMIC WHITE TRIMLESS SPOT SQUARE | 1800 K to 4000 K | 253.5
393 | L7PSCDW2TSQ | PROLED PERFORMANCE S DYNAMIC WHITE TRIMLESS SPOT SQUARE | 1800 K to 4000 K | 253.5
393 | L7PSCDW4TSQ | PROLED PERFORMANCE S DYNAMIC WHITE TRIMLESS SPOT SQUARE | 1800 K to 4000 K | 253.5
393 | L7PSGDW2TSQ | PROLED PERFORMANCE S DYNAMIC WHITE TRIMLESS SPOT SQUARE | 1800 K to 4000 K | 253.5
393 | L7PSGDW4TSQ | PROLED PERFORMANCE S DYNAMIC WHITE TRIMLESS SPOT SQUARE | 1800 K to 4000 K | 253.5
393 | L7PSMDW2TSQ | PROLED PERFORMANCE S DYNAMIC WHITE TRIMLESS SPOT SQUARE | 1800 K to 4000 K | 253.5
393 | L7PSMDW4TSQ | PROLED PERFORMANCE S DYNAMIC WHITE TRIMLESS SPOT SQUARE | 1800 K to 4000 K | 253.5
393 | L7PSSDW2TSQ | PROLED PERFORMANCE S DYNAMIC WHITE TRIMLESS SPOT SQUARE | 1800 K to 4000 K | 253.5
393 | L7PSSDW4TSQ | PROLED PERFORMANCE S DYNAMIC WHITE TRIMLESS SPOT SQUARE | 1800 K to 4000 K | 253.5
393 | L7PSWDW2TSQ | PROLED PERFORMANCE S DYNAMIC WHITE TRIMLESS SPOT SQUARE | 1800 K to 4000 K | 253.5
393 | L7PSWDW4TSQ | PROLED PERFORMANCE S DYNAMIC WHITE TRIMLESS SPOT SQUARE | 1800 K to 4000 K | 253.5
395 | L7PSFBDW3SRO | PROLED PERFORMANCE S DYNAMIC WHITE STANDARD SPOT FIXED ROUND | 1800 K to 4000 K | 234
395 | L7PSFBDW4SRO | PROLED PERFORMANCE S DYNAMIC WHITE STANDARD SPOT FIXED ROUND | 1800 K to 4000 K | 234
395 | L7PSFCDW3SRO | PROLED PERFORMANCE S DYNAMIC WHITE STANDARD SPOT FIXED ROUND | 1800 K to 4000 K | 234
395 | L7PSFCDW4SRO | PROLED PERFORMANCE S DYNAMIC WHITE STANDARD SPOT FIXED ROUND | 1800 K to 4000 K | 234
395 | L7PSFGDW3SRO | PROLED PERFORMANCE S DYNAMIC WHITE STANDARD SPOT FIXED ROUND | 1800 K to 4000 K | 234
395 | L7PSFGDW4SRO | PROLED PERFORMANCE S DYNAMIC WHITE STANDARD SPOT FIXED ROUND | 1800 K to 4000 K | 234
395 | L7PSFMDW3SRO | PROLED PERFORMANCE S DYNAMIC WHITE STANDARD SPOT FIXED ROUND | 1800 K to 4000 K | 234
395 | L7PSFMDW4SRO | PROLED PERFORMANCE S DYNAMIC WHITE STANDARD SPOT FIXED ROUND | 1800 K to 4000 K | 234
395 | L7PSFSDW3SRO | PROLED PERFORMANCE S DYNAMIC WHITE STANDARD SPOT FIXED ROUND | 1800 K to 4000 K | 234
395 | L7PSFSDW4SRO | PROLED PERFORMANCE S DYNAMIC WHITE STANDARD SPOT FIXED ROUND | 1800 K to 4000 K | 234
395 | L7PSFWDW3SRO | PROLED PERFORMANCE S DYNAMIC WHITE STANDARD SPOT FIXED ROUND | 1800 K to 4000 K | 234
395 | L7PSFWDW4SRO | PROLED PERFORMANCE S DYNAMIC WHITE STANDARD SPOT FIXED ROUND | 1800 K to 4000 K | 234
395 | L7PSFBDW3SSQ | PROLED PERFORMANCE S DYNAMIC WHITE STANDARD SPOT FIXED SQUARE | 1800 K to 4000 K | 234
395 | L7PSFBDW4SSQ | PROLED PERFORMANCE S DYNAMIC WHITE STANDARD SPOT FIXED SQUARE | 1800 K to 4000 K | 234
395 | L7PSFCDW3SSQ | PROLED PERFORMANCE S DYNAMIC WHITE STANDARD SPOT FIXED SQUARE | 1800 K to 4000 K | 234
395 | L7PSFCDW4SSQ | PROLED PERFORMANCE S DYNAMIC WHITE STANDARD SPOT FIXED SQUARE | 1800 K to 4000 K | 234
395 | L7PSFGDW3SSQ | PROLED PERFORMANCE S DYNAMIC WHITE STANDARD SPOT FIXED SQUARE | 1800 K to 4000 K | 234
395 | L7PSFGDW4SSQ | PROLED PERFORMANCE S DYNAMIC WHITE STANDARD SPOT FIXED SQUARE | 1800 K to 4000 K | 234
395 | L7PSFMDW3SSQ | PROLED PERFORMANCE S DYNAMIC WHITE STANDARD SPOT FIXED SQUARE | 1800 K to 4000 K | 234
395 | L7PSFMDW4SSQ | PROLED PERFORMANCE S DYNAMIC WHITE STANDARD SPOT FIXED SQUARE | 1800 K to 4000 K | 234
395 | L7PSFSDW3SSQ | PROLED PERFORMANCE S DYNAMIC WHITE STANDARD SPOT FIXED SQUARE | 1800 K to 4000 K | 234
395 | L7PSFSDW4SSQ | PROLED PERFORMANCE S DYNAMIC WHITE STANDARD SPOT FIXED SQUARE | 1800 K to 4000 K | 234
395 | L7PSFWDW3SSQ | PROLED PERFORMANCE S DYNAMIC WHITE STANDARD SPOT FIXED SQUARE | 1800 K to 4000 K | 234
395 | L7PSFWDW4SSQ | PROLED PERFORMANCE S DYNAMIC WHITE STANDARD SPOT FIXED SQUARE | 1800 K to 4000 K | 234
395 | L7PSFBDW3TRO | PROLED PERFORMANCE S DYNAMIC WHITE TRIMLESS SPOT FIXED ROUND | 1800 K to 4000 K | 253.5
395 | L7PSFBDW4TRO | PROLED PERFORMANCE S DYNAMIC WHITE TRIMLESS SPOT FIXED ROUND | 1800 K to 4000 K | 253.5
395 | L7PSFCDW3TRO | PROLED PERFORMANCE S DYNAMIC WHITE TRIMLESS SPOT FIXED ROUND | 1800 K to 4000 K | 253.5
395 | L7PSFCDW4TRO | PROLED PERFORMANCE S DYNAMIC WHITE TRIMLESS SPOT FIXED ROUND | 1800 K to 4000 K | 253.5
395 | L7PSFGDW3TRO | PROLED PERFORMANCE S DYNAMIC WHITE TRIMLESS SPOT FIXED ROUND | 1800 K to 4000 K | 253.5
395 | L7PSFGDW4TRO | PROLED PERFORMANCE S DYNAMIC WHITE TRIMLESS SPOT FIXED ROUND | 1800 K to 4000 K | 253.5
395 | L7PSFMDW3TRO | PROLED PERFORMANCE S DYNAMIC WHITE TRIMLESS SPOT FIXED ROUND | 1800 K to 4000 K | 253.5
395 | L7PSFMDW4TRO | PROLED PERFORMANCE S DYNAMIC WHITE TRIMLESS SPOT FIXED ROUND | 1800 K to 4000 K | 253.5
395 | L7PSFSDW3TRO | PROLED PERFORMANCE S DYNAMIC WHITE TRIMLESS SPOT FIXED ROUND | 1800 K to 4000 K | 253.5
395 | L7PSFSDW4TRO | PROLED PERFORMANCE S DYNAMIC WHITE TRIMLESS SPOT FIXED ROUND | 1800 K to 4000 K | 253.5
395 | L7PSFWDW3TRO | PROLED PERFORMANCE S DYNAMIC WHITE TRIMLESS SPOT FIXED ROUND | 1800 K to 4000 K | 253.5
395 | L7PSFWDW4TRO | PROLED PERFORMANCE S DYNAMIC WHITE TRIMLESS SPOT FIXED ROUND | 1800 K to 4000 K | 253.5
395 | L7PSFBDW3TSQ | PROLED PERFORMANCE S DYNAMIC WHITE TRIMLESS SPOT FIXED SQUARE | 1800 K to 4000 K | 253.5
395 | L7PSFBDW4TSQ | PROLED PERFORMANCE S DYNAMIC WHITE TRIMLESS SPOT FIXED SQUARE | 1800 K to 4000 K | 253.5
395 | L7PSFCDW3TSQ | PROLED PERFORMANCE S DYNAMIC WHITE TRIMLESS SPOT FIXED SQUARE | 1800 K to 4000 K | 253.5
395 | L7PSFCDW4TSQ | PROLED PERFORMANCE S DYNAMIC WHITE TRIMLESS SPOT FIXED SQUARE | 1800 K to 4000 K | 253.5
395 | L7PSFGDW3TSQ | PROLED PERFORMANCE S DYNAMIC WHITE TRIMLESS SPOT FIXED SQUARE | 1800 K to 4000 K | 253.5
395 | L7PSFGDW4TSQ | PROLED PERFORMANCE S DYNAMIC WHITE TRIMLESS SPOT FIXED SQUARE | 1800 K to 4000 K | 253.5
395 | L7PSFMDW3TSQ | PROLED PERFORMANCE S DYNAMIC WHITE TRIMLESS SPOT FIXED SQUARE | 1800 K to 4000 K | 253.5
395 | L7PSFMDW4TSQ | PROLED PERFORMANCE S DYNAMIC WHITE TRIMLESS SPOT FIXED SQUARE | 1800 K to 4000 K | 253.5
395 | L7PSFSDW3TSQ | PROLED PERFORMANCE S DYNAMIC WHITE TRIMLESS SPOT FIXED SQUARE | 1800 K to 4000 K | 253.5
395 | L7PSFSDW4TSQ | PROLED PERFORMANCE S DYNAMIC WHITE TRIMLESS SPOT FIXED SQUARE | 1800 K to 4000 K | 253.5
395 | L7PSFWDW3TSQ | PROLED PERFORMANCE S DYNAMIC WHITE TRIMLESS SPOT FIXED SQUARE | 1800 K to 4000 K | 253.5
395 | L7PSFWDW4TSQ | PROLED PERFORMANCE S DYNAMIC WHITE TRIMLESS SPOT FIXED SQUARE | 1800 K to 4000 K | 253.5
397 | L7PSDWASRO | PROLED PERFORMANCE S DYNAMIC WHITE STANDARD WALLWASHER ROUND | 1800 K to 4000 K | 273
397 | L7PSDWASSQ | PROLED PERFORMANCE S DYNAMIC WHITE STANDARD WALLWASHER SQUARE | 1800 K to 4000 K | 273
397 | L7PSDWATRO | PROLED PERFORMANCE S DYNAMIC WHITE TRIMLESS WALLWASHER ROUND | 1800 K to 4000 K | 292.5
397 | L7PSDWATSQ | PROLED PERFORMANCE S DYNAMIC WHITE TRIMLESS WALLWASHER SQUARE | 1800 K to 4000 K | 292.5
399 | L7PSPB32SRO | PROLED PERFORMANCE S POWER STANDARD SPOT ROUND | 2700 K | 280.8
399 | L7PSPB62SRO | PROLED PERFORMANCE S POWER STANDARD SPOT ROUND | 3000 K | 280.8
399 | L7PSPB82SRO | PROLED PERFORMANCE S POWER STANDARD SPOT ROUND | 4000 K | 280.8
399 | L7PSPC32SRO | PROLED PERFORMANCE S POWER STANDARD SPOT ROUND | 2700 K | 280.8
399 | L7PSPC34SRO | PROLED PERFORMANCE S POWER STANDARD SPOT ROUND | 2700 K | 280.8
399 | L7PSPC62SRO | PROLED PERFORMANCE S POWER STANDARD SPOT ROUND | 3000 K | 280.8
399 | L7PSPC64SRO | PROLED PERFORMANCE S POWER STANDARD SPOT ROUND | 3000 K | 280.8
399 | L7PSPC82SRO | PROLED PERFORMANCE S POWER STANDARD SPOT ROUND | 4000 K | 280.8
399 | L7PSPC84SRO | PROLED PERFORMANCE S POWER STANDARD SPOT ROUND | 4000 K | 280.8
399 | L7PSPG32SRO | PROLED PERFORMANCE S POWER STANDARD SPOT ROUND | 2700 K | 280.8
399 | L7PSPG34SRO | PROLED PERFORMANCE S POWER STANDARD SPOT ROUND | 2700 K | 280.8
399 | L7PSPG62SRO | PROLED PERFORMANCE S POWER STANDARD SPOT ROUND | 3000 K | 280.8
399 | L7PSPG64SRO | PROLED PERFORMANCE S POWER STANDARD SPOT ROUND | 3000 K | 280.8
399 | L7PSPG82SRO | PROLED PERFORMANCE S POWER STANDARD SPOT ROUND | 4000 K | 280.8
399 | L7PSPG84SRO | PROLED PERFORMANCE S POWER STANDARD SPOT ROUND | 4000 K | 280.8
399 | L7PSPM32SRO | PROLED PERFORMANCE S POWER STANDARD SPOT ROUND | 2700 K | 280.8
399 | L7PSPM34SRO | PROLED PERFORMANCE S POWER STANDARD SPOT ROUND | 2700 K | 280.8
399 | L7PSPM62SRO | PROLED PERFORMANCE S POWER STANDARD SPOT ROUND | 3000 K | 280.8
399 | L7PSPM64SRO | PROLED PERFORMANCE S POWER STANDARD SPOT ROUND | 3000 K | 280.8
399 | L7PSPM82SRO | PROLED PERFORMANCE S POWER STANDARD SPOT ROUND | 4000 K | 280.8
399 | L7PSPM84SRO | PROLED PERFORMANCE S POWER STANDARD SPOT ROUND | 4000 K | 280.8
399 | L7PSPS32SRO | PROLED PERFORMANCE S POWER STANDARD SPOT ROUND | 2700 K | 280.8
399 | L7PSPS34SRO | PROLED PERFORMANCE S POWER STANDARD SPOT ROUND | 2700 K | 280.8
399 | L7PSPS62SRO | PROLED PERFORMANCE S POWER STANDARD SPOT ROUND | 3000 K | 280.8
399 | L7PSPS64SRO | PROLED PERFORMANCE S POWER STANDARD SPOT ROUND | 3000 K | 280.8
399 | L7PSPS82SRO | PROLED PERFORMANCE S POWER STANDARD SPOT ROUND | 4000 K | 280.8
399 | L7PSPS84SRO | PROLED PERFORMANCE S POWER STANDARD SPOT ROUND | 4000 K | 280.8
399 | L7PSPW32SRO | PROLED PERFORMANCE S POWER STANDARD SPOT ROUND | 2700 K | 280.8
399 | L7PSPW34SRO | PROLED PERFORMANCE S POWER STANDARD SPOT ROUND | 2700 K | 280.8
399 | L7PSPW62SRO | PROLED PERFORMANCE S POWER STANDARD SPOT ROUND | 3000 K | 280.8
399 | L7PSPW82SRO | PROLED PERFORMANCE S POWER STANDARD SPOT ROUND | 4000 K | 280.8
399 | L7PSPB32SSQ | PROLED PERFORMANCE S POWER STANDARD SPOT SQUARE | 2700 K | 280.8
399 | L7PSPB34SSQ | PROLED PERFORMANCE S POWER STANDARD SPOT SQUARE | 2700 K | 280.8
399 | L7PSPB62SSQ | PROLED PERFORMANCE S POWER STANDARD SPOT SQUARE | 3000 K | 280.8
399 | L7PSPB64SSQ | PROLED PERFORMANCE S POWER STANDARD SPOT SQUARE | 3000 K | 280.8
399 | L7PSPB82SSQ | PROLED PERFORMANCE S POWER STANDARD SPOT SQUARE | 4000 K | 280.8
399 | L7PSPB84SSQ | PROLED PERFORMANCE S POWER STANDARD SPOT SQUARE | 4000 K | 280.8
399 | L7PSPC32SSQ | PROLED PERFORMANCE S POWER STANDARD SPOT SQUARE | 2700 K | 280.8
399 | L7PSPC34SSQ | PROLED PERFORMANCE S POWER STANDARD SPOT SQUARE | 2700 K | 280.8
399 | L7PSPC62SSQ | PROLED PERFORMANCE S POWER STANDARD SPOT SQUARE | 3000 K | 280.8
399 | L7PSPC64SSQ | PROLED PERFORMANCE S POWER STANDARD SPOT SQUARE | 3000 K | 280.8
399 | L7PSPC82SSQ | PROLED PERFORMANCE S POWER STANDARD SPOT SQUARE | 4000 K | 280.8
399 | L7PSPC84SSQ | PROLED PERFORMANCE S POWER STANDARD SPOT SQUARE | 4000 K | 280.8
399 | L7PSPG32SSQ | PROLED PERFORMANCE S POWER STANDARD SPOT SQUARE | 2700 K | 280.8
399 | L7PSPG34SSQ | PROLED PERFORMANCE S POWER STANDARD SPOT SQUARE | 2700 K | 280.8
399 | L7PSPG62SSQ | PROLED PERFORMANCE S POWER STANDARD SPOT SQUARE | 3000 K | 280.8
399 | L7PSPG64SSQ | PROLED PERFORMANCE S POWER STANDARD SPOT SQUARE | 3000 K | 280.8
399 | L7PSPG82SSQ | PROLED PERFORMANCE S POWER STANDARD SPOT SQUARE | 4000 K | 280.8
399 | L7PSPG84SSQ | PROLED PERFORMANCE S POWER STANDARD SPOT SQUARE | 4000 K | 280.8
399 | L7PSPM32SSQ | PROLED PERFORMANCE S POWER STANDARD SPOT SQUARE | 2700 K | 280.8
399 | L7PSPM34SSQ | PROLED PERFORMANCE S POWER STANDARD SPOT SQUARE | 2700 K | 280.8
399 | L7PSPM62SSQ | PROLED PERFORMANCE S POWER STANDARD SPOT SQUARE | 3000 K | 280.8
399 | L7PSPM64SSQ | PROLED PERFORMANCE S POWER STANDARD SPOT SQUARE | 3000 K | 280.8
399 | L7PSPM82SSQ | PROLED PERFORMANCE S POWER STANDARD SPOT SQUARE | 4000 K | 280.8
399 | L7PSPM84SSQ | PROLED PERFORMANCE S POWER STANDARD SPOT SQUARE | 4000 K | 280.8
399 | L7PSPS32SSQ | PROLED PERFORMANCE S POWER STANDARD SPOT SQUARE | 2700 K | 280.8
399 | L7PSPS34SSQ | PROLED PERFORMANCE S POWER STANDARD SPOT SQUARE | 2700 K | 280.8
399 | L7PSPS62SSQ | PROLED PERFORMANCE S POWER STANDARD SPOT SQUARE | 3000 K | 280.8
399 | L7PSPS64SSQ | PROLED PERFORMANCE S POWER STANDARD SPOT SQUARE | 3000 K | 280.8
399 | L7PSPS82SSQ | PROLED PERFORMANCE S POWER STANDARD SPOT SQUARE | 4000 K | 280.8
399 | L7PSPS84SSQ | PROLED PERFORMANCE S POWER STANDARD SPOT SQUARE | 4000 K | 280.8
399 | L7PSPW32SSQ | PROLED PERFORMANCE S POWER STANDARD SPOT SQUARE | 2700 K | 280.8
399 | L7PSPW34SSQ | PROLED PERFORMANCE S POWER STANDARD SPOT SQUARE | 2700 K | 280.8
399 | L7PSPW62SSQ | PROLED PERFORMANCE S POWER STANDARD SPOT SQUARE | 3000 K | 280.8
399 | L7PSPW64SSQ | PROLED PERFORMANCE S POWER STANDARD SPOT SQUARE | 3000 K | 280.8
399 | L7PSPW82SSQ | PROLED PERFORMANCE S POWER STANDARD SPOT SQUARE | 4000 K | 280.8
399 | L7PSPW84SSQ | PROLED PERFORMANCE S POWER STANDARD SPOT SQUARE | 4000 K | 280.8
399 | L7PSPB32TRO | PROLED PERFORMANCE S POWER TRIMLESS SPOT ROUND | 2700 K | 298.35
399 | L7PSPB34TRO | PROLED PERFORMANCE S POWER TRIMLESS SPOT ROUND | 2700 K | 298.35
399 | L7PSPB62TRO | PROLED PERFORMANCE S POWER TRIMLESS SPOT ROUND | 3000 K | 298.35
399 | L7PSPB64TRO | PROLED PERFORMANCE S POWER TRIMLESS SPOT ROUND | 3000 K | 298.35
399 | L7PSPB82TRO | PROLED PERFORMANCE S POWER TRIMLESS SPOT ROUND | 4000 K | 298.35
399 | L7PSPB84TRO | PROLED PERFORMANCE S POWER TRIMLESS SPOT ROUND | 4000 K | 298.35
399 | L7PSPC32TRO | PROLED PERFORMANCE S POWER TRIMLESS SPOT ROUND | 2700 K | 298.35
399 | L7PSPC34TRO | PROLED PERFORMANCE S POWER TRIMLESS SPOT ROUND | 2700 K | 298.35
399 | L7PSPC62TRO | PROLED PERFORMANCE S POWER TRIMLESS SPOT ROUND | 3000 K | 298.35
399 | L7PSPC64TRO | PROLED PERFORMANCE S POWER TRIMLESS SPOT ROUND | 3000 K | 298.35
399 | L7PSPC82TRO | PROLED PERFORMANCE S POWER TRIMLESS SPOT ROUND | 4000 K | 298.35
399 | L7PSPC84TRO | PROLED PERFORMANCE S POWER TRIMLESS SPOT ROUND | 4000 K | 298.35
399 | L7PSPG32TRO | PROLED PERFORMANCE S POWER TRIMLESS SPOT ROUND | 2700 K | 298.35
399 | L7PSPG34TRO | PROLED PERFORMANCE S POWER TRIMLESS SPOT ROUND | 2700 K | 298.35
399 | L7PSPG62TRO | PROLED PERFORMANCE S POWER TRIMLESS SPOT ROUND | 3000 K | 298.35
399 | L7PSPG64TRO | PROLED PERFORMANCE S POWER TRIMLESS SPOT ROUND | 3000 K | 298.35
399 | L7PSPG82TRO | PROLED PERFORMANCE S POWER TRIMLESS SPOT ROUND | 4000 K | 298.35
399 | L7PSPG84TRO | PROLED PERFORMANCE S POWER TRIMLESS SPOT ROUND | 4000 K | 298.35
399 | L7PSPM32TRO | PROLED PERFORMANCE S POWER TRIMLESS SPOT ROUND | 2700 K | 298.35
399 | L7PSPM34TRO | PROLED PERFORMANCE S POWER TRIMLESS SPOT ROUND | 2700 K | 298.35
399 | L7PSPM62TRO | PROLED PERFORMANCE S POWER TRIMLESS SPOT ROUND | 3000 K | 298.35
399 | L7PSPM64TRO | PROLED PERFORMANCE S POWER TRIMLESS SPOT ROUND | 3000 K | 298.35
399 | L7PSPM82TRO | PROLED PERFORMANCE S POWER TRIMLESS SPOT ROUND | 4000 K | 298.35
399 | L7PSPM84TRO | PROLED PERFORMANCE S POWER TRIMLESS SPOT ROUND | 4000 K | 298.35
399 | L7PSPS32TRO | PROLED PERFORMANCE S POWER TRIMLESS SPOT ROUND | 2700 K | 298.35
399 | L7PSPS34TRO | PROLED PERFORMANCE S POWER TRIMLESS SPOT ROUND | 2700 K | 298.35
399 | L7PSPS62TRO | PROLED PERFORMANCE S POWER TRIMLESS SPOT ROUND | 3000 K | 298.35
399 | L7PSPS64TRO | PROLED PERFORMANCE S POWER TRIMLESS SPOT ROUND | 3000 K | 298.35
399 | L7PSPS82TRO | PROLED PERFORMANCE S POWER TRIMLESS SPOT ROUND | 4000 K | 298.35
399 | L7PSPS84TRO | PROLED PERFORMANCE S POWER TRIMLESS SPOT ROUND | 4000 K | 298.35
399 | L7PSPW32TRO | PROLED PERFORMANCE S POWER TRIMLESS SPOT ROUND | 2700 K | 298.35
399 | L7PSPW34TRO | PROLED PERFORMANCE S POWER TRIMLESS SPOT ROUND | 2700 K | 298.35
399 | L7PSPW62TRO | PROLED PERFORMANCE S POWER TRIMLESS SPOT ROUND | 3000 K | 298.35
399 | L7PSPW64TRO | PROLED PERFORMANCE S POWER TRIMLESS SPOT ROUND | 3000 K | 298.35
399 | L7PSPW82TRO | PROLED PERFORMANCE S POWER TRIMLESS SPOT ROUND | 4000 K | 298.35
399 | L7PSPW84TRO | PROLED PERFORMANCE S POWER TRIMLESS SPOT ROUND | 4000 K | 298.35
399 | L7PSPB32TSQ | PROLED PERFORMANCE S POWER TRIMLESS SPOT SQUARE | 2700 K | 298.35
399 | L7PSPB34TSQ | PROLED PERFORMANCE S POWER TRIMLESS SPOT SQUARE | 2700 K | 298.35
399 | L7PSPB62TSQ | PROLED PERFORMANCE S POWER TRIMLESS SPOT SQUARE | 3000 K | 298.35
399 | L7PSPB64TSQ | PROLED PERFORMANCE S POWER TRIMLESS SPOT SQUARE | 3000 K | 298.35
399 | L7PSPB82TSQ | PROLED PERFORMANCE S POWER TRIMLESS SPOT SQUARE | 4000 K | 298.35
399 | L7PSPB84TSQ | PROLED PERFORMANCE S POWER TRIMLESS SPOT SQUARE | 4000 K | 298.35
399 | L7PSPC32TSQ | PROLED PERFORMANCE S POWER TRIMLESS SPOT SQUARE | 2700 K | 298.35
399 | L7PSPC34TSQ | PROLED PERFORMANCE S POWER TRIMLESS SPOT SQUARE | 2700 K | 298.35
399 | L7PSPC62TSQ | PROLED PERFORMANCE S POWER TRIMLESS SPOT SQUARE | 3000 K | 298.35
399 | L7PSPC64TSQ | PROLED PERFORMANCE S POWER TRIMLESS SPOT SQUARE | 3000 K | 298.35
399 | L7PSPC82TSQ | PROLED PERFORMANCE S POWER TRIMLESS SPOT SQUARE | 4000 K | 298.35
399 | L7PSPC84TSQ | PROLED PERFORMANCE S POWER TRIMLESS SPOT SQUARE | 4000 K | 298.35
399 | L7PSPG32TSQ | PROLED PERFORMANCE S POWER TRIMLESS SPOT SQUARE | 2700 K | 298.35
399 | L7PSPG34TSQ | PROLED PERFORMANCE S POWER TRIMLESS SPOT SQUARE | 2700 K | 298.35
399 | L7PSPG62TSQ | PROLED PERFORMANCE S POWER TRIMLESS SPOT SQUARE | 3000 K | 298.35
399 | L7PSPG64TSQ | PROLED PERFORMANCE S POWER TRIMLESS SPOT SQUARE | 3000 K | 298.35
399 | L7PSPG82TSQ | PROLED PERFORMANCE S POWER TRIMLESS SPOT SQUARE | 4000 K | 298.35
399 | L7PSPG84TSQ | PROLED PERFORMANCE S POWER TRIMLESS SPOT SQUARE | 4000 K | 298.35
399 | L7PSPM32TSQ | PROLED PERFORMANCE S POWER TRIMLESS SPOT SQUARE | 2700 K | 298.35
399 | L7PSPM34TSQ | PROLED PERFORMANCE S POWER TRIMLESS SPOT SQUARE | 2700 K | 298.35
399 | L7PSPM62TSQ | PROLED PERFORMANCE S POWER TRIMLESS SPOT SQUARE | 3000 K | 298.35
399 | L7PSPM64TSQ | PROLED PERFORMANCE S POWER TRIMLESS SPOT SQUARE | 3000 K | 298.35
399 | L7PSPM82TSQ | PROLED PERFORMANCE S POWER TRIMLESS SPOT SQUARE | 4000 K | 298.35
399 | L7PSPM84TSQ | PROLED PERFORMANCE S POWER TRIMLESS SPOT SQUARE | 4000 K | 298.35
399 | L7PSPS32TSQ | PROLED PERFORMANCE S POWER TRIMLESS SPOT SQUARE | 2700 K | 298.35
399 | L7PSPS34TSQ | PROLED PERFORMANCE S POWER TRIMLESS SPOT SQUARE | 2700 K | 298.35
399 | L7PSPS62TSQ | PROLED PERFORMANCE S POWER TRIMLESS SPOT SQUARE | 3000 K | 298.35
399 | L7PSPS64TSQ | PROLED PERFORMANCE S POWER TRIMLESS SPOT SQUARE | 3000 K | 298.35
399 | L7PSPS82TSQ | PROLED PERFORMANCE S POWER TRIMLESS SPOT SQUARE | 4000 K | 298.35
399 | L7PSPS84TSQ | PROLED PERFORMANCE S POWER TRIMLESS SPOT SQUARE | 4000 K | 298.35
399 | L7PSPW32TSQ | PROLED PERFORMANCE S POWER TRIMLESS SPOT SQUARE | 2700 K | 298.35
399 | L7PSPW34TSQ | PROLED PERFORMANCE S POWER TRIMLESS SPOT SQUARE | 2700 K | 298.35
399 | L7PSPW62TSQ | PROLED PERFORMANCE S POWER TRIMLESS SPOT SQUARE | 3000 K | 298.35
399 | L7PSPW64TSQ | PROLED PERFORMANCE S POWER TRIMLESS SPOT SQUARE | 3000 K | 298.35
399 | L7PSPW82TSQ | PROLED PERFORMANCE S POWER TRIMLESS SPOT SQUARE | 4000 K | 298.35
399 | L7PSPW84TSQ | PROLED PERFORMANCE S POWER TRIMLESS SPOT SQUARE | 4000 K | 298.35
401 | L7PSPFB33SRO | PROLED PERFORMANCE S POWER STANDARD SPOT FIXED ROUND | 2700 K | 280.8
401 | L7PSPFB34SRO | PROLED PERFORMANCE S POWER STANDARD SPOT FIXED ROUND | 2700 K | 280.8
401 | L7PSPFB63SRO | PROLED PERFORMANCE S POWER STANDARD SPOT FIXED ROUND | 3000 K | 280.8
401 | L7PSPFB64SRO | PROLED PERFORMANCE S POWER STANDARD SPOT FIXED ROUND | 3000 K | 280.8
401 | L7PSPFB83SRO | PROLED PERFORMANCE S POWER STANDARD SPOT FIXED ROUND | 4000 K | 280.8
401 | L7PSPFB84SRO | PROLED PERFORMANCE S POWER STANDARD SPOT FIXED ROUND | 4000 K | 280.8
401 | L7PSPFC33SRO | PROLED PERFORMANCE S POWER STANDARD SPOT FIXED ROUND | 2700 K | 280.8
401 | L7PSPFC34SRO | PROLED PERFORMANCE S POWER STANDARD SPOT FIXED ROUND | 2700 K | 280.8
401 | L7PSPFC63SRO | PROLED PERFORMANCE S POWER STANDARD SPOT FIXED ROUND | 3000 K | 280.8
401 | L7PSPFC64SRO | PROLED PERFORMANCE S POWER STANDARD SPOT FIXED ROUND | 3000 K | 280.8
401 | L7PSPFC83SRO | PROLED PERFORMANCE S POWER STANDARD SPOT FIXED ROUND | 4000 K | 280.8
401 | L7PSPFC84SRO | PROLED PERFORMANCE S POWER STANDARD SPOT FIXED ROUND | 4000 K | 280.8
401 | L7PSPFG33SRO | PROLED PERFORMANCE S POWER STANDARD SPOT FIXED ROUND | 2700 K | 280.8
401 | L7PSPFG34SRO | PROLED PERFORMANCE S POWER STANDARD SPOT FIXED ROUND | 2700 K | 280.8
401 | L7PSPFG63SRO | PROLED PERFORMANCE S POWER STANDARD SPOT FIXED ROUND | 3000 K | 280.8
401 | L7PSPFG64SRO | PROLED PERFORMANCE S POWER STANDARD SPOT FIXED ROUND | 3000 K | 280.8
401 | L7PSPFG83SRO | PROLED PERFORMANCE S POWER STANDARD SPOT FIXED ROUND | 4000 K | 280.8
401 | L7PSPFG84SRO | PROLED PERFORMANCE S POWER STANDARD SPOT FIXED ROUND | 4000 K | 280.8
401 | L7PSPFM33SRO | PROLED PERFORMANCE S POWER STANDARD SPOT FIXED ROUND | 2700 K | 280.8
401 | L7PSPFM34SRO | PROLED PERFORMANCE S POWER STANDARD SPOT FIXED ROUND | 2700 K | 280.8
401 | L7PSPFM63SRO | PROLED PERFORMANCE S POWER STANDARD SPOT FIXED ROUND | 3000 K | 280.8
401 | L7PSPFM64SRO | PROLED PERFORMANCE S POWER STANDARD SPOT FIXED ROUND | 3000 K | 280.8
401 | L7PSPFM83SRO | PROLED PERFORMANCE S POWER STANDARD SPOT FIXED ROUND | 4000 K | 280.8
401 | L7PSPFM84SRO | PROLED PERFORMANCE S POWER STANDARD SPOT FIXED ROUND | 4000 K | 280.8
401 | L7PSPFS33SRO | PROLED PERFORMANCE S POWER STANDARD SPOT FIXED ROUND | 2700 K | 280.8
401 | L7PSPFS34SRO | PROLED PERFORMANCE S POWER STANDARD SPOT FIXED ROUND | 2700 K | 280.8
401 | L7PSPFS63SRO | PROLED PERFORMANCE S POWER STANDARD SPOT FIXED ROUND | 3000 K | 280.8
401 | L7PSPFS64SRO | PROLED PERFORMANCE S POWER STANDARD SPOT FIXED ROUND | 3000 K | 280.8
401 | L7PSPFS83SRO | PROLED PERFORMANCE S POWER STANDARD SPOT FIXED ROUND | 4000 K | 280.8
401 | L7PSPFS84SRO | PROLED PERFORMANCE S POWER STANDARD SPOT FIXED ROUND | 4000 K | 280.8
401 | L7PSPFW33SRO | PROLED PERFORMANCE S POWER STANDARD SPOT FIXED ROUND | 2700 K | 280.8
401 | L7PSPFW34SRO | PROLED PERFORMANCE S POWER STANDARD SPOT FIXED ROUND | 2700 K | 280.8
401 | L7PSPFW63SRO | PROLED PERFORMANCE S POWER STANDARD SPOT FIXED ROUND | 3000 K | 280.8
401 | L7PSPFW64SRO | PROLED PERFORMANCE S POWER STANDARD SPOT FIXED ROUND | 3000 K | 280.8
401 | L7PSPFW83SRO | PROLED PERFORMANCE S POWER STANDARD SPOT FIXED ROUND | 4000 K | 280.8
401 | L7PSPFW84SRO | PROLED PERFORMANCE S POWER STANDARD SPOT FIXED ROUND | 4000 K | 280.8
401 | L7PSPFB33SSQ | PROLED PERFORMANCE S POWER STANDARD SPOT FIXED SQUARE | 2700 K | 280.8
401 | L7PSPFB34SSQ | PROLED PERFORMANCE S POWER STANDARD SPOT FIXED SQUARE | 2700 K | 280.8
401 | L7PSPFB63SSQ | PROLED PERFORMANCE S POWER STANDARD SPOT FIXED SQUARE | 3000 K | 280.8
401 | L7PSPFB64SSQ | PROLED PERFORMANCE S POWER STANDARD SPOT FIXED SQUARE | 3000 K | 280.8
401 | L7PSPFB83SSQ | PROLED PERFORMANCE S POWER STANDARD SPOT FIXED SQUARE | 4000 K | 280.8
401 | L7PSPFB84SSQ | PROLED PERFORMANCE S POWER STANDARD SPOT FIXED SQUARE | 4000 K | 280.8
401 | L7PSPFC33SSQ | PROLED PERFORMANCE S POWER STANDARD SPOT FIXED SQUARE | 2700 K | 280.8
401 | L7PSPFC34SSQ | PROLED PERFORMANCE S POWER STANDARD SPOT FIXED SQUARE | 2700 K | 280.8
401 | L7PSPFC63SSQ | PROLED PERFORMANCE S POWER STANDARD SPOT FIXED SQUARE | 3000 K | 280.8
401 | L7PSPFC64SSQ | PROLED PERFORMANCE S POWER STANDARD SPOT FIXED SQUARE | 3000 K | 280.8
401 | L7PSPFC83SSQ | PROLED PERFORMANCE S POWER STANDARD SPOT FIXED SQUARE | 4000 K | 280.8
401 | L7PSPFC84SSQ | PROLED PERFORMANCE S POWER STANDARD SPOT FIXED SQUARE | 4000 K | 280.8
401 | L7PSPFG33SSQ | PROLED PERFORMANCE S POWER STANDARD SPOT FIXED SQUARE | 2700 K | 280.8
401 | L7PSPFG34SSQ | PROLED PERFORMANCE S POWER STANDARD SPOT FIXED SQUARE | 2700 K | 280.8
401 | L7PSPFG63SSQ | PROLED PERFORMANCE S POWER STANDARD SPOT FIXED SQUARE | 3000 K | 280.8
401 | L7PSPFG64SSQ | PROLED PERFORMANCE S POWER STANDARD SPOT FIXED SQUARE | 3000 K | 280.8
401 | L7PSPFG83SSQ | PROLED PERFORMANCE S POWER STANDARD SPOT FIXED SQUARE | 4000 K | 280.8
401 | L7PSPFG84SSQ | PROLED PERFORMANCE S POWER STANDARD SPOT FIXED SQUARE | 4000 K | 280.8
401 | L7PSPFM33SSQ | PROLED PERFORMANCE S POWER STANDARD SPOT FIXED SQUARE | 2700 K | 280.8
401 | L7PSPFM34SSQ | PROLED PERFORMANCE S POWER STANDARD SPOT FIXED SQUARE | 2700 K | 280.8
401 | L7PSPFM63SSQ | PROLED PERFORMANCE S POWER STANDARD SPOT FIXED SQUARE | 3000 K | 280.8
401 | L7PSPFM64SSQ | PROLED PERFORMANCE S POWER STANDARD SPOT FIXED SQUARE | 3000 K | 280.8
401 | L7PSPFM83SSQ | PROLED PERFORMANCE S POWER STANDARD SPOT FIXED SQUARE | 4000 K | 280.8
401 | L7PSPFM84SSQ | PROLED PERFORMANCE S POWER STANDARD SPOT FIXED SQUARE | 4000 K | 280.8
401 | L7PSPFS33SSQ | PROLED PERFORMANCE S POWER STANDARD SPOT FIXED SQUARE | 2700 K | 280.8
401 | L7PSPFS34SSQ | PROLED PERFORMANCE S POWER STANDARD SPOT FIXED SQUARE | 2700 K | 280.8
401 | L7PSPFS63SSQ | PROLED PERFORMANCE S POWER STANDARD SPOT FIXED SQUARE | 3000 K | 280.8
401 | L7PSPFS64SSQ | PROLED PERFORMANCE S POWER STANDARD SPOT FIXED SQUARE | 3000 K | 280.8
401 | L7PSPFS83SSQ | PROLED PERFORMANCE S POWER STANDARD SPOT FIXED SQUARE | 4000 K | 280.8
401 | L7PSPFS84SSQ | PROLED PERFORMANCE S POWER STANDARD SPOT FIXED SQUARE | 4000 K | 280.8
401 | L7PSPFW33SSQ | PROLED PERFORMANCE S POWER STANDARD SPOT FIXED SQUARE | 2700 K | 280.8
401 | L7PSPFW34SSQ | PROLED PERFORMANCE S POWER STANDARD SPOT FIXED SQUARE | 2700 K | 280.8
401 | L7PSPFW63SSQ | PROLED PERFORMANCE S POWER STANDARD SPOT FIXED SQUARE | 3000 K | 280.8
401 | L7PSPFW64SSQ | PROLED PERFORMANCE S POWER STANDARD SPOT FIXED SQUARE | 3000 K | 280.8
401 | L7PSPFW83SSQ | PROLED PERFORMANCE S POWER STANDARD SPOT FIXED SQUARE | 4000 K | 280.8
401 | L7PSPFW84SSQ | PROLED PERFORMANCE S POWER STANDARD SPOT FIXED SQUARE | 4000 K | 280.8
401 | L7PSPFB33TRO | PROLED PERFORMANCE S POWER TRIMLESS SPOT FIXED ROUND | 2700 K | 298.35
401 | L7PSPFB34TRO | PROLED PERFORMANCE S POWER TRIMLESS SPOT FIXED ROUND | 2700 K | 298.35
401 | L7PSPFB63TRO | PROLED PERFORMANCE S POWER TRIMLESS SPOT FIXED ROUND | 3000 K | 298.35
401 | L7PSPFB64TRO | PROLED PERFORMANCE S POWER TRIMLESS SPOT FIXED ROUND | 3000 K | 298.35
401 | L7PSPFB83TRO | PROLED PERFORMANCE S POWER TRIMLESS SPOT FIXED ROUND | 4000 K | 298.35
401 | L7PSPFB84TRO | PROLED PERFORMANCE S POWER TRIMLESS SPOT FIXED ROUND | 4000 K | 298.35
401 | L7PSPFC33TRO | PROLED PERFORMANCE S POWER TRIMLESS SPOT FIXED ROUND | 2700 K | 298.35
401 | L7PSPFC34TRO | PROLED PERFORMANCE S POWER TRIMLESS SPOT FIXED ROUND | 2700 K | 298.35
401 | L7PSPFC63TRO | PROLED PERFORMANCE S POWER TRIMLESS SPOT FIXED ROUND | 3000 K | 298.35
401 | L7PSPFC64TRO | PROLED PERFORMANCE S POWER TRIMLESS SPOT FIXED ROUND | 3000 K | 298.35
401 | L7PSPFC83TRO | PROLED PERFORMANCE S POWER TRIMLESS SPOT FIXED ROUND | 4000 K | 298.35
401 | L7PSPFC84TRO | PROLED PERFORMANCE S POWER TRIMLESS SPOT FIXED ROUND | 4000 K | 298.35
401 | L7PSPFG33TRO | PROLED PERFORMANCE S POWER TRIMLESS SPOT FIXED ROUND | 2700 K | 298.35
401 | L7PSPFG34TRO | PROLED PERFORMANCE S POWER TRIMLESS SPOT FIXED ROUND | 2700 K | 298.35
401 | L7PSPFG63TRO | PROLED PERFORMANCE S POWER TRIMLESS SPOT FIXED ROUND | 3000 K | 298.35
401 | L7PSPFG64TRO | PROLED PERFORMANCE S POWER TRIMLESS SPOT FIXED ROUND | 3000 K | 298.35
401 | L7PSPFG83TRO | PROLED PERFORMANCE S POWER TRIMLESS SPOT FIXED ROUND | 4000 K | 298.35
401 | L7PSPFG84TRO | PROLED PERFORMANCE S POWER TRIMLESS SPOT FIXED ROUND | 4000 K | 298.35
401 | L7PSPFM33TRO | PROLED PERFORMANCE S POWER TRIMLESS SPOT FIXED ROUND | 2700 K | 298.35
401 | L7PSPFM34TRO | PROLED PERFORMANCE S POWER TRIMLESS SPOT FIXED ROUND | 2700 K | 298.35
401 | L7PSPFM63TRO | PROLED PERFORMANCE S POWER TRIMLESS SPOT FIXED ROUND | 3000 K | 298.35
401 | L7PSPFM64TRO | PROLED PERFORMANCE S POWER TRIMLESS SPOT FIXED ROUND | 3000 K | 298.35
401 | L7PSPFM83TRO | PROLED PERFORMANCE S POWER TRIMLESS SPOT FIXED ROUND | 4000 K | 298.35
401 | L7PSPFM84TRO | PROLED PERFORMANCE S POWER TRIMLESS SPOT FIXED ROUND | 4000 K | 298.35
401 | L7PSPFS33TRO | PROLED PERFORMANCE S POWER TRIMLESS SPOT FIXED ROUND | 2700 K | 298.35
401 | L7PSPFS34TRO | PROLED PERFORMANCE S POWER TRIMLESS SPOT FIXED ROUND | 2700 K | 298.35
401 | L7PSPFS63TRO | PROLED PERFORMANCE S POWER TRIMLESS SPOT FIXED ROUND | 3000 K | 298.35
401 | L7PSPFS64TRO | PROLED PERFORMANCE S POWER TRIMLESS SPOT FIXED ROUND | 3000 K | 298.35
401 | L7PSPFS83TRO | PROLED PERFORMANCE S POWER TRIMLESS SPOT FIXED ROUND | 4000 K | 298.35
401 | L7PSPFS84TRO | PROLED PERFORMANCE S POWER TRIMLESS SPOT FIXED ROUND | 4000 K | 298.35
401 | L7PSPFW33TRO | PROLED PERFORMANCE S POWER TRIMLESS SPOT FIXED ROUND | 2700 K | 298.35
401 | L7PSPFW34TRO | PROLED PERFORMANCE S POWER TRIMLESS SPOT FIXED ROUND | 2700 K | 298.35
401 | L7PSPFW63TRO | PROLED PERFORMANCE S POWER TRIMLESS SPOT FIXED ROUND | 3000 K | 298.35
401 | L7PSPFW64TRO | PROLED PERFORMANCE S POWER TRIMLESS SPOT FIXED ROUND | 3000 K | 298.35
401 | L7PSPFW83TRO | PROLED PERFORMANCE S POWER TRIMLESS SPOT FIXED ROUND | 4000 K | 298.35
401 | L7PSPFW84TRO | PROLED PERFORMANCE S POWER TRIMLESS SPOT FIXED ROUND | 4000 K | 298.35
401 | L7PSPFB33TSQ | PROLED PERFORMANCE S POWER TRIMLESS SPOT FIXED SQUARE | 2700 K | 298.35
401 | L7PSPFB34TSQ | PROLED PERFORMANCE S POWER TRIMLESS SPOT FIXED SQUARE | 2700 K | 298.35
401 | L7PSPFB63TSQ | PROLED PERFORMANCE S POWER TRIMLESS SPOT FIXED SQUARE | 3000 K | 298.35
401 | L7PSPFB64TSQ | PROLED PERFORMANCE S POWER TRIMLESS SPOT FIXED SQUARE | 3000 K | 298.35
401 | L7PSPFB83TSQ | PROLED PERFORMANCE S POWER TRIMLESS SPOT FIXED SQUARE | 4000 K | 298.35
401 | L7PSPFB84TSQ | PROLED PERFORMANCE S POWER TRIMLESS SPOT FIXED SQUARE | 4000 K | 298.35
401 | L7PSPFC33TSQ | PROLED PERFORMANCE S POWER TRIMLESS SPOT FIXED SQUARE | 2700 K | 298.35
401 | L7PSPFC34TSQ | PROLED PERFORMANCE S POWER TRIMLESS SPOT FIXED SQUARE | 2700 K | 298.35
401 | L7PSPFC63TSQ | PROLED PERFORMANCE S POWER TRIMLESS SPOT FIXED SQUARE | 3000 K | 298.35
401 | L7PSPFC64TSQ | PROLED PERFORMANCE S POWER TRIMLESS SPOT FIXED SQUARE | 3000 K | 298.35
401 | L7PSPFC83TSQ | PROLED PERFORMANCE S POWER TRIMLESS SPOT FIXED SQUARE | 4000 K | 298.35
401 | L7PSPFC84TSQ | PROLED PERFORMANCE S POWER TRIMLESS SPOT FIXED SQUARE | 4000 K | 298.35
401 | L7PSPFG33TSQ | PROLED PERFORMANCE S POWER TRIMLESS SPOT FIXED SQUARE | 2700 K | 298.35
401 | L7PSPFG34TSQ | PROLED PERFORMANCE S POWER TRIMLESS SPOT FIXED SQUARE | 2700 K | 298.35
401 | L7PSPFG63TSQ | PROLED PERFORMANCE S POWER TRIMLESS SPOT FIXED SQUARE | 3000 K | 298.35
401 | L7PSPFG64TSQ | PROLED PERFORMANCE S POWER TRIMLESS SPOT FIXED SQUARE | 3000 K | 298.35
401 | L7PSPFG83TSQ | PROLED PERFORMANCE S POWER TRIMLESS SPOT FIXED SQUARE | 4000 K | 298.35
401 | L7PSPFG84TSQ | PROLED PERFORMANCE S POWER TRIMLESS SPOT FIXED SQUARE | 4000 K | 298.35
401 | L7PSPFM33TSQ | PROLED PERFORMANCE S POWER TRIMLESS SPOT FIXED SQUARE | 2700 K | 298.35
401 | L7PSPFM34TSQ | PROLED PERFORMANCE S POWER TRIMLESS SPOT FIXED SQUARE | 2700 K | 298.35
401 | L7PSPFM63TSQ | PROLED PERFORMANCE S POWER TRIMLESS SPOT FIXED SQUARE | 3000 K | 298.35
401 | L7PSPFM64TSQ | PROLED PERFORMANCE S POWER TRIMLESS SPOT FIXED SQUARE | 3000 K | 298.35
401 | L7PSPFM83TSQ | PROLED PERFORMANCE S POWER TRIMLESS SPOT FIXED SQUARE | 4000 K | 298.35
401 | L7PSPFM84TSQ | PROLED PERFORMANCE S POWER TRIMLESS SPOT FIXED SQUARE | 4000 K | 298.35
401 | L7PSPFS33TSQ | PROLED PERFORMANCE S POWER TRIMLESS SPOT FIXED SQUARE | 2700 K | 298.35
401 | L7PSPFS34TSQ | PROLED PERFORMANCE S POWER TRIMLESS SPOT FIXED SQUARE | 2700 K | 298.35
401 | L7PSPFS63TSQ | PROLED PERFORMANCE S POWER TRIMLESS SPOT FIXED SQUARE | 3000 K | 298.35
401 | L7PSPFS64TSQ | PROLED PERFORMANCE S POWER TRIMLESS SPOT FIXED SQUARE | 3000 K | 298.35
401 | L7PSPFS83TSQ | PROLED PERFORMANCE S POWER TRIMLESS SPOT FIXED SQUARE | 4000 K | 298.35
401 | L7PSPFS84TSQ | PROLED PERFORMANCE S POWER TRIMLESS SPOT FIXED SQUARE | 4000 K | 298.35
401 | L7PSPFW33TSQ | PROLED PERFORMANCE S POWER TRIMLESS SPOT FIXED SQUARE | 2700 K | 298.35
401 | L7PSPFW34TSQ | PROLED PERFORMANCE S POWER TRIMLESS SPOT FIXED SQUARE | 2700 K | 298.35
401 | L7PSPFW63TSQ | PROLED PERFORMANCE S POWER TRIMLESS SPOT FIXED SQUARE | 3000 K | 298.35
401 | L7PSPFW64TSQ | PROLED PERFORMANCE S POWER TRIMLESS SPOT FIXED SQUARE | 3000 K | 298.35
401 | L7PSPFW83TSQ | PROLED PERFORMANCE S POWER TRIMLESS SPOT FIXED SQUARE | 4000 K | 298.35
401 | L7PSPFW84TSQ | PROLED PERFORMANCE S POWER TRIMLESS SPOT FIXED SQUARE | 4000 K | 298.35
403 | L7PSP3ASRO | PROLED PERFORMANCE S POWER STANDARD WALLWASHER ROUND | 2700 K | 319.8
403 | L7PSP6ASRO | PROLED PERFORMANCE S POWER STANDARD WALLWASHER ROUND | 3000 K | 319.8
403 | L7PSP8ASRO | PROLED PERFORMANCE S POWER STANDARD WALLWASHER ROUND | 4000 K | 319.8
403 | L7PSP3ASSQ | PROLED PERFORMANCE S POWER STANDARD WALLWASHER SQUARE | 2700 K | 319.8
403 | L7PSP6ASSQ | PROLED PERFORMANCE S POWER STANDARD WALLWASHER SQUARE | 3000 K | 319.8
403 | L7PSP8ASSQ | PROLED PERFORMANCE S POWER STANDARD WALLWASHER SQUARE | 4000 K | 319.8
403 | L7PSP3ATRO | PROLED PERFORMANCE S POWER TRIMLESS WALLWASHER ROUND | 2700 K | 337.35
403 | L7PSP6ATRO | PROLED PERFORMANCE S POWER TRIMLESS WALLWASHER ROUND | 3000 K | 337.35
403 | L7PSP8ATRO | PROLED PERFORMANCE S POWER TRIMLESS WALLWASHER ROUND | 4000 K | 337.35
403 | L7PSP3ATSQ | PROLED PERFORMANCE S POWER TRIMLESS WALLWASHER SQUARE | 2700 K | 337.35
403 | L7PSP6ATSQ | PROLED PERFORMANCE S POWER TRIMLESS WALLWASHER SQUARE | 3000 K | 337.35
403 | L7PSP8ATSQ | PROLED PERFORMANCE S POWER TRIMLESS WALLWASHER SQUARE | 4000 K | 337.35
406 | L7PM0AG | PROLED PERFORMANCE ACCESSORIES |  | 9.75
407 | L7PMB62SRO | PROLED PERFORMANCE M STANDARD SPOT ROUND | 3000 K | 280.8
407 | L7PMB82SRO | PROLED PERFORMANCE M STANDARD SPOT ROUND | 4000 K | 280.8
407 | L7PMC62SRO | PROLED PERFORMANCE M STANDARD SPOT ROUND | 3000 K | 280.8
407 | L7PMC64SRO | PROLED PERFORMANCE M STANDARD SPOT ROUND | 4000 K | 280.8
407 | L7PMC82SRO | PROLED PERFORMANCE M STANDARD SPOT ROUND | 4000 K | 280.8
407 | L7PMC84SRO | PROLED PERFORMANCE M STANDARD SPOT ROUND | 3000 K | 280.8
407 | L7PMG62SRO | PROLED PERFORMANCE M STANDARD SPOT ROUND | 3000 K | 280.8
407 | L7PMG64SRO | PROLED PERFORMANCE M STANDARD SPOT ROUND | 4000 K | 280.8
407 | L7PMG82SRO | PROLED PERFORMANCE M STANDARD SPOT ROUND | 4000 K | 280.8
407 | L7PMG84SRO | PROLED PERFORMANCE M STANDARD SPOT ROUND | 3000 K | 280.8
407 | L7PMM62SRO | PROLED PERFORMANCE M STANDARD SPOT ROUND | 3000 K | 280.8
407 | L7PMM64SRO | PROLED PERFORMANCE M STANDARD SPOT ROUND | 3000 K | 280.8
407 | L7PMM82SRO | PROLED PERFORMANCE M STANDARD SPOT ROUND | 4000 K | 280.8
407 | L7PMM84SRO | PROLED PERFORMANCE M STANDARD SPOT ROUND | 4000 K | 280.8
407 | L7PMS62SRO | PROLED PERFORMANCE M STANDARD SPOT ROUND | 3000 K | 280.8
407 | L7PMS64SRO | PROLED PERFORMANCE M STANDARD SPOT ROUND | 3000 K | 280.8
407 | L7PMS82SRO | PROLED PERFORMANCE M STANDARD SPOT ROUND | 4000 K | 280.8
407 | L7PMS84SRO | PROLED PERFORMANCE M STANDARD SPOT ROUND | 4000 K | 280.8
407 | L7PMW62SRO | PROLED PERFORMANCE M STANDARD SPOT ROUND | 3000 K | 280.8
407 | L7PMW82SRO | PROLED PERFORMANCE M STANDARD SPOT ROUND | 4000 K | 280.8
407 | L7PMB62SSQ | PROLED PERFORMANCE M STANDARD SPOT SQUARE | 4000 K | 280.8
407 | L7PMB64SSQ | PROLED PERFORMANCE M STANDARD SPOT SQUARE | 3000 K | 280.8
407 | L7PMB82SSQ | PROLED PERFORMANCE M STANDARD SPOT SQUARE | 3000 K | 280.8
407 | L7PMB84SSQ | PROLED PERFORMANCE M STANDARD SPOT SQUARE | 4000 K | 280.8
407 | L7PMC62SSQ | PROLED PERFORMANCE M STANDARD SPOT SQUARE | 3000 K | 280.8
407 | L7PMC64SSQ | PROLED PERFORMANCE M STANDARD SPOT SQUARE | 4000 K | 280.8
407 | L7PMC82SSQ | PROLED PERFORMANCE M STANDARD SPOT SQUARE | 4000 K | 280.8
407 | L7PMC84SSQ | PROLED PERFORMANCE M STANDARD SPOT SQUARE | 3000 K | 280.8
407 | L7PMG62SSQ | PROLED PERFORMANCE M STANDARD SPOT SQUARE | 3000 K | 280.8
407 | L7PMG64SSQ | PROLED PERFORMANCE M STANDARD SPOT SQUARE | 3000 K | 280.8
407 | L7PMG82SSQ | PROLED PERFORMANCE M STANDARD SPOT SQUARE | 4000 K | 280.8
407 | L7PMG84SSQ | PROLED PERFORMANCE M STANDARD SPOT SQUARE | 4000 K | 280.8
407 | L7PMM62SSQ | PROLED PERFORMANCE M STANDARD SPOT SQUARE | 3000 K | 280.8
407 | L7PMM64SSQ | PROLED PERFORMANCE M STANDARD SPOT SQUARE | 3000 K | 280.8
407 | L7PMM82SSQ | PROLED PERFORMANCE M STANDARD SPOT SQUARE | 4000 K | 280.8
407 | L7PMM84SSQ | PROLED PERFORMANCE M STANDARD SPOT SQUARE | 4000 K | 280.8
407 | L7PMS62SSQ | PROLED PERFORMANCE M STANDARD SPOT SQUARE | 3000 K | 280.8
407 | L7PMS64SSQ | PROLED PERFORMANCE M STANDARD SPOT SQUARE | 3000 K | 280.8
407 | L7PMS82SSQ | PROLED PERFORMANCE M STANDARD SPOT SQUARE | 4000 K | 280.8
407 | L7PMS84SSQ | PROLED PERFORMANCE M STANDARD SPOT SQUARE | 4000 K | 280.8
407 | L7PMW62SSQ | PROLED PERFORMANCE M STANDARD SPOT SQUARE | 3000 K | 280.8
407 | L7PMW64SSQ | PROLED PERFORMANCE M STANDARD SPOT SQUARE | 3000 K | 280.8
407 | L7PMW82SSQ | PROLED PERFORMANCE M STANDARD SPOT SQUARE | 4000 K | 280.8
407 | L7PMW84SSQ | PROLED PERFORMANCE M STANDARD SPOT SQUARE | 4000 K | 280.8
407 | L7PMB62TRO | PROLED PERFORMANCE M TRIMLESS SPOT ROUND | 3000 K | 298.35
407 | L7PMB64TRO | PROLED PERFORMANCE M TRIMLESS SPOT ROUND | 3000 K | 298.35
407 | L7PMB82TRO | PROLED PERFORMANCE M TRIMLESS SPOT ROUND | 4000 K | 298.35
407 | L7PMB84TRO | PROLED PERFORMANCE M TRIMLESS SPOT ROUND | 4000 K | 298.35
407 | L7PMC62TRO | PROLED PERFORMANCE M TRIMLESS SPOT ROUND | 3000 K | 298.35
407 | L7PMC64TRO | PROLED PERFORMANCE M TRIMLESS SPOT ROUND | 3000 K | 298.35
407 | L7PMC82TRO | PROLED PERFORMANCE M TRIMLESS SPOT ROUND | 4000 K | 298.35
407 | L7PMC84TRO | PROLED PERFORMANCE M TRIMLESS SPOT ROUND | 4000 K | 298.35
407 | L7PMG62TRO | PROLED PERFORMANCE M TRIMLESS SPOT ROUND | 3000 K | 298.35
407 | L7PMG64TRO | PROLED PERFORMANCE M TRIMLESS SPOT ROUND | 3000 K | 298.35
407 | L7PMG82TRO | PROLED PERFORMANCE M TRIMLESS SPOT ROUND | 4000 K | 298.35
407 | L7PMG84TRO | PROLED PERFORMANCE M TRIMLESS SPOT ROUND | 4000 K | 298.35
407 | L7PMM62TRO | PROLED PERFORMANCE M TRIMLESS SPOT ROUND | 3000 K | 298.35
407 | L7PMM64TRO | PROLED PERFORMANCE M TRIMLESS SPOT ROUND | 3000 K | 298.35
407 | L7PMM82TRO | PROLED PERFORMANCE M TRIMLESS SPOT ROUND | 4000 K | 298.35
407 | L7PMM84TRO | PROLED PERFORMANCE M TRIMLESS SPOT ROUND | 4000 K | 298.35
407 | L7PMS62TRO | PROLED PERFORMANCE M TRIMLESS SPOT ROUND | 3000 K | 298.35
407 | L7PMS64TRO | PROLED PERFORMANCE M TRIMLESS SPOT ROUND | 3000 K | 298.35
407 | L7PMS82TRO | PROLED PERFORMANCE M TRIMLESS SPOT ROUND | 4000 K | 298.35
407 | L7PMS84TRO | PROLED PERFORMANCE M TRIMLESS SPOT ROUND | 4000 K | 298.35
407 | L7PMW62TRO | PROLED PERFORMANCE M TRIMLESS SPOT ROUND | 3000 K | 298.35
407 | L7PMW64TRO | PROLED PERFORMANCE M TRIMLESS SPOT ROUND | 3000 K | 298.35
407 | L7PMW82TRO | PROLED PERFORMANCE M TRIMLESS SPOT ROUND | 4000 K | 298.35
407 | L7PMW84TRO | PROLED PERFORMANCE M TRIMLESS SPOT ROUND | 4000 K | 298.35
407 | L7PMB62TSQ | PROLED PERFORMANCE M TRIMLESS SPOT SQUARE | 3000 K | 298.35
407 | L7PMB64TSQ | PROLED PERFORMANCE M TRIMLESS SPOT SQUARE | 3000 K | 298.35
407 | L7PMB82TSQ | PROLED PERFORMANCE M TRIMLESS SPOT SQUARE | 4000 K | 298.35
407 | L7PMB84TSQ | PROLED PERFORMANCE M TRIMLESS SPOT SQUARE | 4000 K | 298.35
407 | L7PMC62TSQ | PROLED PERFORMANCE M TRIMLESS SPOT SQUARE | 3000 K | 298.35
407 | L7PMC64TSQ | PROLED PERFORMANCE M TRIMLESS SPOT SQUARE | 4000 K | 298.35
407 | L7PMC82TSQ | PROLED PERFORMANCE M TRIMLESS SPOT SQUARE | 4000 K | 298.35
407 | L7PMC84TSQ | PROLED PERFORMANCE M TRIMLESS SPOT SQUARE | 3000 K | 298.35
407 | L7PMG62TSQ | PROLED PERFORMANCE M TRIMLESS SPOT SQUARE | 3000 K | 298.35
407 | L7PMG64TSQ | PROLED PERFORMANCE M TRIMLESS SPOT SQUARE | 4000 K | 298.35
407 | L7PMG82TSQ | PROLED PERFORMANCE M TRIMLESS SPOT SQUARE | 4000 K | 298.35
407 | L7PMG84TSQ | PROLED PERFORMANCE M TRIMLESS SPOT SQUARE | 3000 K | 298.35
407 | L7PMM62TSQ | PROLED PERFORMANCE M TRIMLESS SPOT SQUARE | 3000 K | 298.35
407 | L7PMM64TSQ | PROLED PERFORMANCE M TRIMLESS SPOT SQUARE | 3000 K | 298.35
407 | L7PMM82TSQ | PROLED PERFORMANCE M TRIMLESS SPOT SQUARE | 4000 K | 298.35
407 | L7PMM84TSQ | PROLED PERFORMANCE M TRIMLESS SPOT SQUARE | 4000 K | 298.35
407 | L7PMS62TSQ | PROLED PERFORMANCE M TRIMLESS SPOT SQUARE | 3000 K | 298.35
407 | L7PMS64TSQ | PROLED PERFORMANCE M TRIMLESS SPOT SQUARE | 3000 K | 298.35
407 | L7PMS82TSQ | PROLED PERFORMANCE M TRIMLESS SPOT SQUARE | 4000 K | 298.35
407 | L7PMS84TSQ | PROLED PERFORMANCE M TRIMLESS SPOT SQUARE | 4000 K | 298.35
407 | L7PMW62TSQ | PROLED PERFORMANCE M TRIMLESS SPOT SQUARE | 3000 K | 298.35
407 | L7PMW64TSQ | PROLED PERFORMANCE M TRIMLESS SPOT SQUARE | 3000 K | 298.35
407 | L7PMW82TSQ | PROLED PERFORMANCE M TRIMLESS SPOT SQUARE | 4000 K | 298.35
407 | L7PMW84TSQ | PROLED PERFORMANCE M TRIMLESS SPOT SQUARE | 4000 K | 298.35
409 | L7PMFB63SRO | PROLED PERFORMANCE M STANDARD SPOT FIXED ROUND | 3000 K | 280.8
409 | L7PMFB64SRO | PROLED PERFORMANCE M STANDARD SPOT FIXED ROUND | 3000 K | 280.8
409 | L7PMFB83SRO | PROLED PERFORMANCE M STANDARD SPOT FIXED ROUND | 4000 K | 280.8
409 | L7PMFB84SRO | PROLED PERFORMANCE M STANDARD SPOT FIXED ROUND | 4000 K | 280.8
409 | L7PMFC63SRO | PROLED PERFORMANCE M STANDARD SPOT FIXED ROUND | 3000 K | 280.8
409 | L7PMFC64SRO | PROLED PERFORMANCE M STANDARD SPOT FIXED ROUND | 4000 K | 280.8
409 | L7PMFC83SRO | PROLED PERFORMANCE M STANDARD SPOT FIXED ROUND | 4000 K | 280.8
409 | L7PMFC84SRO | PROLED PERFORMANCE M STANDARD SPOT FIXED ROUND | 3000 K | 280.8
409 | L7PMFG63SRO | PROLED PERFORMANCE M STANDARD SPOT FIXED ROUND | 3000 K | 280.8
409 | L7PMFG64SRO | PROLED PERFORMANCE M STANDARD SPOT FIXED ROUND | 4000 K | 280.8
409 | L7PMFG83SRO | PROLED PERFORMANCE M STANDARD SPOT FIXED ROUND | 4000 K | 280.8
409 | L7PMFG84SRO | PROLED PERFORMANCE M STANDARD SPOT FIXED ROUND | 3000 K | 280.8
409 | L7PMFM63SRO | PROLED PERFORMANCE M STANDARD SPOT FIXED ROUND | 3000 K | 280.8
409 | L7PMFM64SRO | PROLED PERFORMANCE M STANDARD SPOT FIXED ROUND | 3000 K | 280.8
409 | L7PMFM83SRO | PROLED PERFORMANCE M STANDARD SPOT FIXED ROUND | 4000 K | 280.8
409 | L7PMFM84SRO | PROLED PERFORMANCE M STANDARD SPOT FIXED ROUND | 4000 K | 280.8
409 | L7PMFS63SRO | PROLED PERFORMANCE M STANDARD SPOT FIXED ROUND | 4000 K | 280.8
409 | L7PMFS64SRO | PROLED PERFORMANCE M STANDARD SPOT FIXED ROUND | 3000 K | 280.8
409 | L7PMFS83SRO | PROLED PERFORMANCE M STANDARD SPOT FIXED ROUND | 3000 K | 280.8
409 | L7PMFS84SRO | PROLED PERFORMANCE M STANDARD SPOT FIXED ROUND | 4000 K | 280.8
409 | L7PMFW63SRO | PROLED PERFORMANCE M STANDARD SPOT FIXED ROUND | 3000 K | 280.8
409 | L7PMFW64SRO | PROLED PERFORMANCE M STANDARD SPOT FIXED ROUND | 3000 K | 280.8
409 | L7PMFW83SRO | PROLED PERFORMANCE M STANDARD SPOT FIXED ROUND | 4000 K | 280.8
409 | L7PMFW84SRO | PROLED PERFORMANCE M STANDARD SPOT FIXED ROUND | 4000 K | 280.8
409 | L7PMFB63SSQ | PROLED PERFORMANCE M STANDARD SPOT FIXED SQUARE | 3000 K | 280.8
409 | L7PMFB64SSQ | PROLED PERFORMANCE M STANDARD SPOT FIXED SQUARE | 3000 K | 280.8
409 | L7PMFB83SSQ | PROLED PERFORMANCE M STANDARD SPOT FIXED SQUARE | 4000 K | 280.8
409 | L7PMFB84SSQ | PROLED PERFORMANCE M STANDARD SPOT FIXED SQUARE | 4000 K | 280.8
409 | L7PMFC63SSQ | PROLED PERFORMANCE M STANDARD SPOT FIXED SQUARE | 3000 K | 280.8
409 | L7PMFC64SSQ | PROLED PERFORMANCE M STANDARD SPOT FIXED SQUARE | 3000 K | 280.8
409 | L7PMFC83SSQ | PROLED PERFORMANCE M STANDARD SPOT FIXED SQUARE | 4000 K | 280.8
409 | L7PMFC84SSQ | PROLED PERFORMANCE M STANDARD SPOT FIXED SQUARE | 4000 K | 280.8
409 | L7PMFG63SSQ | PROLED PERFORMANCE M STANDARD SPOT FIXED SQUARE | 3000 K | 280.8
409 | L7PMFG64SSQ | PROLED PERFORMANCE M STANDARD SPOT FIXED SQUARE | 3000 K | 280.8
409 | L7PMFG83SSQ | PROLED PERFORMANCE M STANDARD SPOT FIXED SQUARE | 4000 K | 280.8
409 | L7PMFG84SSQ | PROLED PERFORMANCE M STANDARD SPOT FIXED SQUARE | 4000 K | 280.8
409 | L7PMFM63SSQ | PROLED PERFORMANCE M STANDARD SPOT FIXED SQUARE | 3000 K | 280.8
409 | L7PMFM64SSQ | PROLED PERFORMANCE M STANDARD SPOT FIXED SQUARE | 3000 K | 280.8
409 | L7PMFM83SSQ | PROLED PERFORMANCE M STANDARD SPOT FIXED SQUARE | 4000 K | 280.8
409 | L7PMFM84SSQ | PROLED PERFORMANCE M STANDARD SPOT FIXED SQUARE | 4000 K | 280.8
409 | L7PMFS63SSQ | PROLED PERFORMANCE M STANDARD SPOT FIXED SQUARE | 3000 K | 280.8
409 | L7PMFS64SSQ | PROLED PERFORMANCE M STANDARD SPOT FIXED SQUARE | 3000 K | 280.8
409 | L7PMFS83SSQ | PROLED PERFORMANCE M STANDARD SPOT FIXED SQUARE | 4000 K | 280.8
409 | L7PMFS84SSQ | PROLED PERFORMANCE M STANDARD SPOT FIXED SQUARE | 4000 K | 280.8
409 | L7PMFW63SSQ | PROLED PERFORMANCE M STANDARD SPOT FIXED SQUARE | 3000 K | 280.8
409 | L7PMFW64SSQ | PROLED PERFORMANCE M STANDARD SPOT FIXED SQUARE | 3000 K | 280.8
409 | L7PMFW83SSQ | PROLED PERFORMANCE M STANDARD SPOT FIXED SQUARE | 4000 K | 280.8
409 | L7PMFW84SSQ | PROLED PERFORMANCE M STANDARD SPOT FIXED SQUARE | 4000 K | 280.8
409 | L7PMFB63TRO | PROLED PERFORMANCE M TRIMLESS SPOT FIXED ROUND | 3000 K | 298.35
409 | L7PMFB64TRO | PROLED PERFORMANCE M TRIMLESS SPOT FIXED ROUND | 3000 K | 298.35
409 | L7PMFB83TRO | PROLED PERFORMANCE M TRIMLESS SPOT FIXED ROUND | 4000 K | 298.35
409 | L7PMFB84TRO | PROLED PERFORMANCE M TRIMLESS SPOT FIXED ROUND | 4000 K | 298.35
409 | L7PMFC63TRO | PROLED PERFORMANCE M TRIMLESS SPOT FIXED ROUND | 3000 K | 298.35
409 | L7PMFC64TRO | PROLED PERFORMANCE M TRIMLESS SPOT FIXED ROUND | 3000 K | 298.35
409 | L7PMFC83TRO | PROLED PERFORMANCE M TRIMLESS SPOT FIXED ROUND | 4000 K | 298.35
409 | L7PMFC84TRO | PROLED PERFORMANCE M TRIMLESS SPOT FIXED ROUND | 4000 K | 298.35
409 | L7PMFG63TRO | PROLED PERFORMANCE M TRIMLESS SPOT FIXED ROUND | 3000 K | 298.35
409 | L7PMFG64TRO | PROLED PERFORMANCE M TRIMLESS SPOT FIXED ROUND | 3000 K | 298.35
409 | L7PMFG83TRO | PROLED PERFORMANCE M TRIMLESS SPOT FIXED ROUND | 4000 K | 298.35
409 | L7PMFG84TRO | PROLED PERFORMANCE M TRIMLESS SPOT FIXED ROUND | 4000 K | 298.35
409 | L7PMFM63TRO | PROLED PERFORMANCE M TRIMLESS SPOT FIXED ROUND | 3000 K | 298.35
409 | L7PMFM64TRO | PROLED PERFORMANCE M TRIMLESS SPOT FIXED ROUND | 3000 K | 298.35
409 | L7PMFM83TRO | PROLED PERFORMANCE M TRIMLESS SPOT FIXED ROUND | 4000 K | 298.35
409 | L7PMFM84TRO | PROLED PERFORMANCE M TRIMLESS SPOT FIXED ROUND | 4000 K | 298.35
409 | L7PMFS63TRO | PROLED PERFORMANCE M TRIMLESS SPOT FIXED ROUND | 3000 K | 298.35
409 | L7PMFS64TRO | PROLED PERFORMANCE M TRIMLESS SPOT FIXED ROUND | 3000 K | 298.35
409 | L7PMFS83TRO | PROLED PERFORMANCE M TRIMLESS SPOT FIXED ROUND | 4000 K | 298.35
409 | L7PMFS84TRO | PROLED PERFORMANCE M TRIMLESS SPOT FIXED ROUND | 4000 K | 298.35
409 | L7PMFW63TRO | PROLED PERFORMANCE M TRIMLESS SPOT FIXED ROUND | 3000 K | 298.35
409 | L7PMFW64TRO | PROLED PERFORMANCE M TRIMLESS SPOT FIXED ROUND | 3000 K | 298.35
409 | L7PMFW83TRO | PROLED PERFORMANCE M TRIMLESS SPOT FIXED ROUND | 4000 K | 298.35
409 | L7PMFW84TRO | PROLED PERFORMANCE M TRIMLESS SPOT FIXED ROUND | 4000 K | 298.35
409 | L7PMFB63TSQ | PROLED PERFORMANCE M TRIMLESS SPOT FIXED SQUARE | 3000 K | 298.35
409 | L7PMFB64TSQ | PROLED PERFORMANCE M TRIMLESS SPOT FIXED SQUARE | 3000 K | 298.35
409 | L7PMFB83TSQ | PROLED PERFORMANCE M TRIMLESS SPOT FIXED SQUARE | 4000 K | 298.35
409 | L7PMFB84TSQ | PROLED PERFORMANCE M TRIMLESS SPOT FIXED SQUARE | 4000 K | 298.35
409 | L7PMFC63TSQ | PROLED PERFORMANCE M TRIMLESS SPOT FIXED SQUARE | 3000 K | 298.35
409 | L7PMFC64TSQ | PROLED PERFORMANCE M TRIMLESS SPOT FIXED SQUARE | 4000 K | 298.35
409 | L7PMFC83TSQ | PROLED PERFORMANCE M TRIMLESS SPOT FIXED SQUARE | 4000 K | 298.35
409 | L7PMFC84TSQ | PROLED PERFORMANCE M TRIMLESS SPOT FIXED SQUARE | 3000 K | 298.35
409 | L7PMFG63TSQ | PROLED PERFORMANCE M TRIMLESS SPOT FIXED SQUARE | 3000 K | 298.35
409 | L7PMFG64TSQ | PROLED PERFORMANCE M TRIMLESS SPOT FIXED SQUARE | 4000 K | 298.35
409 | L7PMFG83TSQ | PROLED PERFORMANCE M TRIMLESS SPOT FIXED SQUARE | 4000 K | 298.35
409 | L7PMFG84TSQ | PROLED PERFORMANCE M TRIMLESS SPOT FIXED SQUARE | 3000 K | 298.35
409 | L7PMFM63TSQ | PROLED PERFORMANCE M TRIMLESS SPOT FIXED SQUARE | 4000 K | 298.35
409 | L7PMFM64TSQ | PROLED PERFORMANCE M TRIMLESS SPOT FIXED SQUARE | 3000 K | 298.35
409 | L7PMFM83TSQ | PROLED PERFORMANCE M TRIMLESS SPOT FIXED SQUARE | 3000 K | 298.35
409 | L7PMFM84TSQ | PROLED PERFORMANCE M TRIMLESS SPOT FIXED SQUARE | 4000 K | 298.35
409 | L7PMFS63TSQ | PROLED PERFORMANCE M TRIMLESS SPOT FIXED SQUARE | 3000 K | 298.35
409 | L7PMFS64TSQ | PROLED PERFORMANCE M TRIMLESS SPOT FIXED SQUARE | 3000 K | 298.35
409 | L7PMFS83TSQ | PROLED PERFORMANCE M TRIMLESS SPOT FIXED SQUARE | 4000 K | 298.35
409 | L7PMFS84TSQ | PROLED PERFORMANCE M TRIMLESS SPOT FIXED SQUARE | 4000 K | 298.35
409 | L7PMFW63TSQ | PROLED PERFORMANCE M TRIMLESS SPOT FIXED SQUARE | 3000 K | 298.35
409 | L7PMFW64TSQ | PROLED PERFORMANCE M TRIMLESS SPOT FIXED SQUARE | 3000 K | 298.35
409 | L7PMFW83TSQ | PROLED PERFORMANCE M TRIMLESS SPOT FIXED SQUARE | 4000 K | 298.35
409 | L7PMFW84TSQ | PROLED PERFORMANCE M TRIMLESS SPOT FIXED SQUARE | 4000 K | 298.35
411 | L7PM6ASRO | PROLED PERFORMANCE M STANDARD WALLWASHER ROUND | 3000 K | 319.8
411 | L7PM8ASRO | PROLED PERFORMANCE M STANDARD WALLWASHER ROUND | 4000 K | 319.8
411 | L7PM6ASSQ | PROLED PERFORMANCE M STANDARD WALLWASHER SQUARE | 3000 K | 319.8
411 | L7PM8ASSQ | PROLED PERFORMANCE M STANDARD WALLWASHER SQUARE | 4000 K | 319.8
411 | L7PM6ATRO | PROLED PERFORMANCE M TRIMLESS WALLWASHER ROUND | 3000 K | 337.35
411 | L7PM8ATRO | PROLED PERFORMANCE M TRIMLESS WALLWASHER ROUND | 4000 K | 337.35
411 | L7PM6ASSQ | PROLED PERFORMANCE M TRIMLESS WALLWASHER SQUARE | 3000 K | 319.8
411 | L7PM8ASSQ | PROLED PERFORMANCE M TRIMLESS WALLWASHER SQUARE | 4000 K | 319.8
413 | L7PLB62SRO | PROLED PERFORMANCE L STANDARD SPOT ROUND | 3000 K | 378.3
413 | L7PLB63SRO | PROLED PERFORMANCE L STANDARD SPOT ROUND | 3000 K | 378.3
413 | L7PLB66SRO | PROLED PERFORMANCE L STANDARD SPOT ROUND | 3000 K | 378.3
413 | L7PLB82SRO | PROLED PERFORMANCE L STANDARD SPOT ROUND | 4000 K | 378.3
413 | L7PLB83SRO | PROLED PERFORMANCE L STANDARD SPOT ROUND | 4000 K | 378.3
413 | L7PLB86SRO | PROLED PERFORMANCE L STANDARD SPOT ROUND | 4000 K | 378.3
413 | L7PLC62SRO | PROLED PERFORMANCE L STANDARD SPOT ROUND | 3000 K | 378.3
413 | L7PLC63SRO | PROLED PERFORMANCE L STANDARD SPOT ROUND | 3000 K | 378.3
413 | L7PLC66SRO | PROLED PERFORMANCE L STANDARD SPOT ROUND | 3000 K | 378.3
413 | L7PLC82SRO | PROLED PERFORMANCE L STANDARD SPOT ROUND | 4000 K | 378.3
413 | L7PLC83SRO | PROLED PERFORMANCE L STANDARD SPOT ROUND | 4000 K | 378.3
413 | L7PLC86SRO | PROLED PERFORMANCE L STANDARD SPOT ROUND | 4000 K | 378.3
413 | L7PLG62SRO | PROLED PERFORMANCE L STANDARD SPOT ROUND | 3000 K | 378.3
413 | L7PLG63SRO | PROLED PERFORMANCE L STANDARD SPOT ROUND | 3000 K | 378.3
413 | L7PLG66SRO | PROLED PERFORMANCE L STANDARD SPOT ROUND | 3000 K | 378.3
413 | L7PLG82SRO | PROLED PERFORMANCE L STANDARD SPOT ROUND | 4000 K | 378.3
413 | L7PLG83SRO | PROLED PERFORMANCE L STANDARD SPOT ROUND | 4000 K | 378.3
413 | L7PLG86SRO | PROLED PERFORMANCE L STANDARD SPOT ROUND | 4000 K | 378.3
413 | L7PLM62SRO | PROLED PERFORMANCE L STANDARD SPOT ROUND | 3000 K | 378.3
413 | L7PLM63SRO | PROLED PERFORMANCE L STANDARD SPOT ROUND | 3000 K | 378.3
413 | L7PLM66SRO | PROLED PERFORMANCE L STANDARD SPOT ROUND | 3000 K | 378.3
413 | L7PLM82SRO | PROLED PERFORMANCE L STANDARD SPOT ROUND | 4000 K | 378.3
413 | L7PLM83SRO | PROLED PERFORMANCE L STANDARD SPOT ROUND | 4000 K | 378.3
413 | L7PLM86SRO | PROLED PERFORMANCE L STANDARD SPOT ROUND | 4000 K | 378.3
413 | L7PLS62SRO | PROLED PERFORMANCE L STANDARD SPOT ROUND | 3000 K | 378.3
413 | L7PLS63SRO | PROLED PERFORMANCE L STANDARD SPOT ROUND | 3000 K | 378.3
413 | L7PLS66SRO | PROLED PERFORMANCE L STANDARD SPOT ROUND | 3000 K | 378.3
413 | L7PLS82SRO | PROLED PERFORMANCE L STANDARD SPOT ROUND | 4000 K | 378.3
413 | L7PLS83SRO | PROLED PERFORMANCE L STANDARD SPOT ROUND | 4000 K | 378.3
413 | L7PLS86SRO | PROLED PERFORMANCE L STANDARD SPOT ROUND | 4000 K | 378.3
413 | L7PLW62SRO | PROLED PERFORMANCE L STANDARD SPOT ROUND | 3000 K | 378.3
413 | L7PLW63SRO | PROLED PERFORMANCE L STANDARD SPOT ROUND | 3000 K | 378.3
413 | L7PLW66SRO | PROLED PERFORMANCE L STANDARD SPOT ROUND | 3000 K | 378.3
413 | L7PLW82SRO | PROLED PERFORMANCE L STANDARD SPOT ROUND | 4000 K | 378.3
413 | L7PLW83SRO | PROLED PERFORMANCE L STANDARD SPOT ROUND | 4000 K | 378.3
413 | L7PLW86SRO | PROLED PERFORMANCE L STANDARD SPOT ROUND | 4000 K | 378.3
413 | L7PLB62SSQ | PROLED PERFORMANCE L STANDARD SPOT SQUARE | 3000 K | 378.3
413 | L7PLB63SSQ | PROLED PERFORMANCE L STANDARD SPOT SQUARE | 3000 K | 378.3
413 | L7PLB66SSQ | PROLED PERFORMANCE L STANDARD SPOT SQUARE | 3000 K | 378.3
413 | L7PLB82SSQ | PROLED PERFORMANCE L STANDARD SPOT SQUARE | 4000 K | 378.3
413 | L7PLB83SSQ | PROLED PERFORMANCE L STANDARD SPOT SQUARE | 4000 K | 378.3
413 | L7PLB86SSQ | PROLED PERFORMANCE L STANDARD SPOT SQUARE | 4000 K | 378.3
413 | L7PLC62SSQ | PROLED PERFORMANCE L STANDARD SPOT SQUARE | 3000 K | 378.3
413 | L7PLC63SSQ | PROLED PERFORMANCE L STANDARD SPOT SQUARE | 3000 K | 378.3
413 | L7PLC66SSQ | PROLED PERFORMANCE L STANDARD SPOT SQUARE | 3000 K | 378.3
413 | L7PLC82SSQ | PROLED PERFORMANCE L STANDARD SPOT SQUARE | 4000 K | 378.3
413 | L7PLC83SSQ | PROLED PERFORMANCE L STANDARD SPOT SQUARE | 4000 K | 378.3
413 | L7PLC86SSQ | PROLED PERFORMANCE L STANDARD SPOT SQUARE | 4000 K | 378.3
413 | L7PLG62SSQ | PROLED PERFORMANCE L STANDARD SPOT SQUARE | 3000 K | 378.3
413 | L7PLG63SSQ | PROLED PERFORMANCE L STANDARD SPOT SQUARE | 3000 K | 378.3
413 | L7PLG66SSQ | PROLED PERFORMANCE L STANDARD SPOT SQUARE | 3000 K | 378.3
413 | L7PLG82SSQ | PROLED PERFORMANCE L STANDARD SPOT SQUARE | 4000 K | 378.3
413 | L7PLG83SSQ | PROLED PERFORMANCE L STANDARD SPOT SQUARE | 4000 K | 378.3
413 | L7PLG86SSQ | PROLED PERFORMANCE L STANDARD SPOT SQUARE | 4000 K | 378.3
413 | L7PLM62SSQ | PROLED PERFORMANCE L STANDARD SPOT SQUARE | 3000 K | 378.3
413 | L7PLM63SSQ | PROLED PERFORMANCE L STANDARD SPOT SQUARE | 3000 K | 378.3
413 | L7PLM66SSQ | PROLED PERFORMANCE L STANDARD SPOT SQUARE | 3000 K | 378.3
413 | L7PLM82SSQ | PROLED PERFORMANCE L STANDARD SPOT SQUARE | 4000 K | 378.3
413 | L7PLM83SSQ | PROLED PERFORMANCE L STANDARD SPOT SQUARE | 4000 K | 378.3
413 | L7PLM86SSQ | PROLED PERFORMANCE L STANDARD SPOT SQUARE | 4000 K | 378.3
413 | L7PLS62SSQ | PROLED PERFORMANCE L STANDARD SPOT SQUARE | 3000 K | 378.3
413 | L7PLS63SSQ | PROLED PERFORMANCE L STANDARD SPOT SQUARE | 3000 K | 378.3
413 | L7PLS66SSQ | PROLED PERFORMANCE L STANDARD SPOT SQUARE | 4000 K | 378.3
413 | L7PLS82SSQ | PROLED PERFORMANCE L STANDARD SPOT SQUARE | 4000 K | 378.3
413 | L7PLS83SSQ | PROLED PERFORMANCE L STANDARD SPOT SQUARE | 4000 K | 378.3
413 | L7PLS86SSQ | PROLED PERFORMANCE L STANDARD SPOT SQUARE | 3000 K | 378.3
413 | L7PLW62SSQ | PROLED PERFORMANCE L STANDARD SPOT SQUARE | 3000 K | 378.3
413 | L7PLW63SSQ | PROLED PERFORMANCE L STANDARD SPOT SQUARE | 3000 K | 378.3
413 | L7PLW66SSQ | PROLED PERFORMANCE L STANDARD SPOT SQUARE | 3000 K | 378.3
413 | L7PLW82SSQ | PROLED PERFORMANCE L STANDARD SPOT SQUARE | 4000 K | 378.3
413 | L7PLW83SSQ | PROLED PERFORMANCE L STANDARD SPOT SQUARE | 4000 K | 378.3
413 | L7PLW86SSQ | PROLED PERFORMANCE L STANDARD SPOT SQUARE | 4000 K | 378.3
413 | L7PLB62TRO | PROLED PERFORMANCE L TRIMLESS SPOT ROUND | 3000 K | 395.85
413 | L7PLB63TRO | PROLED PERFORMANCE L TRIMLESS SPOT ROUND | 3000 K | 395.85
413 | L7PLB66TRO | PROLED PERFORMANCE L TRIMLESS SPOT ROUND | 3000 K | 395.85
413 | L7PLB82TRO | PROLED PERFORMANCE L TRIMLESS SPOT ROUND | 4000 K | 395.85
413 | L7PLB83TRO | PROLED PERFORMANCE L TRIMLESS SPOT ROUND | 4000 K | 395.85
413 | L7PLB86TRO | PROLED PERFORMANCE L TRIMLESS SPOT ROUND | 4000 K | 395.85
413 | L7PLC62TRO | PROLED PERFORMANCE L TRIMLESS SPOT ROUND | 3000 K | 395.85
413 | L7PLC63TRO | PROLED PERFORMANCE L TRIMLESS SPOT ROUND | 3000 K | 395.85
413 | L7PLC66TRO | PROLED PERFORMANCE L TRIMLESS SPOT ROUND | 3000 K | 395.85
413 | L7PLC82TRO | PROLED PERFORMANCE L TRIMLESS SPOT ROUND | 4000 K | 395.85
413 | L7PLC83TRO | PROLED PERFORMANCE L TRIMLESS SPOT ROUND | 4000 K | 395.85
413 | L7PLC86TRO | PROLED PERFORMANCE L TRIMLESS SPOT ROUND | 4000 K | 395.85
413 | L7PLG62TRO | PROLED PERFORMANCE L TRIMLESS SPOT ROUND | 3000 K | 395.85
413 | L7PLG63TRO | PROLED PERFORMANCE L TRIMLESS SPOT ROUND | 3000 K | 395.85
413 | L7PLG66TRO | PROLED PERFORMANCE L TRIMLESS SPOT ROUND | 3000 K | 395.85
413 | L7PLG82TRO | PROLED PERFORMANCE L TRIMLESS SPOT ROUND | 4000 K | 395.85
413 | L7PLG83TRO | PROLED PERFORMANCE L TRIMLESS SPOT ROUND | 4000 K | 395.85
413 | L7PLG86TRO | PROLED PERFORMANCE L TRIMLESS SPOT ROUND | 4000 K | 395.85
413 | L7PLM62TRO | PROLED PERFORMANCE L TRIMLESS SPOT ROUND | 3000 K | 395.85
413 | L7PLM63TRO | PROLED PERFORMANCE L TRIMLESS SPOT ROUND | 3000 K | 395.85
413 | L7PLM66TRO | PROLED PERFORMANCE L TRIMLESS SPOT ROUND | 3000 K | 395.85
413 | L7PLM82TRO | PROLED PERFORMANCE L TRIMLESS SPOT ROUND | 4000 K | 395.85
413 | L7PLM83TRO | PROLED PERFORMANCE L TRIMLESS SPOT ROUND | 4000 K | 395.85
413 | L7PLM86TRO | PROLED PERFORMANCE L TRIMLESS SPOT ROUND | 4000 K | 395.85
413 | L7PLS62TRO | PROLED PERFORMANCE L TRIMLESS SPOT ROUND | 3000 K | 395.85
413 | L7PLS63TRO | PROLED PERFORMANCE L TRIMLESS SPOT ROUND | 3000 K | 395.85
413 | L7PLS66TRO | PROLED PERFORMANCE L TRIMLESS SPOT ROUND | 3000 K | 395.85
413 | L7PLS82TRO | PROLED PERFORMANCE L TRIMLESS SPOT ROUND | 4000 K | 395.85
413 | L7PLS83TRO | PROLED PERFORMANCE L TRIMLESS SPOT ROUND | 4000 K | 395.85
413 | L7PLS86TRO | PROLED PERFORMANCE L TRIMLESS SPOT ROUND | 4000 K | 395.85
413 | L7PLW62TRO | PROLED PERFORMANCE L TRIMLESS SPOT ROUND | 3000 K | 395.85
413 | L7PLW63TRO | PROLED PERFORMANCE L TRIMLESS SPOT ROUND | 3000 K | 395.85
413 | L7PLW66TRO | PROLED PERFORMANCE L TRIMLESS SPOT ROUND | 3000 K | 395.85
413 | L7PLW82TRO | PROLED PERFORMANCE L TRIMLESS SPOT ROUND | 4000 K | 395.85
413 | L7PLW83TRO | PROLED PERFORMANCE L TRIMLESS SPOT ROUND | 4000 K | 395.85
413 | L7PLW86TRO | PROLED PERFORMANCE L TRIMLESS SPOT ROUND | 4000 K | 395.85
413 | L7PLB62TSQ | PROLED PERFORMANCE L TRIMLESS SPOT SQUARE | 3000 K | 395.85
413 | L7PLB63TSQ | PROLED PERFORMANCE L TRIMLESS SPOT SQUARE | 3000 K | 395.85
413 | L7PLB66TSQ | PROLED PERFORMANCE L TRIMLESS SPOT SQUARE | 3000 K | 395.85
413 | L7PLB82TSQ | PROLED PERFORMANCE L TRIMLESS SPOT SQUARE | 4000 K | 395.85
413 | L7PLB83TSQ | PROLED PERFORMANCE L TRIMLESS SPOT SQUARE | 4000 K | 395.85
413 | L7PLB86TSQ | PROLED PERFORMANCE L TRIMLESS SPOT SQUARE | 4000 K | 395.85
413 | L7PLC62TSQ | PROLED PERFORMANCE L TRIMLESS SPOT SQUARE | 3000 K | 395.85
413 | L7PLC63TSQ | PROLED PERFORMANCE L TRIMLESS SPOT SQUARE | 3000 K | 395.85
413 | L7PLC66TSQ | PROLED PERFORMANCE L TRIMLESS SPOT SQUARE | 3000 K | 395.85
413 | L7PLC82TSQ | PROLED PERFORMANCE L TRIMLESS SPOT SQUARE | 4000 K | 395.85
413 | L7PLC83TSQ | PROLED PERFORMANCE L TRIMLESS SPOT SQUARE | 4000 K | 395.85
413 | L7PLC86TSQ | PROLED PERFORMANCE L TRIMLESS SPOT SQUARE | 4000 K | 395.85
413 | L7PLG62TSQ | PROLED PERFORMANCE L TRIMLESS SPOT SQUARE | 3000 K | 395.85
413 | L7PLG63TSQ | PROLED PERFORMANCE L TRIMLESS SPOT SQUARE | 3000 K | 395.85
413 | L7PLG66TSQ | PROLED PERFORMANCE L TRIMLESS SPOT SQUARE | 3000 K | 395.85
413 | L7PLG82TSQ | PROLED PERFORMANCE L TRIMLESS SPOT SQUARE | 4000 K | 395.85
413 | L7PLG83TSQ | PROLED PERFORMANCE L TRIMLESS SPOT SQUARE | 4000 K | 395.85
413 | L7PLG86TSQ | PROLED PERFORMANCE L TRIMLESS SPOT SQUARE | 4000 K | 395.85
413 | L7PLM62TSQ | PROLED PERFORMANCE L TRIMLESS SPOT SQUARE | 3000 K | 395.85
413 | L7PLM63TSQ | PROLED PERFORMANCE L TRIMLESS SPOT SQUARE | 3000 K | 395.85
413 | L7PLM66TSQ | PROLED PERFORMANCE L TRIMLESS SPOT SQUARE | 3000 K | 395.85
413 | L7PLM82TSQ | PROLED PERFORMANCE L TRIMLESS SPOT SQUARE | 4000 K | 395.85
413 | L7PLM83TSQ | PROLED PERFORMANCE L TRIMLESS SPOT SQUARE | 4000 K | 395.85
413 | L7PLM86TSQ | PROLED PERFORMANCE L TRIMLESS SPOT SQUARE | 4000 K | 395.85
413 | L7PLS62TSQ | PROLED PERFORMANCE L TRIMLESS SPOT SQUARE | 3000 K | 395.85
413 | L7PLS63TSQ | PROLED PERFORMANCE L TRIMLESS SPOT SQUARE | 3000 K | 395.85
413 | L7PLS66TSQ | PROLED PERFORMANCE L TRIMLESS SPOT SQUARE | 3000 K | 395.85
413 | L7PLS82TSQ | PROLED PERFORMANCE L TRIMLESS SPOT SQUARE | 4000 K | 395.85
413 | L7PLS83TSQ | PROLED PERFORMANCE L TRIMLESS SPOT SQUARE | 4000 K | 395.85
413 | L7PLS86TSQ | PROLED PERFORMANCE L TRIMLESS SPOT SQUARE | 4000 K | 395.85
413 | L7PLW62TSQ | PROLED PERFORMANCE L TRIMLESS SPOT SQUARE | 3000 K | 395.85
413 | L7PLW63TSQ | PROLED PERFORMANCE L TRIMLESS SPOT SQUARE | 3000 K | 395.85
413 | L7PLW66TSQ | PROLED PERFORMANCE L TRIMLESS SPOT SQUARE | 3000 K | 395.85
413 | L7PLW82TSQ | PROLED PERFORMANCE L TRIMLESS SPOT SQUARE | 4000 K | 395.85
413 | L7PLW83TSQ | PROLED PERFORMANCE L TRIMLESS SPOT SQUARE | 4000 K | 395.85
413 | L7PLW86TSQ | PROLED PERFORMANCE L TRIMLESS SPOT SQUARE | 4000 K | 395.85
415 | L7PLFB63SRO | PROLED PERFORMANCE L STANDARD SPOT FIXED ROUND | 3000 K | 378.3
415 | L7PLFB65SRO | PROLED PERFORMANCE L STANDARD SPOT FIXED ROUND | 3000 K | 378.3
415 | L7PLFB83SRO | PROLED PERFORMANCE L STANDARD SPOT FIXED ROUND | 4000 K | 378.3
415 | L7PLFB85SRO | PROLED PERFORMANCE L STANDARD SPOT FIXED ROUND | 4000 K | 378.3
415 | L7PLFC63SRO | PROLED PERFORMANCE L STANDARD SPOT FIXED ROUND | 3000 K | 378.3
415 | L7PLFC65SRO | PROLED PERFORMANCE L STANDARD SPOT FIXED ROUND | 3000 K | 378.3
415 | L7PLFC83SRO | PROLED PERFORMANCE L STANDARD SPOT FIXED ROUND | 4000 K | 378.3
415 | L7PLFC85SRO | PROLED PERFORMANCE L STANDARD SPOT FIXED ROUND | 4000 K | 378.3
415 | L7PLFG63SRO | PROLED PERFORMANCE L STANDARD SPOT FIXED ROUND | 3000 K | 378.3
415 | L7PLFG65SRO | PROLED PERFORMANCE L STANDARD SPOT FIXED ROUND | 3000 K | 378.3
415 | L7PLFG83SRO | PROLED PERFORMANCE L STANDARD SPOT FIXED ROUND | 4000 K | 378.3
415 | L7PLFG85SRO | PROLED PERFORMANCE L STANDARD SPOT FIXED ROUND | 4000 K | 378.3
415 | L7PLFM63SRO | PROLED PERFORMANCE L STANDARD SPOT FIXED ROUND | 3000 K | 378.3
415 | L7PLFM65SRO | PROLED PERFORMANCE L STANDARD SPOT FIXED ROUND | 3000 K | 378.3
415 | L7PLFM83SRO | PROLED PERFORMANCE L STANDARD SPOT FIXED ROUND | 4000 K | 378.3
415 | L7PLFM85SRO | PROLED PERFORMANCE L STANDARD SPOT FIXED ROUND | 4000 K | 378.3
415 | L7PLFS63SRO | PROLED PERFORMANCE L STANDARD SPOT FIXED ROUND | 3000 K | 378.3
415 | L7PLFS65SRO | PROLED PERFORMANCE L STANDARD SPOT FIXED ROUND | 3000 K | 378.3
415 | L7PLFS83SRO | PROLED PERFORMANCE L STANDARD SPOT FIXED ROUND | 4000 K | 378.3
415 | L7PLFS85SRO | PROLED PERFORMANCE L STANDARD SPOT FIXED ROUND | 4000 K | 378.3
415 | L7PLFW63SRO | PROLED PERFORMANCE L STANDARD SPOT FIXED ROUND | 3000 K | 378.3
415 | L7PLFW65SRO | PROLED PERFORMANCE L STANDARD SPOT FIXED ROUND | 3000 K | 378.3
415 | L7PLFW83SRO | PROLED PERFORMANCE L STANDARD SPOT FIXED ROUND | 4000 K | 378.3
415 | L7PLFW85SRO | PROLED PERFORMANCE L STANDARD SPOT FIXED ROUND | 4000 K | 378.3
415 | L7PLFB63SSQ | PROLED PERFORMANCE L STANDARD SPOT FIXED SQUARE | 3000 K | 378.3
415 | L7PLFB65SSQ | PROLED PERFORMANCE L STANDARD SPOT FIXED SQUARE | 3000 K | 378.3
415 | L7PLFB83SSQ | PROLED PERFORMANCE L STANDARD SPOT FIXED SQUARE | 4000 K | 378.3
415 | L7PLFB85SSQ | PROLED PERFORMANCE L STANDARD SPOT FIXED SQUARE | 4000 K | 378.3
415 | L7PLFC63SSQ | PROLED PERFORMANCE L STANDARD SPOT FIXED SQUARE | 3000 K | 378.3
415 | L7PLFC65SSQ | PROLED PERFORMANCE L STANDARD SPOT FIXED SQUARE | 3000 K | 378.3
415 | L7PLFC83SSQ | PROLED PERFORMANCE L STANDARD SPOT FIXED SQUARE | 4000 K | 378.3
415 | L7PLFC85SSQ | PROLED PERFORMANCE L STANDARD SPOT FIXED SQUARE | 4000 K | 378.3
415 | L7PLFG63SSQ | PROLED PERFORMANCE L STANDARD SPOT FIXED SQUARE | 3000 K | 378.3
415 | L7PLFG65SSQ | PROLED PERFORMANCE L STANDARD SPOT FIXED SQUARE | 3000 K | 378.3
415 | L7PLFG83SSQ | PROLED PERFORMANCE L STANDARD SPOT FIXED SQUARE | 4000 K | 378.3
415 | L7PLFG85SSQ | PROLED PERFORMANCE L STANDARD SPOT FIXED SQUARE | 4000 K | 378.3
415 | L7PLFM63SSQ | PROLED PERFORMANCE L STANDARD SPOT FIXED SQUARE | 3000 K | 378.3
415 | L7PLFM65SSQ | PROLED PERFORMANCE L STANDARD SPOT FIXED SQUARE | 3000 K | 378.3
415 | L7PLFM83SSQ | PROLED PERFORMANCE L STANDARD SPOT FIXED SQUARE | 4000 K | 378.3
415 | L7PLFM85SSQ | PROLED PERFORMANCE L STANDARD SPOT FIXED SQUARE | 4000 K | 378.3
415 | L7PLFS63SSQ | PROLED PERFORMANCE L STANDARD SPOT FIXED SQUARE | 3000 K | 378.3
415 | L7PLFS65SSQ | PROLED PERFORMANCE L STANDARD SPOT FIXED SQUARE | 3000 K | 378.3
415 | L7PLFS83SSQ | PROLED PERFORMANCE L STANDARD SPOT FIXED SQUARE | 4000 K | 378.3
415 | L7PLFS85SSQ | PROLED PERFORMANCE L STANDARD SPOT FIXED SQUARE | 4000 K | 378.3
415 | L7PLFW63SSQ | PROLED PERFORMANCE L STANDARD SPOT FIXED SQUARE | 3000 K | 378.3
415 | L7PLFW65SSQ | PROLED PERFORMANCE L STANDARD SPOT FIXED SQUARE | 3000 K | 378.3
415 | L7PLFW83SSQ | PROLED PERFORMANCE L STANDARD SPOT FIXED SQUARE | 4000 K | 378.3
415 | L7PLFW85SSQ | PROLED PERFORMANCE L STANDARD SPOT FIXED SQUARE | 4000 K | 378.3
415 | L7PLFB63TRO | PROLED PERFORMANCE L TRIMLESS SPOT FIXED ROUND | 4000 K | 395.85
415 | L7PLFB65TRO | PROLED PERFORMANCE L TRIMLESS SPOT FIXED ROUND | 4000 K | 395.85
415 | L7PLFB83TRO | PROLED PERFORMANCE L TRIMLESS SPOT FIXED ROUND | 3000 K | 395.85
415 | L7PLFB85TRO | PROLED PERFORMANCE L TRIMLESS SPOT FIXED ROUND | 3000 K | 395.85
415 | L7PLFC63TRO | PROLED PERFORMANCE L TRIMLESS SPOT FIXED ROUND | 3000 K | 395.85
415 | L7PLFC65TRO | PROLED PERFORMANCE L TRIMLESS SPOT FIXED ROUND | 3000 K | 395.85
415 | L7PLFC83TRO | PROLED PERFORMANCE L TRIMLESS SPOT FIXED ROUND | 4000 K | 395.85
415 | L7PLFC85TRO | PROLED PERFORMANCE L TRIMLESS SPOT FIXED ROUND | 4000 K | 395.85
415 | L7PLFG63TRO | PROLED PERFORMANCE L TRIMLESS SPOT FIXED ROUND | 3000 K | 395.85
415 | L7PLFG65TRO | PROLED PERFORMANCE L TRIMLESS SPOT FIXED ROUND | 3000 K | 395.85
415 | L7PLFG83TRO | PROLED PERFORMANCE L TRIMLESS SPOT FIXED ROUND | 4000 K | 395.85
415 | L7PLFG85TRO | PROLED PERFORMANCE L TRIMLESS SPOT FIXED ROUND | 4000 K | 395.85
415 | L7PLFM63TRO | PROLED PERFORMANCE L TRIMLESS SPOT FIXED ROUND | 3000 K | 395.85
415 | L7PLFM65TRO | PROLED PERFORMANCE L TRIMLESS SPOT FIXED ROUND | 3000 K | 395.85
415 | L7PLFM83TRO | PROLED PERFORMANCE L TRIMLESS SPOT FIXED ROUND | 4000 K | 395.85
415 | L7PLFM85TRO | PROLED PERFORMANCE L TRIMLESS SPOT FIXED ROUND | 4000 K | 395.85
415 | L7PLFS63TRO | PROLED PERFORMANCE L TRIMLESS SPOT FIXED ROUND | 3000 K | 395.85
415 | L7PLFS65TRO | PROLED PERFORMANCE L TRIMLESS SPOT FIXED ROUND | 3000 K | 395.85
415 | L7PLFS83TRO | PROLED PERFORMANCE L TRIMLESS SPOT FIXED ROUND | 4000 K | 395.85
415 | L7PLFS85TRO | PROLED PERFORMANCE L TRIMLESS SPOT FIXED ROUND | 4000 K | 395.85
415 | L7PLFW63TRO | PROLED PERFORMANCE L TRIMLESS SPOT FIXED ROUND | 3000 K | 395.85
415 | L7PLFW65TRO | PROLED PERFORMANCE L TRIMLESS SPOT FIXED ROUND | 3000 K | 395.85
415 | L7PLFW83TRO | PROLED PERFORMANCE L TRIMLESS SPOT FIXED ROUND | 4000 K | 395.85
415 | L7PLFW85TRO | PROLED PERFORMANCE L TRIMLESS SPOT FIXED ROUND | 4000 K | 395.85
415 | L7PLFB63TSQ | PROLED PERFORMANCE L TRIMLESS SPOT FIXED SQUARE | 3000 K | 395.85
415 | L7PLFB65TSQ | PROLED PERFORMANCE L TRIMLESS SPOT FIXED SQUARE | 3000 K | 395.85
415 | L7PLFB83TSQ | PROLED PERFORMANCE L TRIMLESS SPOT FIXED SQUARE | 4000 K | 395.85
415 | L7PLFB85TSQ | PROLED PERFORMANCE L TRIMLESS SPOT FIXED SQUARE | 4000 K | 395.85
415 | L7PLFC63TSQ | PROLED PERFORMANCE L TRIMLESS SPOT FIXED SQUARE | 3000 K | 395.85
415 | L7PLFC65TSQ | PROLED PERFORMANCE L TRIMLESS SPOT FIXED SQUARE | 3000 K | 395.85
415 | L7PLFC83TSQ | PROLED PERFORMANCE L TRIMLESS SPOT FIXED SQUARE | 4000 K | 395.85
415 | L7PLFC85TSQ | PROLED PERFORMANCE L TRIMLESS SPOT FIXED SQUARE | 4000 K | 395.85
415 | L7PLFG63TSQ | PROLED PERFORMANCE L TRIMLESS SPOT FIXED SQUARE | 3000 K | 395.85
415 | L7PLFG65TSQ | PROLED PERFORMANCE L TRIMLESS SPOT FIXED SQUARE | 3000 K | 395.85
415 | L7PLFG83TSQ | PROLED PERFORMANCE L TRIMLESS SPOT FIXED SQUARE | 4000 K | 395.85
415 | L7PLFG85TSQ | PROLED PERFORMANCE L TRIMLESS SPOT FIXED SQUARE | 4000 K | 395.85
415 | L7PLFM63TSQ | PROLED PERFORMANCE L TRIMLESS SPOT FIXED SQUARE | 4000 K | 395.85
415 | L7PLFM65TSQ | PROLED PERFORMANCE L TRIMLESS SPOT FIXED SQUARE | 4000 K | 395.85
415 | L7PLFM83TSQ | PROLED PERFORMANCE L TRIMLESS SPOT FIXED SQUARE | 3000 K | 395.85
415 | L7PLFM85TSQ | PROLED PERFORMANCE L TRIMLESS SPOT FIXED SQUARE | 3000 K | 395.85
415 | L7PLFS63TSQ | PROLED PERFORMANCE L TRIMLESS SPOT FIXED SQUARE | 3000 K | 395.85
415 | L7PLFS65TSQ | PROLED PERFORMANCE L TRIMLESS SPOT FIXED SQUARE | 3000 K | 395.85
415 | L7PLFS83TSQ | PROLED PERFORMANCE L TRIMLESS SPOT FIXED SQUARE | 4000 K | 395.85
415 | L7PLFS85TSQ | PROLED PERFORMANCE L TRIMLESS SPOT FIXED SQUARE | 4000 K | 395.85
415 | L7PLFW63TSQ | PROLED PERFORMANCE L TRIMLESS SPOT FIXED SQUARE | 3000 K | 395.85
415 | L7PLFW65TSQ | PROLED PERFORMANCE L TRIMLESS SPOT FIXED SQUARE | 3000 K | 395.85
415 | L7PLFW83TSQ | PROLED PERFORMANCE L TRIMLESS SPOT FIXED SQUARE | 4000 K | 395.85
415 | L7PLFW85TSQ | PROLED PERFORMANCE L TRIMLESS SPOT FIXED SQUARE | 4000 K | 395.85
417 | L7PL6ASRO | PROLED PERFORMANCE L STANDARD WALLWASHER ROUND | 3000 K | 421.2
417 | L7PL8ASRO | PROLED PERFORMANCE L STANDARD WALLWASHER ROUND | 4000 K | 421.2
417 | L7PL6ATSQ | PROLED PERFORMANCE L STANDARD WALLWASHER SQUARE | 3000 K | 421.2
417 | L7PL8ATRO | PROLED PERFORMANCE L STANDARD WALLWASHER SQUARE | 4000 K | 421.2
417 | L7PL6ATRO | PROLED PERFORMANCE L TRIMLESS WALLWASHER ROUND | 3000 K | 438.75
417 | L7PL8ATRO | PROLED PERFORMANCE L TRIMLESS WALLWASHER ROUND | 4000 K | 421.2
417 | L7PL6ATSQ | PROLED PERFORMANCE L TRIMLESS WALLWASHER SQUARE | 3000 K | 421.2
417 | L7PL8ATSQ | PROLED PERFORMANCE L TRIMLESS WALLWASHER SQUARE | 4000 K | 438.75
419 | L712412082 | PROLED CUCKOO 90 12W NW 24° (incl. 15°; 32°) | 4000 K | 167.7
421 | L712412HC | PROLED CUCKOO 90 12W Honey Comb HC |  | 11.7975
421 | L712425HC | PROLED CUCKOO 120 25W Honey Comb HC |  | 11.7975
434 | L710SDS06R | PROLED SOL DL-S WW R | 3000 K | 56.55
434 | L710SDS08R | PROLED SOL DL-S NW R | 4000 K | 56.55
435 | L710SDS06S | PROLED SOL DL-S WW S | 3000 K | 56.55
435 | L710SDS08S | PROLED SOL DL-S NW S | 4000 K | 56.55
436 | L710SDM06R | PROLED SOL DL-M WW R | 3000 K | 66.3
436 | L710SDM08R | PROLED SOL DL-M NW R | 4000 K | 66.3
437 | L710SDM06S | PROLED SOL DL-M WW S | 3000 K | 87.75
437 | L710SDM08S | PROLED SOL DL-M NW S | 4000 K | 87.75
440 | L710SDX06R | PROLED SOL DL-XL WW R | 3000 K | 152.1
440 | L710SDX08R | PROLED SOL DL-XL NW R | 4000 K | 152.1
441 | L710SDX06S | PROLED SOL DL-XL WW S | 3000 K | 152.1
441 | L710SDX08S | PROLED SOL DL-XL NW S | 4000 K | 152.1
442 | L710SDY06R | PROLED SOL DL-XXL WW R | 3000 K | 253.5
442 | L710SDY08R | PROLED SOL DL-XXL NW R | 4000 K | 253.5
444 | L710SIK06R | PROLED SOL IP-XS WW R | 3000 K | 50.7
444 | L710SIK08R | PROLED SOL IP-XS NW R | 4000 K | 50.7
445 | L710SIK06S | PROLED SOL IP-XS WW S | 3000 K | 50.7
445 | L710SIK08S | PROLED SOL IP-XS NW S | 4000 K | 50.7
446 | L710SIS06R | PROLED SOL IP-S WW R | 3000 K | 56.55
446 | L710SIS08R | PROLED SOL IP-S NW R | 4000 K | 56.55
447 | L710SIS06S | PROLED SOL IP-S WW S | 3000 K | 56.55
447 | L710SIS08S | PROLED SOL IP-S NW S | 4000 K | 56.55
448 | L710SIM06R | PROLED SOL IP-M WW R | 3000 K | 74.1
448 | L710SIM08R | PROLED SOL IP-M NW R | 4000 K | 74.1
448 | L710SIMAFR | PROLED SOL IP-M FRAME ROUND |  | 29.25
449 | L710SIM06S | PROLED SOL IP-M WW S | 3000 K | 74.1
449 | L710SIM08S | PROLED SOL IP-M NW S | 4000 K | 74.1
449 | L710SIMAFS | PROLED SOL IP-M FRAME SQUARE |  | 29.25
451 | L710SIX06R | PROLED SOL IP-XL WW R | 3000 K | 109.2
451 | L710SIX08R | PROLED SOL IP-XL NW R | 4000 K | 109.2
451 | L710SIXAFR | PROLED SOL IP-XL FRAME ROUND |  | 48.75
452 | L710SIX06S | PROLED SOL IP-XL WW S | 3000 K | 109.2
452 | L710SIX08S | PROLED SOL IP-XL NW S | 4000 K | 109.2
452 | L710SIXAFS | PROLED SOL IP-XL FRAME SQUARE |  | 48.75
483 | L7PY8B31UB | PROLED PERFORMANCE XXS CUBO UNO | 2700 K | 142.35
483 | L7PY8B31UW | PROLED PERFORMANCE XXS CUBO UNO | 2700 K | 142.35
483 | L7PY8B32UB | PROLED PERFORMANCE XXS CUBO UNO | 2700 K | 142.35
483 | L7PY8B32UW | PROLED PERFORMANCE XXS CUBO UNO | 2700 K | 142.35
483 | L7PY8B33UB | PROLED PERFORMANCE XXS CUBO UNO | 2700 K | 142.35
483 | L7PY8B33UW | PROLED PERFORMANCE XXS CUBO UNO | 2700 K | 142.35
483 | L7PY8B35UB | PROLED PERFORMANCE XXS CUBO UNO | 2700 K | 142.35
483 | L7PY8B35UW | PROLED PERFORMANCE XXS CUBO UNO | 2700 K | 142.35
483 | L7PY8B61UB | PROLED PERFORMANCE XXS CUBO UNO | 3000 K | 142.35
483 | L7PY8B61UW | PROLED PERFORMANCE XXS CUBO UNO | 3000 K | 142.35
483 | L7PY8B62UB | PROLED PERFORMANCE XXS CUBO UNO | 3000 K | 142.35
483 | L7PY8B62UW | PROLED PERFORMANCE XXS CUBO UNO | 3000 K | 142.35
483 | L7PY8B63UB | PROLED PERFORMANCE XXS CUBO UNO | 3000 K | 142.35
483 | L7PY8B63UW | PROLED PERFORMANCE XXS CUBO UNO | 3000 K | 142.35
483 | L7PY8B65UB | PROLED PERFORMANCE XXS CUBO UNO | 3000 K | 142.35
483 | L7PY8B65UW | PROLED PERFORMANCE XXS CUBO UNO | 3000 K | 142.35
483 | L7PY8S31UB | PROLED PERFORMANCE XXS CUBO UNO | 2700 K | 142.35
483 | L7PY8S31UW | PROLED PERFORMANCE XXS CUBO UNO | 2700 K | 142.35
483 | L7PY8S32UB | PROLED PERFORMANCE XXS CUBO UNO | 2700 K | 142.35
483 | L7PY8S32UW | PROLED PERFORMANCE XXS CUBO UNO | 2700 K | 142.35
483 | L7PY8S33UB | PROLED PERFORMANCE XXS CUBO UNO | 2700 K | 142.35
483 | L7PY8S33UW | PROLED PERFORMANCE XXS CUBO UNO | 2700 K | 142.35
483 | L7PY8S35UB | PROLED PERFORMANCE XXS CUBO UNO | 2700 K | 142.35
483 | L7PY8S35UW | PROLED PERFORMANCE XXS CUBO UNO | 2700 K | 142.35
483 | L7PY8S61UB | PROLED PERFORMANCE XXS CUBO UNO | 3000 K | 142.35
483 | L7PY8S61UW | PROLED PERFORMANCE XXS CUBO UNO | 3000 K | 142.35
483 | L7PY8S62UB | PROLED PERFORMANCE XXS CUBO UNO | 3000 K | 142.35
483 | L7PY8S62UW | PROLED PERFORMANCE XXS CUBO UNO | 3000 K | 142.35
483 | L7PY8S63UB | PROLED PERFORMANCE XXS CUBO UNO | 3000 K | 142.35
483 | L7PY8S63UW | PROLED PERFORMANCE XXS CUBO UNO | 3000 K | 142.35
483 | L7PY8S65UB | PROLED PERFORMANCE XXS CUBO UNO | 3000 K | 142.35
483 | L7PY8S65UW | PROLED PERFORMANCE XXS CUBO UNO | 3000 K | 142.35
483 | L7PY8W31UB | PROLED PERFORMANCE XXS CUBO UNO | 2700 K | 142.35
483 | L7PY8W31UW | PROLED PERFORMANCE XXS CUBO UNO | 2700 K | 142.35
483 | L7PY8W32UB | PROLED PERFORMANCE XXS CUBO UNO | 2700 K | 142.35
483 | L7PY8W32UW | PROLED PERFORMANCE XXS CUBO UNO | 2700 K | 142.35
483 | L7PY8W33UB | PROLED PERFORMANCE XXS CUBO UNO | 2700 K | 142.35
483 | L7PY8W33UW | PROLED PERFORMANCE XXS CUBO UNO | 2700 K | 142.35
483 | L7PY8W35UB | PROLED PERFORMANCE XXS CUBO UNO | 2700 K | 142.35
483 | L7PY8W35UW | PROLED PERFORMANCE XXS CUBO UNO | 2700 K | 142.35
483 | L7PY8W61UB | PROLED PERFORMANCE XXS CUBO UNO | 3000 K | 142.35
483 | L7PY8W61UW | PROLED PERFORMANCE XXS CUBO UNO | 3000 K | 142.35
483 | L7PY8W62UB | PROLED PERFORMANCE XXS CUBO UNO | 3000 K | 142.35
483 | L7PY8W62UW | PROLED PERFORMANCE XXS CUBO UNO | 3000 K | 142.35
483 | L7PY8W63UB | PROLED PERFORMANCE XXS CUBO UNO | 3000 K | 142.35
483 | L7PY8W63UW | PROLED PERFORMANCE XXS CUBO UNO | 3000 K | 142.35
483 | L7PY8W65UB | PROLED PERFORMANCE XXS CUBO UNO | 3000 K | 142.35
483 | L7PY8W65UW | PROLED PERFORMANCE XXS CUBO UNO | 3000 K | 142.35
484 | L7PX9B62UB | PROLED PERFORMANCE XS CUBO UNO | 3000 K | 161.85
484 | L7PX9B62UW | PROLED PERFORMANCE XS CUBO UNO | 3000 K | 161.85
484 | L7PX9B63UB | PROLED PERFORMANCE XS CUBO UNO | 3000 K | 161.85
484 | L7PX9B63UW | PROLED PERFORMANCE XS CUBO UNO | 3000 K | 161.85
484 | L7PX9C62UB | PROLED PERFORMANCE XS CUBO UNO | 3000 K | 161.85
484 | L7PX9C62UW | PROLED PERFORMANCE XS CUBO UNO | 3000 K | 161.85
484 | L7PX9C63UB | PROLED PERFORMANCE XS CUBO UNO | 3000 K | 161.85
484 | L7PX9C63UW | PROLED PERFORMANCE XS CUBO UNO | 3000 K | 161.85
484 | L7PX9G62UB | PROLED PERFORMANCE XS CUBO UNO | 3000 K | 161.85
484 | L7PX9G62UW | PROLED PERFORMANCE XS CUBO UNO | 3000 K | 161.85
484 | L7PX9G63UB | PROLED PERFORMANCE XS CUBO UNO | 3000 K | 161.85
484 | L7PX9G63UW | PROLED PERFORMANCE XS CUBO UNO | 3000 K | 161.85
484 | L7PX9M62UB | PROLED PERFORMANCE XS CUBO UNO | 3000 K | 161.85
484 | L7PX9M62UW | PROLED PERFORMANCE XS CUBO UNO | 3000 K | 161.85
484 | L7PX9M63UB | PROLED PERFORMANCE XS CUBO UNO | 3000 K | 161.85
484 | L7PX9M63UW | PROLED PERFORMANCE XS CUBO UNO | 3000 K | 161.85
484 | L7PX9S62UB | PROLED PERFORMANCE XS CUBO UNO | 3000 K | 161.85
484 | L7PX9S62UW | PROLED PERFORMANCE XS CUBO UNO | 3000 K | 161.85
484 | L7PX9S63UB | PROLED PERFORMANCE XS CUBO UNO | 3000 K | 161.85
484 | L7PX9S63UW | PROLED PERFORMANCE XS CUBO UNO | 3000 K | 161.85
484 | L7PX9W62UB | PROLED PERFORMANCE XS CUBO UNO | 3000 K | 161.85
484 | L7PX9W62UW | PROLED PERFORMANCE XS CUBO UNO | 3000 K | 161.85
484 | L7PX9W63UB | PROLED PERFORMANCE XS CUBO UNO | 3000 K | 161.85
484 | L7PX9W63UW | PROLED PERFORMANCE XS CUBO UNO | 3000 K | 161.85
485 | L7PX9B62DB | PROLED PERFORMANCE XS CUBO DUO | 3000 K | 259.35
485 | L7PX9B62DW | PROLED PERFORMANCE XS CUBO DUO | 3000 K | 259.35
485 | L7PX9B63DB | PROLED PERFORMANCE XS CUBO DUO | 3000 K | 259.35
485 | L7PX9B63DW | PROLED PERFORMANCE XS CUBO DUO | 3000 K | 259.35
485 | L7PX9C62DB | PROLED PERFORMANCE XS CUBO DUO | 3000 K | 259.35
485 | L7PX9C62DW | PROLED PERFORMANCE XS CUBO DUO | 3000 K | 259.35
485 | L7PX9C63DB | PROLED PERFORMANCE XS CUBO DUO | 3000 K | 259.35
485 | L7PX9C63DW | PROLED PERFORMANCE XS CUBO DUO | 3000 K | 259.35
485 | L7PX9G62DB | PROLED PERFORMANCE XS CUBO DUO | 3000 K | 259.35
485 | L7PX9G62DW | PROLED PERFORMANCE XS CUBO DUO | 3000 K | 259.35
485 | L7PX9G63DB | PROLED PERFORMANCE XS CUBO DUO | 3000 K | 259.35
485 | L7PX9G63DW | PROLED PERFORMANCE XS CUBO DUO | 3000 K | 259.35
485 | L7PX9M62DB | PROLED PERFORMANCE XS CUBO DUO | 3000 K | 259.35
485 | L7PX9M62DW | PROLED PERFORMANCE XS CUBO DUO | 3000 K | 259.35
485 | L7PX9M63DB | PROLED PERFORMANCE XS CUBO DUO | 3000 K | 259.35
485 | L7PX9M63DW | PROLED PERFORMANCE XS CUBO DUO | 3000 K | 259.35
485 | L7PX9S62DB | PROLED PERFORMANCE XS CUBO DUO | 3000 K | 259.35
485 | L7PX9S62DW | PROLED PERFORMANCE XS CUBO DUO | 3000 K | 259.35
485 | L7PX9S63DB | PROLED PERFORMANCE XS CUBO DUO | 3000 K | 259.35
485 | L7PX9S63DW | PROLED PERFORMANCE XS CUBO DUO | 3000 K | 259.35
485 | L7PX9W62DB | PROLED PERFORMANCE XS CUBO DUO | 3000 K | 259.35
485 | L7PX9W62DW | PROLED PERFORMANCE XS CUBO DUO | 3000 K | 259.35
485 | L7PX9W63DB | PROLED PERFORMANCE XS CUBO DUO | 3000 K | 259.35
485 | L7PX9W63DW | PROLED PERFORMANCE XS CUBO DUO | 3000 K | 259.35
511 | L69XMS05 | PROLED ALU PROF XL-LINE MOUNTING 578 |  | 200.85
511 | L69XMS05B | PROLED ALU PROF XL-LINE MOUNTING 578 BLACK |  | 204.75
511 | L69XMS05W | PROLED ALU PROF XL-LINE MOUNTING 578 W |  | 204.75
511 | L69XMS08 | PROLED ALU PROF XL-LINE MOUNTING 868 |  | 204.75
511 | L69XMS08B | PROLED ALU PROF XL-LINE MOUNTING 868 BLACK |  | 210.6
511 | L69XMS08W | PROLED ALU PROF XL-LINE MOUNTING 868 W |  | 210.6
511 | L69XMS11 | PROLED ALU PROF XL-LINE MOUNTING 1148 |  | 214.5
511 | L69XMS11B | PROLED ALU PROF XL-LINE MOUNTING 1148 BLACK |  | 220.35
511 | L69XMS11W | PROLED ALU PROF XL-LINE MOUNTING 1148 W |  | 220.35
511 | L69XMS15 | PROLED ALU PROF XL-LINE MOUNTING 1508 |  | 226.2
511 | L69XMS15B | PROLED ALU PROF XL-LINE MOUNTING 1508 BLACK |  | 234
511 | L69XMS15W | PROLED ALU PROF XL-LINE MOUNTING 1508 W |  | 234
511 | L69XMS19 | PROLED ALU PROF XL-LINE MOUNTING 1938 |  | 230.1
511 | L69XMS19B | PROLED ALU PROF XL-LINE MOUNTING 1938 BLACK |  | 237.9
511 | L69XMS19W | PROLED ALU PROF XL-LINE MOUNTING 1938 W |  | 237.9
513 | L9X206C2B | PROLED LINEAR XL BASIC BLACK | 2700 K | 415.35
513 | L9X206C4B | PROLED LINEAR XL BASIC BLACK | 6000 K | 415.35
513 | L9X206C6B | PROLED LINEAR XL BASIC BLACK | 3000 K | 415.35
513 | L9X206C8B | PROLED LINEAR XL BASIC BLACK | 4000 K | 415.35
513 | L9X206F2B | PROLED LINEAR XL BASIC BLACK | 2700 K | 415.35
513 | L9X206F4B | PROLED LINEAR XL BASIC BLACK | 6000 K | 415.35
513 | L9X206F6B | PROLED LINEAR XL BASIC BLACK | 3000 K | 415.35
513 | L9X206F8B | PROLED LINEAR XL BASIC BLACK | 4000 K | 415.35
513 | L9X206M2B | PROLED LINEAR XL BASIC BLACK | 2700 K | 415.35
513 | L9X206M4B | PROLED LINEAR XL BASIC BLACK | 6000 K | 415.35
513 | L9X206M6B | PROLED LINEAR XL BASIC BLACK | 3000 K | 415.35
513 | L9X206M8B | PROLED LINEAR XL BASIC BLACK | 4000 K | 415.35
513 | L9X206P2B | PROLED LINEAR XL BASIC BLACK | 2700 K | 415.35
513 | L9X206P4B | PROLED LINEAR XL BASIC BLACK | 6000 K | 415.35
513 | L9X206P6B | PROLED LINEAR XL BASIC BLACK | 3000 K | 415.35
513 | L9X206P8B | PROLED LINEAR XL BASIC BLACK | 4000 K | 415.35
513 | L9X208C2B | PROLED LINEAR XL BASIC BLACK | 2700 K | 536.25
513 | L9X208C4B | PROLED LINEAR XL BASIC BLACK | 6000 K | 536.25
513 | L9X208C6B | PROLED LINEAR XL BASIC BLACK | 3000 K | 536.25
513 | L9X208C8B | PROLED LINEAR XL BASIC BLACK | 4000 K | 536.25
513 | L9X208F2B | PROLED LINEAR XL BASIC BLACK | 2700 K | 536.25
513 | L9X208F4B | PROLED LINEAR XL BASIC BLACK | 6000 K | 536.25
513 | L9X208F6B | PROLED LINEAR XL BASIC BLACK | 3000 K | 536.25
513 | L9X208F8B | PROLED LINEAR XL BASIC BLACK | 4000 K | 536.25
513 | L9X208M2B | PROLED LINEAR XL BASIC BLACK | 2700 K | 536.25
513 | L9X208M4B | PROLED LINEAR XL BASIC BLACK | 6000 K | 536.25
513 | L9X208M6B | PROLED LINEAR XL BASIC BLACK | 3000 K | 536.25
513 | L9X208M8B | PROLED LINEAR XL BASIC BLACK | 4000 K | 536.25
513 | L9X208P2B | PROLED LINEAR XL BASIC BLACK | 2700 K | 536.25
513 | L9X208P4B | PROLED LINEAR XL BASIC BLACK | 6000 K | 536.25
513 | L9X208P6B | PROLED LINEAR XL BASIC BLACK | 3000 K | 536.25
513 | L9X208P8B | PROLED LINEAR XL BASIC BLACK | 4000 K | 536.25
513 | L9X211C2B | PROLED LINEAR XL BASIC BLACK | 2700 K | 659.1
513 | L9X211C4B | PROLED LINEAR XL BASIC BLACK | 6000 K | 659.1
513 | L9X211C6B | PROLED LINEAR XL BASIC BLACK | 3000 K | 659.1
513 | L9X211C8B | PROLED LINEAR XL BASIC BLACK | 4000 K | 659.1
513 | L9X211F2B | PROLED LINEAR XL BASIC BLACK | 2700 K | 659.1
513 | L9X211F4B | PROLED LINEAR XL BASIC BLACK | 6000 K | 659.1
513 | L9X211F6B | PROLED LINEAR XL BASIC BLACK | 3000 K | 659.1
513 | L9X211F8B | PROLED LINEAR XL BASIC BLACK | 4000 K | 659.1
513 | L9X211M2B | PROLED LINEAR XL BASIC BLACK | 2700 K | 659.1
513 | L9X211M4B | PROLED LINEAR XL BASIC BLACK | 6000 K | 659.1
513 | L9X211M6B | PROLED LINEAR XL BASIC BLACK | 3000 K | 659.1
513 | L9X211M8B | PROLED LINEAR XL BASIC BLACK | 4000 K | 659.1
513 | L9X211P2B | PROLED LINEAR XL BASIC BLACK | 2700 K | 659.1
513 | L9X211P4B | PROLED LINEAR XL BASIC BLACK | 6000 K | 659.1
513 | L9X211P6B | PROLED LINEAR XL BASIC BLACK | 3000 K | 659.1
513 | L9X211P8B | PROLED LINEAR XL BASIC BLACK | 4000 K | 659.1
513 | L9X215C2B | PROLED LINEAR XL BASIC BLACK | 2700 K | 805.35
513 | L9X215C4B | PROLED LINEAR XL BASIC BLACK | 6000 K | 805.35
513 | L9X215C6B | PROLED LINEAR XL BASIC BLACK | 3000 K | 805.35
513 | L9X215C8B | PROLED LINEAR XL BASIC BLACK | 4000 K | 805.35
513 | L9X215F2B | PROLED LINEAR XL BASIC BLACK | 2700 K | 805.35
513 | L9X215F4B | PROLED LINEAR XL BASIC BLACK | 6000 K | 805.35
513 | L9X215F6B | PROLED LINEAR XL BASIC BLACK | 3000 K | 805.35
513 | L9X215F8B | PROLED LINEAR XL BASIC BLACK | 4000 K | 805.35
513 | L9X215M2B | PROLED LINEAR XL BASIC BLACK | 2700 K | 805.35
513 | L9X215M4B | PROLED LINEAR XL BASIC BLACK | 6000 K | 805.35
513 | L9X215M6B | PROLED LINEAR XL BASIC BLACK | 3000 K | 805.35
513 | L9X215M8B | PROLED LINEAR XL BASIC BLACK | 4000 K | 805.35
513 | L9X215P2B | PROLED LINEAR XL BASIC BLACK | 2700 K | 805.35
513 | L9X215P4B | PROLED LINEAR XL BASIC BLACK | 6000 K | 805.35
513 | L9X215P6B | PROLED LINEAR XL BASIC BLACK | 3000 K | 805.35
513 | L9X215P8B | PROLED LINEAR XL BASIC BLACK | 4000 K | 805.35
513 | L9X219C2B | PROLED LINEAR XL BASIC BLACK | 2700 K | 951.6
513 | L9X219C4B | PROLED LINEAR XL BASIC BLACK | 6000 K | 951.6
513 | L9X219C6B | PROLED LINEAR XL BASIC BLACK | 3000 K | 951.6
513 | L9X219C8B | PROLED LINEAR XL BASIC BLACK | 4000 K | 951.6
513 | L9X219F2B | PROLED LINEAR XL BASIC BLACK | 2700 K | 951.6
513 | L9X219F4B | PROLED LINEAR XL BASIC BLACK | 6000 K | 951.6
513 | L9X219F6B | PROLED LINEAR XL BASIC BLACK | 3000 K | 951.6
513 | L9X219F8B | PROLED LINEAR XL BASIC BLACK | 4000 K | 951.6
513 | L9X219M2B | PROLED LINEAR XL BASIC BLACK | 2700 K | 951.6
513 | L9X219M4B | PROLED LINEAR XL BASIC BLACK | 6000 K | 951.6
513 | L9X219M6B | PROLED LINEAR XL BASIC BLACK | 3000 K | 951.6
513 | L9X219M8B | PROLED LINEAR XL BASIC BLACK | 4000 K | 951.6
513 | L9X219P2B | PROLED LINEAR XL BASIC BLACK | 2700 K | 951.6
513 | L9X219P4B | PROLED LINEAR XL BASIC BLACK | 6000 K | 951.6
513 | L9X219P6B | PROLED LINEAR XL BASIC BLACK | 3000 K | 951.6
513 | L9X219P8B | PROLED LINEAR XL BASIC BLACK | 4000 K | 951.6
513 | L9X206C2S | PROLED LINEAR XL BASIC SILVER | 2700 K | 415.35
513 | L9X206C4S | PROLED LINEAR XL BASIC SILVER | 6000 K | 415.35
513 | L9X206C6S | PROLED LINEAR XL BASIC SILVER | 3000 K | 415.35
513 | L9X206C8S | PROLED LINEAR XL BASIC SILVER | 4000 K | 415.35
513 | L9X206F2S | PROLED LINEAR XL BASIC SILVER | 2700 K | 415.35
513 | L9X206F4S | PROLED LINEAR XL BASIC SILVER | 6000 K | 415.35
513 | L9X206F6S | PROLED LINEAR XL BASIC SILVER | 3000 K | 415.35
513 | L9X206F8S | PROLED LINEAR XL BASIC SILVER | 4000 K | 415.35
513 | L9X206M2S | PROLED LINEAR XL BASIC SILVER | 2700 K | 415.35
513 | L9X206M4S | PROLED LINEAR XL BASIC SILVER | 6000 K | 415.35
513 | L9X206M6S | PROLED LINEAR XL BASIC SILVER | 3000 K | 415.35
513 | L9X206M8S | PROLED LINEAR XL BASIC SILVER | 4000 K | 415.35
513 | L9X206P2S | PROLED LINEAR XL BASIC SILVER | 2700 K | 415.35
513 | L9X206P4S | PROLED LINEAR XL BASIC SILVER | 6000 K | 415.35
513 | L9X206P6S | PROLED LINEAR XL BASIC SILVER | 3000 K | 415.35
513 | L9X206P8S | PROLED LINEAR XL BASIC SILVER | 4000 K | 415.35
513 | L9X208C2S | PROLED LINEAR XL BASIC SILVER | 2700 K | 536.25
513 | L9X208C4S | PROLED LINEAR XL BASIC SILVER | 6000 K | 536.25
513 | L9X208C6S | PROLED LINEAR XL BASIC SILVER | 3000 K | 536.25
513 | L9X208C8S | PROLED LINEAR XL BASIC SILVER | 4000 K | 536.25
513 | L9X208F2S | PROLED LINEAR XL BASIC SILVER | 2700 K | 536.25
513 | L9X208F4S | PROLED LINEAR XL BASIC SILVER | 6000 K | 536.25
513 | L9X208F6S | PROLED LINEAR XL BASIC SILVER | 3000 K | 536.25
513 | L9X208F8S | PROLED LINEAR XL BASIC SILVER | 4000 K | 536.25
513 | L9X208M2S | PROLED LINEAR XL BASIC SILVER | 2700 K | 536.25
513 | L9X208M4S | PROLED LINEAR XL BASIC SILVER | 6000 K | 536.25
513 | L9X208M6S | PROLED LINEAR XL BASIC SILVER | 3000 K | 536.25
513 | L9X208M8S | PROLED LINEAR XL BASIC SILVER | 4000 K | 536.25
513 | L9X208P2S | PROLED LINEAR XL BASIC SILVER | 2700 K | 536.25
513 | L9X208P4S | PROLED LINEAR XL BASIC SILVER | 6000 K | 536.25
513 | L9X208P6S | PROLED LINEAR XL BASIC SILVER | 3000 K | 536.25
513 | L9X208P8S | PROLED LINEAR XL BASIC SILVER | 4000 K | 536.25
513 | L9X211C2S | PROLED LINEAR XL BASIC SILVER | 2700 K | 659.1
513 | L9X211C4S | PROLED LINEAR XL BASIC SILVER | 6000 K | 659.1
513 | L9X211C6S | PROLED LINEAR XL BASIC SILVER | 3000 K | 659.1
513 | L9X211C8S | PROLED LINEAR XL BASIC SILVER | 4000 K | 659.1
513 | L9X211F2S | PROLED LINEAR XL BASIC SILVER | 2700 K | 659.1
513 | L9X211F4S | PROLED LINEAR XL BASIC SILVER | 6000 K | 659.1
513 | L9X211F6S | PROLED LINEAR XL BASIC SILVER | 3000 K | 659.1
513 | L9X211F8S | PROLED LINEAR XL BASIC SILVER | 4000 K | 659.1
513 | L9X211M2S | PROLED LINEAR XL BASIC SILVER | 2700 K | 659.1
513 | L9X211M4S | PROLED LINEAR XL BASIC SILVER | 6000 K | 659.1
513 | L9X211M6S | PROLED LINEAR XL BASIC SILVER | 3000 K | 659.1
513 | L9X211M8S | PROLED LINEAR XL BASIC SILVER | 4000 K | 659.1
513 | L9X211P2S | PROLED LINEAR XL BASIC SILVER | 2700 K | 659.1
513 | L9X211P4S | PROLED LINEAR XL BASIC SILVER | 6000 K | 659.1
513 | L9X211P6S | PROLED LINEAR XL BASIC SILVER | 3000 K | 659.1
513 | L9X211P8S | PROLED LINEAR XL BASIC SILVER | 4000 K | 659.1
513 | L9X215C2S | PROLED LINEAR XL BASIC SILVER | 2700 K | 805.35
513 | L9X215C4S | PROLED LINEAR XL BASIC SILVER | 6000 K | 805.35
513 | L9X215C6S | PROLED LINEAR XL BASIC SILVER | 3000 K | 805.35
513 | L9X215C8S | PROLED LINEAR XL BASIC SILVER | 4000 K | 805.35
513 | L9X215F2S | PROLED LINEAR XL BASIC SILVER | 2700 K | 805.35
513 | L9X215F4S | PROLED LINEAR XL BASIC SILVER | 6000 K | 805.35
513 | L9X215F6S | PROLED LINEAR XL BASIC SILVER | 3000 K | 805.35
513 | L9X215F8S | PROLED LINEAR XL BASIC SILVER | 4000 K | 805.35
513 | L9X215M2S | PROLED LINEAR XL BASIC SILVER | 2700 K | 805.35
513 | L9X215M4S | PROLED LINEAR XL BASIC SILVER | 6000 K | 805.35
513 | L9X215M6S | PROLED LINEAR XL BASIC SILVER | 3000 K | 805.35
513 | L9X215M8S | PROLED LINEAR XL BASIC SILVER | 4000 K | 805.35
513 | L9X215P2S | PROLED LINEAR XL BASIC SILVER | 2700 K | 805.35
513 | L9X215P4S | PROLED LINEAR XL BASIC SILVER | 6000 K | 805.35
513 | L9X215P6S | PROLED LINEAR XL BASIC SILVER | 3000 K | 805.35
513 | L9X215P8S | PROLED LINEAR XL BASIC SILVER | 4000 K | 805.35
513 | L9X219C2S | PROLED LINEAR XL BASIC SILVER | 2700 K | 951.6
513 | L9X219C4S | PROLED LINEAR XL BASIC SILVER | 6000 K | 951.6
513 | L9X219C6S | PROLED LINEAR XL BASIC SILVER | 3000 K | 951.6
513 | L9X219C8S | PROLED LINEAR XL BASIC SILVER | 4000 K | 951.6
513 | L9X219F2S | PROLED LINEAR XL BASIC SILVER | 2700 K | 951.6
513 | L9X219F4S | PROLED LINEAR XL BASIC SILVER | 6000 K | 951.6
513 | L9X219F6S | PROLED LINEAR XL BASIC SILVER | 3000 K | 951.6
513 | L9X219F8S | PROLED LINEAR XL BASIC SILVER | 4000 K | 951.6
513 | L9X219M2S | PROLED LINEAR XL BASIC SILVER | 2700 K | 951.6
513 | L9X219M4S | PROLED LINEAR XL BASIC SILVER | 6000 K | 951.6
513 | L9X219M6S | PROLED LINEAR XL BASIC SILVER | 3000 K | 951.6
513 | L9X219M8S | PROLED LINEAR XL BASIC SILVER | 4000 K | 951.6
513 | L9X219P2S | PROLED LINEAR XL BASIC SILVER | 2700 K | 951.6
513 | L9X219P4S | PROLED LINEAR XL BASIC SILVER | 6000 K | 951.6
513 | L9X219P6S | PROLED LINEAR XL BASIC SILVER | 3000 K | 951.6
513 | L9X219P8S | PROLED LINEAR XL BASIC SILVER | 4000 K | 951.6
513 | L9X206C2W | PROLED LINEAR XL BASIC WHITE | 2700 K | 415.35
513 | L9X206C4W | PROLED LINEAR XL BASIC WHITE | 6000 K | 415.35
513 | L9X206C6W | PROLED LINEAR XL BASIC WHITE | 3000 K | 415.35
513 | L9X206C8W | PROLED LINEAR XL BASIC WHITE | 4000 K | 415.35
513 | L9X206F2W | PROLED LINEAR XL BASIC WHITE | 2700 K | 415.35
513 | L9X206F4W | PROLED LINEAR XL BASIC WHITE | 6000 K | 415.35
513 | L9X206F6W | PROLED LINEAR XL BASIC WHITE | 3000 K | 415.35
513 | L9X206F8W | PROLED LINEAR XL BASIC WHITE | 4000 K | 415.35
513 | L9X206M2W | PROLED LINEAR XL BASIC WHITE | 2700 K | 415.35
513 | L9X206M4W | PROLED LINEAR XL BASIC WHITE | 6000 K | 415.35
513 | L9X206M6W | PROLED LINEAR XL BASIC WHITE | 3000 K | 415.35
513 | L9X206M8W | PROLED LINEAR XL BASIC WHITE | 4000 K | 415.35
513 | L9X206P2W | PROLED LINEAR XL BASIC WHITE | 2700 K | 415.35
513 | L9X206P4W | PROLED LINEAR XL BASIC WHITE | 6000 K | 415.35
513 | L9X206P6W | PROLED LINEAR XL BASIC WHITE | 3000 K | 415.35
513 | L9X206P8W | PROLED LINEAR XL BASIC WHITE | 4000 K | 415.35
513 | L9X208C2W | PROLED LINEAR XL BASIC WHITE | 2700 K | 536.25
513 | L9X208C4W | PROLED LINEAR XL BASIC WHITE | 6000 K | 536.25
513 | L9X208C6W | PROLED LINEAR XL BASIC WHITE | 3000 K | 536.25
513 | L9X208C8W | PROLED LINEAR XL BASIC WHITE | 4000 K | 536.25
513 | L9X208F2W | PROLED LINEAR XL BASIC WHITE | 2700 K | 536.25
513 | L9X208F4W | PROLED LINEAR XL BASIC WHITE | 6000 K | 536.25
513 | L9X208F6W | PROLED LINEAR XL BASIC WHITE | 3000 K | 536.25
513 | L9X208F8W | PROLED LINEAR XL BASIC WHITE | 4000 K | 536.25
513 | L9X208M2W | PROLED LINEAR XL BASIC WHITE | 2700 K | 536.25
513 | L9X208M4W | PROLED LINEAR XL BASIC WHITE | 6000 K | 536.25
513 | L9X208M6W | PROLED LINEAR XL BASIC WHITE | 3000 K | 536.25
513 | L9X208M8W | PROLED LINEAR XL BASIC WHITE | 4000 K | 536.25
513 | L9X208P2W | PROLED LINEAR XL BASIC WHITE | 2700 K | 536.25
513 | L9X208P4W | PROLED LINEAR XL BASIC WHITE | 6000 K | 536.25
513 | L9X208P6W | PROLED LINEAR XL BASIC WHITE | 3000 K | 536.25
513 | L9X208P8W | PROLED LINEAR XL BASIC WHITE | 4000 K | 536.25
513 | L9X211C2W | PROLED LINEAR XL BASIC WHITE | 2700 K | 659.1
513 | L9X211C4W | PROLED LINEAR XL BASIC WHITE | 6000 K | 659.1
513 | L9X211C6W | PROLED LINEAR XL BASIC WHITE | 3000 K | 659.1
513 | L9X211C8W | PROLED LINEAR XL BASIC WHITE | 4000 K | 659.1
513 | L9X211F2W | PROLED LINEAR XL BASIC WHITE | 2700 K | 659.1
513 | L9X211F4W | PROLED LINEAR XL BASIC WHITE | 6000 K | 659.1
513 | L9X211F6W | PROLED LINEAR XL BASIC WHITE | 3000 K | 659.1
513 | L9X211F8W | PROLED LINEAR XL BASIC WHITE | 4000 K | 659.1
513 | L9X211M2W | PROLED LINEAR XL BASIC WHITE | 2700 K | 659.1
513 | L9X211M4W | PROLED LINEAR XL BASIC WHITE | 6000 K | 659.1
513 | L9X211M6W | PROLED LINEAR XL BASIC WHITE | 3000 K | 659.1
513 | L9X211M8W | PROLED LINEAR XL BASIC WHITE | 4000 K | 659.1
513 | L9X211P2W | PROLED LINEAR XL BASIC WHITE | 2700 K | 659.1
513 | L9X211P4W | PROLED LINEAR XL BASIC WHITE | 6000 K | 659.1
513 | L9X211P6W | PROLED LINEAR XL BASIC WHITE | 3000 K | 659.1
513 | L9X211P8W | PROLED LINEAR XL BASIC WHITE | 4000 K | 659.1
513 | L9X215C2W | PROLED LINEAR XL BASIC WHITE | 2700 K | 805.35
513 | L9X215C4W | PROLED LINEAR XL BASIC WHITE | 6000 K | 805.35
513 | L9X215C6W | PROLED LINEAR XL BASIC WHITE | 3000 K | 805.35
513 | L9X215C8W | PROLED LINEAR XL BASIC WHITE | 4000 K | 805.35
513 | L9X215F2W | PROLED LINEAR XL BASIC WHITE | 2700 K | 805.35
513 | L9X215F4W | PROLED LINEAR XL BASIC WHITE | 6000 K | 805.35
513 | L9X215F6W | PROLED LINEAR XL BASIC WHITE | 3000 K | 805.35
513 | L9X215F8W | PROLED LINEAR XL BASIC WHITE | 4000 K | 805.35
513 | L9X215M2W | PROLED LINEAR XL BASIC WHITE | 2700 K | 805.35
513 | L9X215M4W | PROLED LINEAR XL BASIC WHITE | 6000 K | 805.35
513 | L9X215M6W | PROLED LINEAR XL BASIC WHITE | 3000 K | 805.35
513 | L9X215M8W | PROLED LINEAR XL BASIC WHITE | 4000 K | 805.35
513 | L9X215P2W | PROLED LINEAR XL BASIC WHITE | 2700 K | 805.35
513 | L9X215P4W | PROLED LINEAR XL BASIC WHITE | 6000 K | 805.35
513 | L9X215P6W | PROLED LINEAR XL BASIC WHITE | 3000 K | 805.35
513 | L9X215P8W | PROLED LINEAR XL BASIC WHITE | 4000 K | 805.35
513 | L9X219C2W | PROLED LINEAR XL BASIC WHITE | 2700 K | 951.6
513 | L9X219C4W | PROLED LINEAR XL BASIC WHITE | 6000 K | 951.6
513 | L9X219C6W | PROLED LINEAR XL BASIC WHITE | 3000 K | 951.6
513 | L9X219C8W | PROLED LINEAR XL BASIC WHITE | 4000 K | 951.6
513 | L9X219F2W | PROLED LINEAR XL BASIC WHITE | 2700 K | 951.6
513 | L9X219F4W | PROLED LINEAR XL BASIC WHITE | 6000 K | 951.6
513 | L9X219F6W | PROLED LINEAR XL BASIC WHITE | 3000 K | 951.6
513 | L9X219F8W | PROLED LINEAR XL BASIC WHITE | 4000 K | 951.6
513 | L9X219M2W | PROLED LINEAR XL BASIC WHITE | 2700 K | 951.6
513 | L9X219M4W | PROLED LINEAR XL BASIC WHITE | 6000 K | 951.6
513 | L9X219M6W | PROLED LINEAR XL BASIC WHITE | 3000 K | 951.6
513 | L9X219M8W | PROLED LINEAR XL BASIC WHITE | 4000 K | 951.6
513 | L9X219P2W | PROLED LINEAR XL BASIC WHITE | 2700 K | 951.6
513 | L9X219P4W | PROLED LINEAR XL BASIC WHITE | 6000 K | 951.6
513 | L9X219P6W | PROLED LINEAR XL BASIC WHITE | 3000 K | 951.6
513 | L9X219P8W | PROLED LINEAR XL BASIC WHITE | 4000 K | 951.6
514 | L9X306C2B | PROLED LINEAR XL MEDIUM BLACK | 2700 K | 464.1
514 | L9X306C4B | PROLED LINEAR XL MEDIUM BLACK | 6000 K | 464.1
514 | L9X306C6B | PROLED LINEAR XL MEDIUM BLACK | 3000 K | 464.1
514 | L9X306C8B | PROLED LINEAR XL MEDIUM BLACK | 4000 K | 464.1
514 | L9X306F2B | PROLED LINEAR XL MEDIUM BLACK | 2700 K | 464.1
514 | L9X306F4B | PROLED LINEAR XL MEDIUM BLACK | 6000 K | 464.1
514 | L9X306F6B | PROLED LINEAR XL MEDIUM BLACK | 3000 K | 464.1
514 | L9X306F8B | PROLED LINEAR XL MEDIUM BLACK | 4000 K | 464.1
514 | L9X306M2B | PROLED LINEAR XL MEDIUM BLACK | 2700 K | 464.1
514 | L9X306M4B | PROLED LINEAR XL MEDIUM BLACK | 6000 K | 464.1
514 | L9X306M6B | PROLED LINEAR XL MEDIUM BLACK | 3000 K | 464.1
514 | L9X306M8B | PROLED LINEAR XL MEDIUM BLACK | 4000 K | 464.1
514 | L9X306P2B | PROLED LINEAR XL MEDIUM BLACK | 2700 K | 464.1
514 | L9X306P4B | PROLED LINEAR XL MEDIUM BLACK | 6000 K | 464.1
514 | L9X306P6B | PROLED LINEAR XL MEDIUM BLACK | 3000 K | 464.1
514 | L9X306P8B | PROLED LINEAR XL MEDIUM BLACK | 4000 K | 464.1
514 | L9X308C2B | PROLED LINEAR XL MEDIUM BLACK | 2700 K | 633.75
514 | L9X308C4B | PROLED LINEAR XL MEDIUM BLACK | 6000 K | 633.75
514 | L9X308C6B | PROLED LINEAR XL MEDIUM BLACK | 3000 K | 633.75
514 | L9X308C8B | PROLED LINEAR XL MEDIUM BLACK | 4000 K | 633.75
514 | L9X308F2B | PROLED LINEAR XL MEDIUM BLACK | 2700 K | 633.75
514 | L9X308F4B | PROLED LINEAR XL MEDIUM BLACK | 6000 K | 633.75
514 | L9X308F6B | PROLED LINEAR XL MEDIUM BLACK | 3000 K | 633.75
514 | L9X308F8B | PROLED LINEAR XL MEDIUM BLACK | 4000 K | 633.75
514 | L9X308M2B | PROLED LINEAR XL MEDIUM BLACK | 2700 K | 633.75
514 | L9X308M4B | PROLED LINEAR XL MEDIUM BLACK | 6000 K | 633.75
514 | L9X308M6B | PROLED LINEAR XL MEDIUM BLACK | 3000 K | 633.75
514 | L9X308M8B | PROLED LINEAR XL MEDIUM BLACK | 4000 K | 633.75
514 | L9X308P2B | PROLED LINEAR XL MEDIUM BLACK | 2700 K | 633.75
514 | L9X308P4B | PROLED LINEAR XL MEDIUM BLACK | 6000 K | 633.75
514 | L9X308P6B | PROLED LINEAR XL MEDIUM BLACK | 3000 K | 633.75
514 | L9X308P8B | PROLED LINEAR XL MEDIUM BLACK | 4000 K | 633.75
514 | L9X311C2B | PROLED LINEAR XL MEDIUM BLACK | 2700 K | 756.6
514 | L9X311C4B | PROLED LINEAR XL MEDIUM BLACK | 6000 K | 756.6
514 | L9X311C6B | PROLED LINEAR XL MEDIUM BLACK | 3000 K | 756.6
514 | L9X311C8B | PROLED LINEAR XL MEDIUM BLACK | 4000 K | 756.6
514 | L9X311F2B | PROLED LINEAR XL MEDIUM BLACK | 2700 K | 756.6
514 | L9X311F4B | PROLED LINEAR XL MEDIUM BLACK | 6000 K | 756.6
514 | L9X311F6B | PROLED LINEAR XL MEDIUM BLACK | 3000 K | 756.6
514 | L9X311F8B | PROLED LINEAR XL MEDIUM BLACK | 4000 K | 756.6
514 | L9X311M2B | PROLED LINEAR XL MEDIUM BLACK | 2700 K | 756.6
514 | L9X311M4B | PROLED LINEAR XL MEDIUM BLACK | 6000 K | 756.6
514 | L9X311M6B | PROLED LINEAR XL MEDIUM BLACK | 3000 K | 756.6
514 | L9X311M8B | PROLED LINEAR XL MEDIUM BLACK | 4000 K | 756.6
514 | L9X311P2B | PROLED LINEAR XL MEDIUM BLACK | 2700 K | 756.6
514 | L9X311P4B | PROLED LINEAR XL MEDIUM BLACK | 6000 K | 756.6
514 | L9X311P6B | PROLED LINEAR XL MEDIUM BLACK | 3000 K | 756.6
514 | L9X311P8B | PROLED LINEAR XL MEDIUM BLACK | 4000 K | 756.6
514 | L9X315C2B | PROLED LINEAR XL MEDIUM BLACK | 2700 K | 1000.35
514 | L9X315C4B | PROLED LINEAR XL MEDIUM BLACK | 6000 K | 1000.35
514 | L9X315C6B | PROLED LINEAR XL MEDIUM BLACK | 3000 K | 1000.35
514 | L9X315C8B | PROLED LINEAR XL MEDIUM BLACK | 4000 K | 1000.35
514 | L9X315F2B | PROLED LINEAR XL MEDIUM BLACK | 2700 K | 1000.35
514 | L9X315F4B | PROLED LINEAR XL MEDIUM BLACK | 6000 K | 1000.35
514 | L9X315F6B | PROLED LINEAR XL MEDIUM BLACK | 3000 K | 1000.35
514 | L9X315F8B | PROLED LINEAR XL MEDIUM BLACK | 4000 K | 1000.35
514 | L9X315M2B | PROLED LINEAR XL MEDIUM BLACK | 2700 K | 1000.35
514 | L9X315M4B | PROLED LINEAR XL MEDIUM BLACK | 6000 K | 1000.35
514 | L9X315M6B | PROLED LINEAR XL MEDIUM BLACK | 3000 K | 1000.35
514 | L9X315M8B | PROLED LINEAR XL MEDIUM BLACK | 4000 K | 1000.35
514 | L9X315P2B | PROLED LINEAR XL MEDIUM BLACK | 2700 K | 1000.35
514 | L9X315P4B | PROLED LINEAR XL MEDIUM BLACK | 6000 K | 1000.35
514 | L9X315P6B | PROLED LINEAR XL MEDIUM BLACK | 3000 K | 1000.35
514 | L9X315P8B | PROLED LINEAR XL MEDIUM BLACK | 4000 K | 1000.35
514 | L9X319C2B | PROLED LINEAR XL MEDIUM BLACK | 2700 K | 1195.35
514 | L9X319C4B | PROLED LINEAR XL MEDIUM BLACK | 6000 K | 1195.35
514 | L9X319C6B | PROLED LINEAR XL MEDIUM BLACK | 3000 K | 1195.35
514 | L9X319C8B | PROLED LINEAR XL MEDIUM BLACK | 4000 K | 1195.35
514 | L9X319F2B | PROLED LINEAR XL MEDIUM BLACK | 2700 K | 1195.35
514 | L9X319F4B | PROLED LINEAR XL MEDIUM BLACK | 6000 K | 1195.35
514 | L9X319F6B | PROLED LINEAR XL MEDIUM BLACK | 3000 K | 1195.35
514 | L9X319F8B | PROLED LINEAR XL MEDIUM BLACK | 4000 K | 1195.35
514 | L9X319M2B | PROLED LINEAR XL MEDIUM BLACK | 2700 K | 1195.35
514 | L9X319M4B | PROLED LINEAR XL MEDIUM BLACK | 6000 K | 1195.35
514 | L9X319M6B | PROLED LINEAR XL MEDIUM BLACK | 3000 K | 1195.35
514 | L9X319M8B | PROLED LINEAR XL MEDIUM BLACK | 4000 K | 1195.35
514 | L9X319P2B | PROLED LINEAR XL MEDIUM BLACK | 2700 K | 1195.35
514 | L9X319P4B | PROLED LINEAR XL MEDIUM BLACK | 6000 K | 1195.35
514 | L9X319P6B | PROLED LINEAR XL MEDIUM BLACK | 3000 K | 1195.35
514 | L9X319P8B | PROLED LINEAR XL MEDIUM BLACK | 4000 K | 1195.35
514 | L9X306C2S | PROLED LINEAR XL MEDIUM SILVER | 2700 K | 464.1
514 | L9X306C4S | PROLED LINEAR XL MEDIUM SILVER | 6000 K | 464.1
514 | L9X306C6S | PROLED LINEAR XL MEDIUM SILVER | 3000 K | 464.1
514 | L9X306C8S | PROLED LINEAR XL MEDIUM SILVER | 4000 K | 464.1
514 | L9X306F2S | PROLED LINEAR XL MEDIUM SILVER | 2700 K | 464.1
514 | L9X306F4S | PROLED LINEAR XL MEDIUM SILVER | 6000 K | 464.1
514 | L9X306F6S | PROLED LINEAR XL MEDIUM SILVER | 3000 K | 464.1
514 | L9X306F8S | PROLED LINEAR XL MEDIUM SILVER | 4000 K | 464.1
514 | L9X306M2S | PROLED LINEAR XL MEDIUM SILVER | 2700 K | 464.1
514 | L9X306M4S | PROLED LINEAR XL MEDIUM SILVER | 6000 K | 464.1
514 | L9X306M6S | PROLED LINEAR XL MEDIUM SILVER | 3000 K | 464.1
514 | L9X306M8S | PROLED LINEAR XL MEDIUM SILVER | 4000 K | 464.1
514 | L9X306P2S | PROLED LINEAR XL MEDIUM SILVER | 2700 K | 464.1
514 | L9X306P4S | PROLED LINEAR XL MEDIUM SILVER | 6000 K | 464.1
514 | L9X306P6S | PROLED LINEAR XL MEDIUM SILVER | 3000 K | 464.1
514 | L9X306P8S | PROLED LINEAR XL MEDIUM SILVER | 4000 K | 464.1
514 | L9X308C2S | PROLED LINEAR XL MEDIUM SILVER | 2700 K | 633.75
514 | L9X308C4S | PROLED LINEAR XL MEDIUM SILVER | 6000 K | 633.75
514 | L9X308C6S | PROLED LINEAR XL MEDIUM SILVER | 3000 K | 633.75
514 | L9X308C8S | PROLED LINEAR XL MEDIUM SILVER | 4000 K | 633.75
514 | L9X308F2S | PROLED LINEAR XL MEDIUM SILVER | 2700 K | 633.75
514 | L9X308F4S | PROLED LINEAR XL MEDIUM SILVER | 6000 K | 633.75
514 | L9X308F6S | PROLED LINEAR XL MEDIUM SILVER | 3000 K | 633.75
514 | L9X308F8S | PROLED LINEAR XL MEDIUM SILVER | 4000 K | 633.75
514 | L9X308M2S | PROLED LINEAR XL MEDIUM SILVER | 2700 K | 633.75
514 | L9X308M4S | PROLED LINEAR XL MEDIUM SILVER | 6000 K | 633.75
514 | L9X308M6S | PROLED LINEAR XL MEDIUM SILVER | 3000 K | 633.75
514 | L9X308M8S | PROLED LINEAR XL MEDIUM SILVER | 4000 K | 633.75
514 | L9X308P2S | PROLED LINEAR XL MEDIUM SILVER | 2700 K | 633.75
514 | L9X308P4S | PROLED LINEAR XL MEDIUM SILVER | 6000 K | 633.75
514 | L9X308P6S | PROLED LINEAR XL MEDIUM SILVER | 3000 K | 633.75
514 | L9X308P8S | PROLED LINEAR XL MEDIUM SILVER | 4000 K | 633.75
514 | L9X311C2S | PROLED LINEAR XL MEDIUM SILVER | 2700 K | 756.6
514 | L9X311C4S | PROLED LINEAR XL MEDIUM SILVER | 6000 K | 756.6
514 | L9X311C6S | PROLED LINEAR XL MEDIUM SILVER | 3000 K | 756.6
514 | L9X311C8S | PROLED LINEAR XL MEDIUM SILVER | 4000 K | 756.6
514 | L9X311F2S | PROLED LINEAR XL MEDIUM SILVER | 2700 K | 756.6
514 | L9X311F4S | PROLED LINEAR XL MEDIUM SILVER | 6000 K | 756.6
514 | L9X311F6S | PROLED LINEAR XL MEDIUM SILVER | 3000 K | 756.6
514 | L9X311F8S | PROLED LINEAR XL MEDIUM SILVER | 4000 K | 756.6
514 | L9X311M2S | PROLED LINEAR XL MEDIUM SILVER | 2700 K | 756.6
514 | L9X311M4S | PROLED LINEAR XL MEDIUM SILVER | 6000 K | 756.6
514 | L9X311M6S | PROLED LINEAR XL MEDIUM SILVER | 3000 K | 756.6
514 | L9X311M8S | PROLED LINEAR XL MEDIUM SILVER | 4000 K | 756.6
514 | L9X311P2S | PROLED LINEAR XL MEDIUM SILVER | 2700 K | 756.6
514 | L9X311P4S | PROLED LINEAR XL MEDIUM SILVER | 6000 K | 756.6
514 | L9X311P6S | PROLED LINEAR XL MEDIUM SILVER | 3000 K | 756.6
514 | L9X311P8S | PROLED LINEAR XL MEDIUM SILVER | 4000 K | 756.6
514 | L9X315C2S | PROLED LINEAR XL MEDIUM SILVER | 2700 K | 1000.35
514 | L9X315C4S | PROLED LINEAR XL MEDIUM SILVER | 6000 K | 1000.35
514 | L9X315C6S | PROLED LINEAR XL MEDIUM SILVER | 3000 K | 1000.35
514 | L9X315C8S | PROLED LINEAR XL MEDIUM SILVER | 4000 K | 1000.35
514 | L9X315F2S | PROLED LINEAR XL MEDIUM SILVER | 2700 K | 1000.35
514 | L9X315F4S | PROLED LINEAR XL MEDIUM SILVER | 6000 K | 1000.35
514 | L9X315F6S | PROLED LINEAR XL MEDIUM SILVER | 3000 K | 1000.35
514 | L9X315F8S | PROLED LINEAR XL MEDIUM SILVER | 4000 K | 1000.35
514 | L9X315M2S | PROLED LINEAR XL MEDIUM SILVER | 2700 K | 1000.35
514 | L9X315M4S | PROLED LINEAR XL MEDIUM SILVER | 6000 K | 1000.35
514 | L9X315M6S | PROLED LINEAR XL MEDIUM SILVER | 3000 K | 1000.35
514 | L9X315M8S | PROLED LINEAR XL MEDIUM SILVER | 4000 K | 1000.35
514 | L9X315P2S | PROLED LINEAR XL MEDIUM SILVER | 2700 K | 1000.35
514 | L9X315P4S | PROLED LINEAR XL MEDIUM SILVER | 6000 K | 1000.35
514 | L9X315P6S | PROLED LINEAR XL MEDIUM SILVER | 3000 K | 1000.35
514 | L9X315P8S | PROLED LINEAR XL MEDIUM SILVER | 4000 K | 1000.35
514 | L9X319C2S | PROLED LINEAR XL MEDIUM SILVER | 2700 K | 1195.35
514 | L9X319C4S | PROLED LINEAR XL MEDIUM SILVER | 6000 K | 1195.35
514 | L9X319C6S | PROLED LINEAR XL MEDIUM SILVER | 3000 K | 1195.35
514 | L9X319C8S | PROLED LINEAR XL MEDIUM SILVER | 4000 K | 1195.35
514 | L9X319F2S | PROLED LINEAR XL MEDIUM SILVER | 2700 K | 1195.35
514 | L9X319F4S | PROLED LINEAR XL MEDIUM SILVER | 6000 K | 1195.35
514 | L9X319F6S | PROLED LINEAR XL MEDIUM SILVER | 3000 K | 1195.35
514 | L9X319F8S | PROLED LINEAR XL MEDIUM SILVER | 4000 K | 1195.35
514 | L9X319M2S | PROLED LINEAR XL MEDIUM SILVER | 2700 K | 1195.35
514 | L9X319M4S | PROLED LINEAR XL MEDIUM SILVER | 6000 K | 1195.35
514 | L9X319M6S | PROLED LINEAR XL MEDIUM SILVER | 3000 K | 1195.35
514 | L9X319M8S | PROLED LINEAR XL MEDIUM SILVER | 4000 K | 1195.35
514 | L9X319P2S | PROLED LINEAR XL MEDIUM SILVER | 2700 K | 1195.35
514 | L9X319P4S | PROLED LINEAR XL MEDIUM SILVER | 6000 K | 1195.35
514 | L9X319P6S | PROLED LINEAR XL MEDIUM SILVER | 3000 K | 1195.35
514 | L9X319P8S | PROLED LINEAR XL MEDIUM SILVER | 4000 K | 1195.35
514 | L9X306C2W | PROLED LINEAR XL MEDIUM WHITE | 2700 K | 464.1
514 | L9X306C4W | PROLED LINEAR XL MEDIUM WHITE | 6000 K | 464.1
514 | L9X306C6W | PROLED LINEAR XL MEDIUM WHITE | 3000 K | 464.1
514 | L9X306C8W | PROLED LINEAR XL MEDIUM WHITE | 4000 K | 464.1
514 | L9X306F2W | PROLED LINEAR XL MEDIUM WHITE | 2700 K | 464.1
514 | L9X306F4W | PROLED LINEAR XL MEDIUM WHITE | 6000 K | 464.1
514 | L9X306F6W | PROLED LINEAR XL MEDIUM WHITE | 3000 K | 464.1
514 | L9X306F8W | PROLED LINEAR XL MEDIUM WHITE | 4000 K | 464.1
514 | L9X306M2W | PROLED LINEAR XL MEDIUM WHITE | 2700 K | 464.1
514 | L9X306M4W | PROLED LINEAR XL MEDIUM WHITE | 6000 K | 464.1
514 | L9X306M6W | PROLED LINEAR XL MEDIUM WHITE | 3000 K | 464.1
514 | L9X306M8W | PROLED LINEAR XL MEDIUM WHITE | 4000 K | 464.1
514 | L9X306P2W | PROLED LINEAR XL MEDIUM WHITE | 2700 K | 464.1
514 | L9X306P4W | PROLED LINEAR XL MEDIUM WHITE | 6000 K | 464.1
514 | L9X306P6W | PROLED LINEAR XL MEDIUM WHITE | 3000 K | 464.1
514 | L9X306P8W | PROLED LINEAR XL MEDIUM WHITE | 4000 K | 464.1
514 | L9X308C2W | PROLED LINEAR XL MEDIUM WHITE | 2700 K | 633.75
514 | L9X308C4W | PROLED LINEAR XL MEDIUM WHITE | 6000 K | 633.75
514 | L9X308C6W | PROLED LINEAR XL MEDIUM WHITE | 3000 K | 633.75
514 | L9X308C8W | PROLED LINEAR XL MEDIUM WHITE | 4000 K | 633.75
514 | L9X308F2W | PROLED LINEAR XL MEDIUM WHITE | 2700 K | 633.75
514 | L9X308F4W | PROLED LINEAR XL MEDIUM WHITE | 6000 K | 633.75
514 | L9X308F6W | PROLED LINEAR XL MEDIUM WHITE | 3000 K | 633.75
514 | L9X308F8W | PROLED LINEAR XL MEDIUM WHITE | 4000 K | 633.75
514 | L9X308M2W | PROLED LINEAR XL MEDIUM WHITE | 2700 K | 633.75
514 | L9X308M4W | PROLED LINEAR XL MEDIUM WHITE | 6000 K | 633.75
514 | L9X308M6W | PROLED LINEAR XL MEDIUM WHITE | 3000 K | 633.75
514 | L9X308M8W | PROLED LINEAR XL MEDIUM WHITE | 4000 K | 633.75
514 | L9X308P2W | PROLED LINEAR XL MEDIUM WHITE | 2700 K | 633.75
514 | L9X308P4W | PROLED LINEAR XL MEDIUM WHITE | 6000 K | 633.75
514 | L9X308P6W | PROLED LINEAR XL MEDIUM WHITE | 3000 K | 633.75
514 | L9X308P8W | PROLED LINEAR XL MEDIUM WHITE | 4000 K | 633.75
514 | L9X311C2W | PROLED LINEAR XL MEDIUM WHITE | 2700 K | 756.6
514 | L9X311C4W | PROLED LINEAR XL MEDIUM WHITE | 6000 K | 756.6
514 | L9X311C6W | PROLED LINEAR XL MEDIUM WHITE | 3000 K | 756.6
514 | L9X311C8W | PROLED LINEAR XL MEDIUM WHITE | 4000 K | 756.6
514 | L9X311F2W | PROLED LINEAR XL MEDIUM WHITE | 2700 K | 756.6
514 | L9X311F4W | PROLED LINEAR XL MEDIUM WHITE | 6000 K | 756.6
514 | L9X311F6W | PROLED LINEAR XL MEDIUM WHITE | 3000 K | 756.6
514 | L9X311F8W | PROLED LINEAR XL MEDIUM WHITE | 4000 K | 756.6
514 | L9X311M2W | PROLED LINEAR XL MEDIUM WHITE | 2700 K | 756.6
514 | L9X311M4W | PROLED LINEAR XL MEDIUM WHITE | 6000 K | 756.6
514 | L9X311M6W | PROLED LINEAR XL MEDIUM WHITE | 3000 K | 756.6
514 | L9X311M8W | PROLED LINEAR XL MEDIUM WHITE | 4000 K | 756.6
514 | L9X311P2W | PROLED LINEAR XL MEDIUM WHITE | 2700 K | 756.6
514 | L9X311P4W | PROLED LINEAR XL MEDIUM WHITE | 6000 K | 756.6
514 | L9X311P6W | PROLED LINEAR XL MEDIUM WHITE | 3000 K | 756.6
514 | L9X311P8W | PROLED LINEAR XL MEDIUM WHITE | 4000 K | 756.6
514 | L9X315C2W | PROLED LINEAR XL MEDIUM WHITE | 2700 K | 1000.35
514 | L9X315C4W | PROLED LINEAR XL MEDIUM WHITE | 6000 K | 1000.35
514 | L9X315C6W | PROLED LINEAR XL MEDIUM WHITE | 3000 K | 1000.35
514 | L9X315C8W | PROLED LINEAR XL MEDIUM WHITE | 4000 K | 1000.35
514 | L9X315F2W | PROLED LINEAR XL MEDIUM WHITE | 2700 K | 1000.35
514 | L9X315F4W | PROLED LINEAR XL MEDIUM WHITE | 6000 K | 1000.35
514 | L9X315F6W | PROLED LINEAR XL MEDIUM WHITE | 3000 K | 1000.35
514 | L9X315F8W | PROLED LINEAR XL MEDIUM WHITE | 4000 K | 1000.35
514 | L9X315M2W | PROLED LINEAR XL MEDIUM WHITE | 2700 K | 1000.35
514 | L9X315M4W | PROLED LINEAR XL MEDIUM WHITE | 6000 K | 1000.35
514 | L9X315M6W | PROLED LINEAR XL MEDIUM WHITE | 3000 K | 1000.35
514 | L9X315M8W | PROLED LINEAR XL MEDIUM WHITE | 4000 K | 1000.35
514 | L9X315P2W | PROLED LINEAR XL MEDIUM WHITE | 2700 K | 1000.35
514 | L9X315P4W | PROLED LINEAR XL MEDIUM WHITE | 6000 K | 1000.35
514 | L9X315P6W | PROLED LINEAR XL MEDIUM WHITE | 3000 K | 1000.35
514 | L9X315P8W | PROLED LINEAR XL MEDIUM WHITE | 4000 K | 1000.35
514 | L9X319C2W | PROLED LINEAR XL MEDIUM WHITE | 2700 K | 1195.35
514 | L9X319C4W | PROLED LINEAR XL MEDIUM WHITE | 6000 K | 1195.35
514 | L9X319C6W | PROLED LINEAR XL MEDIUM WHITE | 3000 K | 1195.35
514 | L9X319C8W | PROLED LINEAR XL MEDIUM WHITE | 4000 K | 1195.35
514 | L9X319F2W | PROLED LINEAR XL MEDIUM WHITE | 2700 K | 1195.35
514 | L9X319F4W | PROLED LINEAR XL MEDIUM WHITE | 6000 K | 1195.35
514 | L9X319F6W | PROLED LINEAR XL MEDIUM WHITE | 3000 K | 1195.35
514 | L9X319F8W | PROLED LINEAR XL MEDIUM WHITE | 4000 K | 1195.35
514 | L9X319M2W | PROLED LINEAR XL MEDIUM WHITE | 2700 K | 1195.35
514 | L9X319M4W | PROLED LINEAR XL MEDIUM WHITE | 6000 K | 1195.35
514 | L9X319M6W | PROLED LINEAR XL MEDIUM WHITE | 3000 K | 1195.35
514 | L9X319M8W | PROLED LINEAR XL MEDIUM WHITE | 4000 K | 1195.35
514 | L9X319P2W | PROLED LINEAR XL MEDIUM WHITE | 2700 K | 1195.35
514 | L9X319P4W | PROLED LINEAR XL MEDIUM WHITE | 6000 K | 1195.35
514 | L9X319P6W | PROLED LINEAR XL MEDIUM WHITE | 3000 K | 1195.35
514 | L9X319P8W | PROLED LINEAR XL MEDIUM WHITE | 4000 K | 1195.35
515 | L9X406C2B | PROLED LINEAR XL FORTE BLACK | 2700 K | 536.25
515 | L9X406C4B | PROLED LINEAR XL FORTE BLACK | 6000 K | 536.25
515 | L9X406C6B | PROLED LINEAR XL FORTE BLACK | 3000 K | 536.25
515 | L9X406C8B | PROLED LINEAR XL FORTE BLACK | 4000 K | 536.25
515 | L9X406F2B | PROLED LINEAR XL FORTE BLACK | 2700 K | 536.25
515 | L9X406F4B | PROLED LINEAR XL FORTE BLACK | 6000 K | 536.25
515 | L9X406F6B | PROLED LINEAR XL FORTE BLACK | 3000 K | 536.25
515 | L9X406F8B | PROLED LINEAR XL FORTE BLACK | 4000 K | 536.25
515 | L9X406M2B | PROLED LINEAR XL FORTE BLACK | 2700 K | 536.25
515 | L9X406M4B | PROLED LINEAR XL FORTE BLACK | 6000 K | 536.25
515 | L9X406M6B | PROLED LINEAR XL FORTE BLACK | 3000 K | 536.25
515 | L9X406M8B | PROLED LINEAR XL FORTE BLACK | 4000 K | 536.25
515 | L9X406P2B | PROLED LINEAR XL FORTE BLACK | 2700 K | 536.25
515 | L9X406P4B | PROLED LINEAR XL FORTE BLACK | 6000 K | 536.25
515 | L9X406P6B | PROLED LINEAR XL FORTE BLACK | 3000 K | 536.25
515 | L9X406P8B | PROLED LINEAR XL FORTE BLACK | 4000 K | 536.25
515 | L9X408C2B | PROLED LINEAR XL FORTE BLACK | 2700 K | 707.85
515 | L9X408C4B | PROLED LINEAR XL FORTE BLACK | 6000 K | 707.85
515 | L9X408C6B | PROLED LINEAR XL FORTE BLACK | 3000 K | 707.85
515 | L9X408C8B | PROLED LINEAR XL FORTE BLACK | 4000 K | 707.85
515 | L9X408F2B | PROLED LINEAR XL FORTE BLACK | 2700 K | 707.85
515 | L9X408F4B | PROLED LINEAR XL FORTE BLACK | 6000 K | 707.85
515 | L9X408F6B | PROLED LINEAR XL FORTE BLACK | 3000 K | 707.85
515 | L9X408F8B | PROLED LINEAR XL FORTE BLACK | 4000 K | 707.85
515 | L9X408M2B | PROLED LINEAR XL FORTE BLACK | 2700 K | 707.85
515 | L9X408M4B | PROLED LINEAR XL FORTE BLACK | 6000 K | 707.85
515 | L9X408M6B | PROLED LINEAR XL FORTE BLACK | 3000 K | 707.85
515 | L9X408M8B | PROLED LINEAR XL FORTE BLACK | 4000 K | 707.85
515 | L9X408P2B | PROLED LINEAR XL FORTE BLACK | 2700 K | 707.85
515 | L9X408P4B | PROLED LINEAR XL FORTE BLACK | 6000 K | 707.85
515 | L9X408P6B | PROLED LINEAR XL FORTE BLACK | 3000 K | 707.85
515 | L9X408P8B | PROLED LINEAR XL FORTE BLACK | 4000 K | 707.85
515 | L9X411C2B | PROLED LINEAR XL FORTE BLACK | 2700 K | 951.6
515 | L9X411C4B | PROLED LINEAR XL FORTE BLACK | 6000 K | 951.6
515 | L9X411C6B | PROLED LINEAR XL FORTE BLACK | 3000 K | 951.6
515 | L9X411C8B | PROLED LINEAR XL FORTE BLACK | 4000 K | 951.6
515 | L9X411F2B | PROLED LINEAR XL FORTE BLACK | 2700 K | 951.6
515 | L9X411F4B | PROLED LINEAR XL FORTE BLACK | 6000 K | 951.6
515 | L9X411F6B | PROLED LINEAR XL FORTE BLACK | 3000 K | 951.6
515 | L9X411F8B | PROLED LINEAR XL FORTE BLACK | 4000 K | 951.6
515 | L9X411M2B | PROLED LINEAR XL FORTE BLACK | 2700 K | 951.6
515 | L9X411M4B | PROLED LINEAR XL FORTE BLACK | 6000 K | 951.6
515 | L9X411M6B | PROLED LINEAR XL FORTE BLACK | 3000 K | 951.6
515 | L9X411M8B | PROLED LINEAR XL FORTE BLACK | 4000 K | 951.6
515 | L9X411P2B | PROLED LINEAR XL FORTE BLACK | 2700 K | 951.6
515 | L9X411P4B | PROLED LINEAR XL FORTE BLACK | 6000 K | 951.6
515 | L9X411P6B | PROLED LINEAR XL FORTE BLACK | 3000 K | 951.6
515 | L9X411P8B | PROLED LINEAR XL FORTE BLACK | 4000 K | 951.6
515 | L9X415C2B | PROLED LINEAR XL FORTE BLACK | 2700 K | 1146.6
515 | L9X415C4B | PROLED LINEAR XL FORTE BLACK | 6000 K | 1146.6
515 | L9X415C6B | PROLED LINEAR XL FORTE BLACK | 3000 K | 1146.6
515 | L9X415C8B | PROLED LINEAR XL FORTE BLACK | 4000 K | 1146.6
515 | L9X415F2B | PROLED LINEAR XL FORTE BLACK | 2700 K | 1146.6
515 | L9X415F4B | PROLED LINEAR XL FORTE BLACK | 6000 K | 1146.6
515 | L9X415F6B | PROLED LINEAR XL FORTE BLACK | 3000 K | 1146.6
515 | L9X415F8B | PROLED LINEAR XL FORTE BLACK | 4000 K | 1146.6
515 | L9X415M2B | PROLED LINEAR XL FORTE BLACK | 2700 K | 1146.6
515 | L9X415M4B | PROLED LINEAR XL FORTE BLACK | 6000 K | 1146.6
515 | L9X415M6B | PROLED LINEAR XL FORTE BLACK | 3000 K | 1146.6
515 | L9X415M8B | PROLED LINEAR XL FORTE BLACK | 4000 K | 1146.6
515 | L9X415P2B | PROLED LINEAR XL FORTE BLACK | 2700 K | 1146.6
515 | L9X415P4B | PROLED LINEAR XL FORTE BLACK | 6000 K | 1146.6
515 | L9X415P6B | PROLED LINEAR XL FORTE BLACK | 3000 K | 1146.6
515 | L9X415P8B | PROLED LINEAR XL FORTE BLACK | 4000 K | 1146.6
515 | L9X419C2B | PROLED LINEAR XL FORTE BLACK | 2700 K | 1366.95
515 | L9X419C4B | PROLED LINEAR XL FORTE BLACK | 6000 K | 1366.95
515 | L9X419C6B | PROLED LINEAR XL FORTE BLACK | 3000 K | 1366.95
515 | L9X419C8B | PROLED LINEAR XL FORTE BLACK | 4000 K | 1366.95
515 | L9X419F2B | PROLED LINEAR XL FORTE BLACK | 2700 K | 1366.95
515 | L9X419F4B | PROLED LINEAR XL FORTE BLACK | 6000 K | 1366.95
515 | L9X419F6B | PROLED LINEAR XL FORTE BLACK | 3000 K | 1366.95
515 | L9X419F8B | PROLED LINEAR XL FORTE BLACK | 4000 K | 1366.95
515 | L9X419M2B | PROLED LINEAR XL FORTE BLACK | 2700 K | 1366.95
515 | L9X419M4B | PROLED LINEAR XL FORTE BLACK | 6000 K | 1366.95
515 | L9X419M6B | PROLED LINEAR XL FORTE BLACK | 3000 K | 1366.95
515 | L9X419M8B | PROLED LINEAR XL FORTE BLACK | 4000 K | 1366.95
515 | L9X419P2B | PROLED LINEAR XL FORTE BLACK | 2700 K | 1366.95
515 | L9X419P4B | PROLED LINEAR XL FORTE BLACK | 6000 K | 1366.95
515 | L9X419P6B | PROLED LINEAR XL FORTE BLACK | 3000 K | 1366.95
515 | L9X419P8B | PROLED LINEAR XL FORTE BLACK | 4000 K | 1366.95
515 | L9X406C2S | PROLED LINEAR XL FORTE SILVER | 2700 K | 536.25
515 | L9X406C4S | PROLED LINEAR XL FORTE SILVER | 6000 K | 536.25
515 | L9X406C6S | PROLED LINEAR XL FORTE SILVER | 3000 K | 536.25
515 | L9X406C8S | PROLED LINEAR XL FORTE SILVER | 4000 K | 536.25
515 | L9X406F2S | PROLED LINEAR XL FORTE SILVER | 2700 K | 536.25
515 | L9X406F4S | PROLED LINEAR XL FORTE SILVER | 6000 K | 536.25
515 | L9X406F6S | PROLED LINEAR XL FORTE SILVER | 3000 K | 536.25
515 | L9X406F8S | PROLED LINEAR XL FORTE SILVER | 4000 K | 536.25
515 | L9X406M2S | PROLED LINEAR XL FORTE SILVER | 2700 K | 536.25
515 | L9X406M4S | PROLED LINEAR XL FORTE SILVER | 6000 K | 536.25
515 | L9X406M6S | PROLED LINEAR XL FORTE SILVER | 3000 K | 536.25
515 | L9X406M8S | PROLED LINEAR XL FORTE SILVER | 4000 K | 536.25
515 | L9X406P2S | PROLED LINEAR XL FORTE SILVER | 2700 K | 536.25
515 | L9X406P4S | PROLED LINEAR XL FORTE SILVER | 6000 K | 536.25
515 | L9X406P6S | PROLED LINEAR XL FORTE SILVER | 3000 K | 536.25
515 | L9X406P8S | PROLED LINEAR XL FORTE SILVER | 4000 K | 536.25
515 | L9X408C2S | PROLED LINEAR XL FORTE SILVER | 2700 K | 707.85
515 | L9X408C4S | PROLED LINEAR XL FORTE SILVER | 6000 K | 707.85
515 | L9X408C6S | PROLED LINEAR XL FORTE SILVER | 3000 K | 707.85
515 | L9X408C8S | PROLED LINEAR XL FORTE SILVER | 4000 K | 707.85
515 | L9X408F2S | PROLED LINEAR XL FORTE SILVER | 2700 K | 707.85
515 | L9X408F4S | PROLED LINEAR XL FORTE SILVER | 6000 K | 707.85
515 | L9X408F6S | PROLED LINEAR XL FORTE SILVER | 3000 K | 707.85
515 | L9X408F8S | PROLED LINEAR XL FORTE SILVER | 4000 K | 707.85
515 | L9X408M2S | PROLED LINEAR XL FORTE SILVER | 2700 K | 707.85
515 | L9X408M4S | PROLED LINEAR XL FORTE SILVER | 6000 K | 707.85
515 | L9X408M6S | PROLED LINEAR XL FORTE SILVER | 3000 K | 707.85
515 | L9X408M8S | PROLED LINEAR XL FORTE SILVER | 4000 K | 707.85
515 | L9X408P2S | PROLED LINEAR XL FORTE SILVER | 2700 K | 707.85
515 | L9X408P4S | PROLED LINEAR XL FORTE SILVER | 6000 K | 707.85
515 | L9X408P6S | PROLED LINEAR XL FORTE SILVER | 3000 K | 707.85
515 | L9X408P8S | PROLED LINEAR XL FORTE SILVER | 4000 K | 707.85
515 | L9X411C2S | PROLED LINEAR XL FORTE SILVER | 2700 K | 951.6
515 | L9X411C4S | PROLED LINEAR XL FORTE SILVER | 6000 K | 951.6
515 | L9X411C6S | PROLED LINEAR XL FORTE SILVER | 3000 K | 951.6
515 | L9X411C8S | PROLED LINEAR XL FORTE SILVER | 4000 K | 951.6
515 | L9X411F2S | PROLED LINEAR XL FORTE SILVER | 2700 K | 951.6
515 | L9X411F4S | PROLED LINEAR XL FORTE SILVER | 6000 K | 951.6
515 | L9X411F6S | PROLED LINEAR XL FORTE SILVER | 3000 K | 951.6
515 | L9X411F8S | PROLED LINEAR XL FORTE SILVER | 4000 K | 951.6
515 | L9X411M2S | PROLED LINEAR XL FORTE SILVER | 2700 K | 951.6
515 | L9X411M4S | PROLED LINEAR XL FORTE SILVER | 6000 K | 951.6
515 | L9X411M6S | PROLED LINEAR XL FORTE SILVER | 3000 K | 951.6
515 | L9X411M8S | PROLED LINEAR XL FORTE SILVER | 4000 K | 951.6
515 | L9X411P2S | PROLED LINEAR XL FORTE SILVER | 2700 K | 951.6
515 | L9X411P4S | PROLED LINEAR XL FORTE SILVER | 6000 K | 951.6
515 | L9X411P6S | PROLED LINEAR XL FORTE SILVER | 3000 K | 951.6
515 | L9X411P8S | PROLED LINEAR XL FORTE SILVER | 4000 K | 951.6
515 | L9X415C2S | PROLED LINEAR XL FORTE SILVER | 2700 K | 1146.6
515 | L9X415C4S | PROLED LINEAR XL FORTE SILVER | 6000 K | 1146.6
515 | L9X415C6S | PROLED LINEAR XL FORTE SILVER | 3000 K | 1146.6
515 | L9X415C8S | PROLED LINEAR XL FORTE SILVER | 4000 K | 1146.6
515 | L9X415F2S | PROLED LINEAR XL FORTE SILVER | 2700 K | 1146.6
515 | L9X415F4S | PROLED LINEAR XL FORTE SILVER | 6000 K | 1146.6
515 | L9X415F6S | PROLED LINEAR XL FORTE SILVER | 3000 K | 1146.6
515 | L9X415F8S | PROLED LINEAR XL FORTE SILVER | 4000 K | 1146.6
515 | L9X415M2S | PROLED LINEAR XL FORTE SILVER | 2700 K | 1146.6
515 | L9X415M4S | PROLED LINEAR XL FORTE SILVER | 6000 K | 1146.6
515 | L9X415M6S | PROLED LINEAR XL FORTE SILVER | 3000 K | 1146.6
515 | L9X415M8S | PROLED LINEAR XL FORTE SILVER | 4000 K | 1146.6
515 | L9X415P2S | PROLED LINEAR XL FORTE SILVER | 2700 K | 1146.6
515 | L9X415P4S | PROLED LINEAR XL FORTE SILVER | 6000 K | 1146.6
515 | L9X415P6S | PROLED LINEAR XL FORTE SILVER | 3000 K | 1146.6
515 | L9X415P8S | PROLED LINEAR XL FORTE SILVER | 4000 K | 1146.6
515 | L9X419C2S | PROLED LINEAR XL FORTE SILVER | 2700 K | 1366.95
515 | L9X419C4S | PROLED LINEAR XL FORTE SILVER | 6000 K | 1366.95
515 | L9X419C6S | PROLED LINEAR XL FORTE SILVER | 3000 K | 1366.95
515 | L9X419C8S | PROLED LINEAR XL FORTE SILVER | 4000 K | 1366.95
515 | L9X419F2S | PROLED LINEAR XL FORTE SILVER | 2700 K | 1366.95
515 | L9X419F4S | PROLED LINEAR XL FORTE SILVER | 6000 K | 1366.95
515 | L9X419F6S | PROLED LINEAR XL FORTE SILVER | 3000 K | 1366.95
515 | L9X419F8S | PROLED LINEAR XL FORTE SILVER | 4000 K | 1366.95
515 | L9X419M2S | PROLED LINEAR XL FORTE SILVER | 2700 K | 1366.95
515 | L9X419M4S | PROLED LINEAR XL FORTE SILVER | 6000 K | 1366.95
515 | L9X419M6S | PROLED LINEAR XL FORTE SILVER | 3000 K | 1366.95
515 | L9X419M8S | PROLED LINEAR XL FORTE SILVER | 4000 K | 1366.95
515 | L9X419P2S | PROLED LINEAR XL FORTE SILVER | 2700 K | 1366.95
515 | L9X419P4S | PROLED LINEAR XL FORTE SILVER | 6000 K | 1366.95
515 | L9X419P6S | PROLED LINEAR XL FORTE SILVER | 3000 K | 1366.95
515 | L9X419P8S | PROLED LINEAR XL FORTE SILVER | 4000 K | 1366.95
515 | L9X406C2W | PROLED LINEAR XL FORTE WHITE | 2700 K | 536.25
515 | L9X406C4W | PROLED LINEAR XL FORTE WHITE | 6000 K | 536.25
515 | L9X406C6W | PROLED LINEAR XL FORTE WHITE | 3000 K | 536.25
515 | L9X406C8W | PROLED LINEAR XL FORTE WHITE | 4000 K | 536.25
515 | L9X406F2W | PROLED LINEAR XL FORTE WHITE | 2700 K | 536.25
515 | L9X406F4W | PROLED LINEAR XL FORTE WHITE | 6000 K | 536.25
515 | L9X406F6W | PROLED LINEAR XL FORTE WHITE | 3000 K | 536.25
515 | L9X406F8W | PROLED LINEAR XL FORTE WHITE | 4000 K | 536.25
515 | L9X406M2W | PROLED LINEAR XL FORTE WHITE | 2700 K | 536.25
515 | L9X406M4W | PROLED LINEAR XL FORTE WHITE | 6000 K | 536.25
515 | L9X406M6W | PROLED LINEAR XL FORTE WHITE | 3000 K | 536.25
515 | L9X406M8W | PROLED LINEAR XL FORTE WHITE | 4000 K | 536.25
515 | L9X406P2W | PROLED LINEAR XL FORTE WHITE | 2700 K | 536.25
515 | L9X406P4W | PROLED LINEAR XL FORTE WHITE | 6000 K | 536.25
515 | L9X406P6W | PROLED LINEAR XL FORTE WHITE | 3000 K | 536.25
515 | L9X406P8W | PROLED LINEAR XL FORTE WHITE | 4000 K | 536.25
515 | L9X408C2W | PROLED LINEAR XL FORTE WHITE | 2700 K | 707.85
515 | L9X408C4W | PROLED LINEAR XL FORTE WHITE | 6000 K | 707.85
515 | L9X408C6W | PROLED LINEAR XL FORTE WHITE | 3000 K | 707.85
515 | L9X408C8W | PROLED LINEAR XL FORTE WHITE | 4000 K | 707.85
515 | L9X408F2W | PROLED LINEAR XL FORTE WHITE | 2700 K | 707.85
515 | L9X408F4W | PROLED LINEAR XL FORTE WHITE | 6000 K | 707.85
515 | L9X408F6W | PROLED LINEAR XL FORTE WHITE | 3000 K | 707.85
515 | L9X408F8W | PROLED LINEAR XL FORTE WHITE | 4000 K | 707.85
515 | L9X408M2W | PROLED LINEAR XL FORTE WHITE | 2700 K | 707.85
515 | L9X408M4W | PROLED LINEAR XL FORTE WHITE | 6000 K | 707.85
515 | L9X408M6W | PROLED LINEAR XL FORTE WHITE | 3000 K | 707.85
515 | L9X408M8W | PROLED LINEAR XL FORTE WHITE | 4000 K | 707.85
515 | L9X408P2W | PROLED LINEAR XL FORTE WHITE | 2700 K | 707.85
515 | L9X408P4W | PROLED LINEAR XL FORTE WHITE | 6000 K | 707.85
515 | L9X408P6W | PROLED LINEAR XL FORTE WHITE | 3000 K | 707.85
515 | L9X408P8W | PROLED LINEAR XL FORTE WHITE | 4000 K | 707.85
515 | L9X411C2W | PROLED LINEAR XL FORTE WHITE | 2700 K | 951.6
515 | L9X411C4W | PROLED LINEAR XL FORTE WHITE | 6000 K | 951.6
515 | L9X411C6W | PROLED LINEAR XL FORTE WHITE | 3000 K | 951.6
515 | L9X411C8W | PROLED LINEAR XL FORTE WHITE | 4000 K | 951.6
515 | L9X411F2W | PROLED LINEAR XL FORTE WHITE | 2700 K | 951.6
515 | L9X411F4W | PROLED LINEAR XL FORTE WHITE | 6000 K | 951.6
515 | L9X411F6W | PROLED LINEAR XL FORTE WHITE | 3000 K | 951.6
515 | L9X411F8W | PROLED LINEAR XL FORTE WHITE | 4000 K | 951.6
515 | L9X411M2W | PROLED LINEAR XL FORTE WHITE | 2700 K | 951.6
515 | L9X411M4W | PROLED LINEAR XL FORTE WHITE | 6000 K | 951.6
515 | L9X411M6W | PROLED LINEAR XL FORTE WHITE | 3000 K | 951.6
515 | L9X411M8W | PROLED LINEAR XL FORTE WHITE | 4000 K | 951.6
515 | L9X411P2W | PROLED LINEAR XL FORTE WHITE | 2700 K | 951.6
515 | L9X411P4W | PROLED LINEAR XL FORTE WHITE | 6000 K | 951.6
515 | L9X411P6W | PROLED LINEAR XL FORTE WHITE | 3000 K | 951.6
515 | L9X411P8W | PROLED LINEAR XL FORTE WHITE | 4000 K | 951.6
515 | L9X415C2W | PROLED LINEAR XL FORTE WHITE | 2700 K | 1146.6
515 | L9X415C4W | PROLED LINEAR XL FORTE WHITE | 6000 K | 1146.6
515 | L9X415C6W | PROLED LINEAR XL FORTE WHITE | 3000 K | 1146.6
515 | L9X415C8W | PROLED LINEAR XL FORTE WHITE | 4000 K | 1146.6
515 | L9X415F2W | PROLED LINEAR XL FORTE WHITE | 2700 K | 1146.6
515 | L9X415F4W | PROLED LINEAR XL FORTE WHITE | 6000 K | 1146.6
515 | L9X415F6W | PROLED LINEAR XL FORTE WHITE | 3000 K | 1146.6
515 | L9X415F8W | PROLED LINEAR XL FORTE WHITE | 4000 K | 1146.6
515 | L9X415M2W | PROLED LINEAR XL FORTE WHITE | 2700 K | 1146.6
515 | L9X415M4W | PROLED LINEAR XL FORTE WHITE | 6000 K | 1146.6
515 | L9X415M6W | PROLED LINEAR XL FORTE WHITE | 3000 K | 1146.6
515 | L9X415M8W | PROLED LINEAR XL FORTE WHITE | 4000 K | 1146.6
515 | L9X415P2W | PROLED LINEAR XL FORTE WHITE | 2700 K | 1146.6
515 | L9X415P4W | PROLED LINEAR XL FORTE WHITE | 6000 K | 1146.6
515 | L9X415P6W | PROLED LINEAR XL FORTE WHITE | 3000 K | 1146.6
515 | L9X415P8W | PROLED LINEAR XL FORTE WHITE | 4000 K | 1146.6
515 | L9X419C2W | PROLED LINEAR XL FORTE WHITE | 2700 K | 1366.95
515 | L9X419C4W | PROLED LINEAR XL FORTE WHITE | 6000 K | 1366.95
515 | L9X419C6W | PROLED LINEAR XL FORTE WHITE | 3000 K | 1366.95
515 | L9X419C8W | PROLED LINEAR XL FORTE WHITE | 4000 K | 1366.95
515 | L9X419F2W | PROLED LINEAR XL FORTE WHITE | 2700 K | 1366.95
515 | L9X419F4W | PROLED LINEAR XL FORTE WHITE | 6000 K | 1366.95
515 | L9X419F6W | PROLED LINEAR XL FORTE WHITE | 3000 K | 1366.95
515 | L9X419F8W | PROLED LINEAR XL FORTE WHITE | 4000 K | 1366.95
515 | L9X419M2W | PROLED LINEAR XL FORTE WHITE | 2700 K | 1366.95
515 | L9X419M4W | PROLED LINEAR XL FORTE WHITE | 6000 K | 1366.95
515 | L9X419M6W | PROLED LINEAR XL FORTE WHITE | 3000 K | 1366.95
515 | L9X419M8W | PROLED LINEAR XL FORTE WHITE | 4000 K | 1366.95
515 | L9X419P2W | PROLED LINEAR XL FORTE WHITE | 2700 K | 1366.95
515 | L9X419P4W | PROLED LINEAR XL FORTE WHITE | 6000 K | 1366.95
515 | L9X419P6W | PROLED LINEAR XL FORTE WHITE | 3000 K | 1366.95
515 | L9X419P8W | PROLED LINEAR XL FORTE WHITE | 4000 K | 1366.95
516 | L9XU06C0 | PROLED LINEAR XL OPTION UPLIGHT RGBW | 2700 K | 390
516 | L9XU06F0 | PROLED LINEAR XL OPTION UPLIGHT RGBW | 2700 K | 390
516 | L9XU06M0 | PROLED LINEAR XL OPTION UPLIGHT RGBW | 2700 K | 390
516 | L9XU08C0 | PROLED LINEAR XL OPTION UPLIGHT RGBW | 2700 K | 438.75
516 | L9XU08F0 | PROLED LINEAR XL OPTION UPLIGHT RGBW | 2700 K | 438.75
516 | L9XU08M0 | PROLED LINEAR XL OPTION UPLIGHT RGBW | 2700 K | 438.75
516 | L9XU11C0 | PROLED LINEAR XL OPTION UPLIGHT RGBW | 2700 K | 487.5
516 | L9XU11F0 | PROLED LINEAR XL OPTION UPLIGHT RGBW | 2700 K | 487.5
516 | L9XU11M0 | PROLED LINEAR XL OPTION UPLIGHT RGBW | 2700 K | 487.5
516 | L9XU15C0 | PROLED LINEAR XL OPTION UPLIGHT RGBW | 2700 K | 536.25
516 | L9XU15F0 | PROLED LINEAR XL OPTION UPLIGHT RGBW | 2700 K | 536.25
516 | L9XU15M0 | PROLED LINEAR XL OPTION UPLIGHT RGBW | 2700 K | 536.25
516 | L9XU19C0 | PROLED LINEAR XL OPTION UPLIGHT RGBW | 2700 K | 585
516 | L9XU19F0 | PROLED LINEAR XL OPTION UPLIGHT RGBW | 2700 K | 585
516 | L9XU19M0 | PROLED LINEAR XL OPTION UPLIGHT RGBW | 2700 K | 585
517 | L9XU06C2 | PROLED LINEAR XL OPTION UPLIGHT MONO | 2700 K | 195
517 | L9XU06C4 | PROLED LINEAR XL OPTION UPLIGHT MONO | 6000 K | 195
517 | L9XU06C6 | PROLED LINEAR XL OPTION UPLIGHT MONO | 3000 K | 195
517 | L9XU06C8 | PROLED LINEAR XL OPTION UPLIGHT MONO | 4000 K | 195
517 | L9XU06F2 | PROLED LINEAR XL OPTION UPLIGHT MONO | 2700 K | 195
517 | L9XU06F4 | PROLED LINEAR XL OPTION UPLIGHT MONO | 6000 K | 195
517 | L9XU06F6 | PROLED LINEAR XL OPTION UPLIGHT MONO | 3000 K | 195
517 | L9XU06F8 | PROLED LINEAR XL OPTION UPLIGHT MONO | 4000 K | 195
517 | L9XU06M2 | PROLED LINEAR XL OPTION UPLIGHT MONO | 2700 K | 195
517 | L9XU06M4 | PROLED LINEAR XL OPTION UPLIGHT MONO | 6000 K | 195
517 | L9XU06M6 | PROLED LINEAR XL OPTION UPLIGHT MONO | 3000 K | 195
517 | L9XU06M8 | PROLED LINEAR XL OPTION UPLIGHT MONO | 4000 K | 195
517 | L9XU08C2 | PROLED LINEAR XL OPTION UPLIGHT MONO | 2700 K | 243.75
517 | L9XU08C4 | PROLED LINEAR XL OPTION UPLIGHT MONO | 6000 K | 243.75
517 | L9XU08C6 | PROLED LINEAR XL OPTION UPLIGHT MONO | 3000 K | 243.75
517 | L9XU08C8 | PROLED LINEAR XL OPTION UPLIGHT MONO | 4000 K | 243.75
517 | L9XU08F2 | PROLED LINEAR XL OPTION UPLIGHT MONO | 2700 K | 243.75
517 | L9XU08F4 | PROLED LINEAR XL OPTION UPLIGHT MONO | 6000 K | 243.75
517 | L9XU08F6 | PROLED LINEAR XL OPTION UPLIGHT MONO | 3000 K | 243.75
517 | L9XU08F8 | PROLED LINEAR XL OPTION UPLIGHT MONO | 4000 K | 243.75
517 | L9XU08M2 | PROLED LINEAR XL OPTION UPLIGHT MONO | 2700 K | 243.75
517 | L9XU08M4 | PROLED LINEAR XL OPTION UPLIGHT MONO | 6000 K | 243.75
517 | L9XU08M6 | PROLED LINEAR XL OPTION UPLIGHT MONO | 3000 K | 243.75
517 | L9XU08M8 | PROLED LINEAR XL OPTION UPLIGHT MONO | 4000 K | 243.75
517 | L9XU11C2 | PROLED LINEAR XL OPTION UPLIGHT MONO | 2700 K | 292.5
517 | L9XU11C4 | PROLED LINEAR XL OPTION UPLIGHT MONO | 6000 K | 292.5
517 | L9XU11C6 | PROLED LINEAR XL OPTION UPLIGHT MONO | 3000 K | 292.5
517 | L9XU11C8 | PROLED LINEAR XL OPTION UPLIGHT MONO | 4000 K | 292.5
517 | L9XU11F2 | PROLED LINEAR XL OPTION UPLIGHT MONO | 2700 K | 292.5
517 | L9XU11F4 | PROLED LINEAR XL OPTION UPLIGHT MONO | 6000 K | 292.5
517 | L9XU11F6 | PROLED LINEAR XL OPTION UPLIGHT MONO | 3000 K | 292.5
517 | L9XU11F8 | PROLED LINEAR XL OPTION UPLIGHT MONO | 4000 K | 292.5
517 | L9XU11M2 | PROLED LINEAR XL OPTION UPLIGHT MONO | 2700 K | 292.5
517 | L9XU11M4 | PROLED LINEAR XL OPTION UPLIGHT MONO | 6000 K | 292.5
517 | L9XU11M6 | PROLED LINEAR XL OPTION UPLIGHT MONO | 3000 K | 292.5
517 | L9XU11M8 | PROLED LINEAR XL OPTION UPLIGHT MONO | 4000 K | 292.5
517 | L9XU15C2 | PROLED LINEAR XL OPTION UPLIGHT MONO | 2700 K | 341.25
517 | L9XU15C4 | PROLED LINEAR XL OPTION UPLIGHT MONO | 6000 K | 341.25
517 | L9XU15C6 | PROLED LINEAR XL OPTION UPLIGHT MONO | 3000 K | 341.25
517 | L9XU15C8 | PROLED LINEAR XL OPTION UPLIGHT MONO | 4000 K | 341.25
517 | L9XU15F2 | PROLED LINEAR XL OPTION UPLIGHT MONO | 2700 K | 341.25
517 | L9XU15F4 | PROLED LINEAR XL OPTION UPLIGHT MONO | 6000 K | 341.25
517 | L9XU15F6 | PROLED LINEAR XL OPTION UPLIGHT MONO | 3000 K | 341.25
517 | L9XU15F8 | PROLED LINEAR XL OPTION UPLIGHT MONO | 4000 K | 341.25
517 | L9XU15M2 | PROLED LINEAR XL OPTION UPLIGHT MONO | 2700 K | 341.25
517 | L9XU15M4 | PROLED LINEAR XL OPTION UPLIGHT MONO | 6000 K | 341.25
517 | L9XU15M6 | PROLED LINEAR XL OPTION UPLIGHT MONO | 3000 K | 341.25
517 | L9XU15M8 | PROLED LINEAR XL OPTION UPLIGHT MONO | 4000 K | 341.25
517 | L9XU19C2 | PROLED LINEAR XL OPTION UPLIGHT MONO | 2700 K | 390
517 | L9XU19C4 | PROLED LINEAR XL OPTION UPLIGHT MONO | 6000 K | 390
517 | L9XU19C6 | PROLED LINEAR XL OPTION UPLIGHT MONO | 3000 K | 390
517 | L9XU19C8 | PROLED LINEAR XL OPTION UPLIGHT MONO | 4000 K | 390
517 | L9XU19F2 | PROLED LINEAR XL OPTION UPLIGHT MONO | 2700 K | 390
517 | L9XU19F4 | PROLED LINEAR XL OPTION UPLIGHT MONO | 6000 K | 390
517 | L9XU19F6 | PROLED LINEAR XL OPTION UPLIGHT MONO | 3000 K | 390
517 | L9XU19F8 | PROLED LINEAR XL OPTION UPLIGHT MONO | 4000 K | 390
517 | L9XU19M2 | PROLED LINEAR XL OPTION UPLIGHT MONO | 2700 K | 390
517 | L9XU19M4 | PROLED LINEAR XL OPTION UPLIGHT MONO | 6000 K | 390
517 | L9XU19M6 | PROLED LINEAR XL OPTION UPLIGHT MONO | 3000 K | 390
517 | L9XU19M8 | PROLED LINEAR XL OPTION UPLIGHT MONO | 4000 K | 390
519 | L9M0C02B | PROLED LINEAR CEILING M | 2700 K | 195
519 | L9M0C02S | PROLED LINEAR CEILING M | 2700 K | 195
519 | L9M0C02W | PROLED LINEAR CEILING M | 2700 K | 195
519 | L9M0C04B | PROLED LINEAR CEILING M | 6000 K | 195
519 | L9M0C04S | PROLED LINEAR CEILING M | 6000 K | 195
519 | L9M0C04W | PROLED LINEAR CEILING M | 6000 K | 195
519 | L9M0C06B | PROLED LINEAR CEILING M | 3000 K | 195
519 | L9M0C06S | PROLED LINEAR CEILING M | 3000 K | 195
519 | L9M0C06W | PROLED LINEAR CEILING M | 3000 K | 195
519 | L9M0C08B | PROLED LINEAR CEILING M | 4000 K | 195
519 | L9M0C08S | PROLED LINEAR CEILING M | 4000 K | 195
519 | L9M0C08W | PROLED LINEAR CEILING M | 4000 K | 195
534 | L8000000 | PROLED PANEL RGBW | 4000 K | 292.5
534 | L800L000 | PROLED PANEL RGBW | 4000 K | 292.5
535 | L8000243 | PROLED ACCESSORIES FOR PANEL 600 |  | 37.05
538 | L712115063B | PROLED TRACKLIGHT JAY 55 15W | 3000 K | 185.25
538 | L712115063W | PROLED TRACKLIGHT JAY 55 15W | 3000 K | 185.25
538 | L712115083B | PROLED TRACKLIGHT JAY 55 15W | 4000 K | 185.25
538 | L712115083W | PROLED TRACKLIGHT JAY 55 15W | 4000 K | 185.25
538 | L712115263B | PROLED TRACKLIGHT JAY 55 15W | 2700 K | 185.25
538 | L712115263W | PROLED TRACKLIGHT JAY 55 15W | 2700 K | 185.25
539 | L712115063BDA | PROLED TRACKLIGHT JAY 55 15W DALI | 3000 K | 282.75
539 | L712115063WDA | PROLED TRACKLIGHT JAY 55 15W DALI | 3000 K | 282.75
539 | L712115083BDA | PROLED TRACKLIGHT JAY 55 15W DALI | 4000 K | 282.75
539 | L712115083WDA | PROLED TRACKLIGHT JAY 55 15W DALI | 4000 K | 282.75
539 | L712115263BDA | PROLED TRACKLIGHT JAY 55 15W DALI | 2700 K | 282.75
539 | L712115263WDA | PROLED TRACKLIGHT JAY 55 15W DALI | 2700 K | 282.75
540 | L712120063B | PROLED TRACKLIGHT JAY 55 20W | 3000 K | 185.25
540 | L712120063W | PROLED TRACKLIGHT JAY 55 20W | 3000 K | 185.25
540 | L712120083B | PROLED TRACKLIGHT JAY 55 20W | 4000 K | 185.25
540 | L712120083W | PROLED TRACKLIGHT JAY 55 20W | 4000 K | 185.25
540 | L712120263B | PROLED TRACKLIGHT JAY 55 20W | 2700 K | 185.25
540 | L712120263W | PROLED TRACKLIGHT JAY 55 20W | 2700 K | 185.25
541 | L712120063BDA | PROLED TRACKLIGHT JAY 55 20W DALI | 3000 K | 282.75
541 | L712120063WDA | PROLED TRACKLIGHT JAY 55 20W DALI | 3000 K | 282.75
541 | L712120083BDA | PROLED TRACKLIGHT JAY 55 20W DALI | 4000 K | 282.75
541 | L712120083WDA | PROLED TRACKLIGHT JAY 55 20W DALI | 4000 K | 282.75
541 | L712120263BDA | PROLED TRACKLIGHT JAY 55 20W DALI | 2700 K | 282.75
541 | L712120263WDA | PROLED TRACKLIGHT JAY 55 20W DALI | 2700 K | 282.75
542 | L712132063B | PROLED TRACKLIGHT JAY 65 32W | 3000 K | 234
542 | L712132063W | PROLED TRACKLIGHT JAY 65 32W | 3000 K | 234
542 | L712132083B | PROLED TRACKLIGHT JAY 65 32W | 4000 K | 234
542 | L712132083W | PROLED TRACKLIGHT JAY 65 32W | 4000 K | 234
542 | L712132263B | PROLED TRACKLIGHT JAY 65 32W | 2700 K | 234
542 | L712132263W | PROLED TRACKLIGHT JAY 65 32W | 2700 K | 234
543 | L712132063BDA | PROLED TRACKLIGHT JAY 65 32W DALI | 3000 K | 321.75
543 | L712132063WDA | PROLED TRACKLIGHT JAY 65 32W DALI | 3000 K | 321.75
543 | L712132083BDA | PROLED TRACKLIGHT JAY 65 32W DALI | 4000 K | 321.75
543 | L712132083WDA | PROLED TRACKLIGHT JAY 65 32W DALI | 4000 K | 321.75
543 | L712132263BDA | PROLED TRACKLIGHT JAY 65 32W DALI | 2700 K | 321.75
543 | L712132263WDA | PROLED TRACKLIGHT JAY 65 32W DALI | 2700 K | 321.75
545 | L7121122GR | PROLED ACCESSORIES TRACK LIGHT JAY |  | 11.7
545 | L7121122HC | PROLED ACCESSORIES TRACK LIGHT JAY |  | 11.7
545 | L712132GR | PROLED ACCESSORIES TRACK LIGHT JAY |  | 11.7
545 | L712132HC | PROLED ACCESSORIES TRACK LIGHT JAY |  | 11.7
560 | LPROR410B | POWERGEAR 3PH TRACK R 1M B |  | 75.348
560 | LPROR410W | POWERGEAR 3PH TRACK R 1M W |  | 75.348
560 | LPROR420B | POWERGEAR 3PH TRACK R 2M B |  | 150.345
560 | LPROR420W | POWERGEAR 3PH TRACK R 2M W |  | 150.345
560 | LPROR430B | POWERGEAR 3PH TRACK R 3M B |  | 225.81
560 | LPROR430W | POWERGEAR 3PH TRACK R 3M W |  | 225.81
560 | LPRO0410B | POWERGEAR 3PH TRACK S 1M B |  | 58.5
560 | LPRO0410W | POWERGEAR 3PH TRACK S 1M W |  | 58.5
560 | LPRO0420B | POWERGEAR 3PH TRACK S 2M B |  | 115.83
560 | LPRO0420W | POWERGEAR 3PH TRACK S 2M W |  | 115.83
560 | LPRO0430B | POWERGEAR 3PH TRACK S 3M B |  | 173.745
560 | LPRO0430W | POWERGEAR 3PH TRACK S 3M W |  | 173.745
560 | LPRO0431LB | POWERGEAR 3PH CONNECTOR S L B |  | 24.453
560 | LPRO0431LW | POWERGEAR 3PH CONNECTOR S L W |  | 24.453
560 | LPRO0431RB | POWERGEAR 3PH CONNECTOR S R B |  | 24.453
560 | LPRO0431RW | POWERGEAR 3PH CONNECTOR S R W |  | 24.453
561 | LPRO0433B | POWERGEAR 3PH COUPLER S B |  | 14.625
561 | LPRO0433W | POWERGEAR 3PH COUPLER S W |  | 14.625
561 | LPROM435B | POWERGEAR 3PH ADJUSTABLE CONNECTOR B |  | 64.35
561 | LPROM435W | POWERGEAR 3PH ADJUSTABLE CONNECTOR W |  | 64.35
561 | LPRO0439B | POWERGEAR 3PH FLEX CONNECTOR B |  | 91.143
561 | LPRO0439W | POWERGEAR 3PH FLEX CONNECTOR W |  | 91.143
561 | LPRO0434B | POWERGEAR 3PH Middle connector B |  | 49.959
561 | LPRO0434W | POWERGEAR 3PH Middle connector W |  | 49.959
561 | LPRO0437B | POWERGEAR 3PH X-CONNECTOR B |  | 83.304
561 | LPRO0437W | POWERGEAR 3PH X-CONNECTOR W |  | 83.304
562 | LPROM438B | POWERGEAR 3PH TW L-CONNECTOR L S B |  | 52.884
562 | LPROM438W | POWERGEAR 3PH TW L-CONNECTOR L S W |  | 52.884
562 | LPROM436LB | POWERGEAR 3PH TW T-CONNECTOR L S B |  | 72.774
562 | LPROM436LW | POWERGEAR 3PH TW T-CONNECTOR L S W |  | 72.774
562 | LPROM436RB | POWERGEAR 3PH TW T-CONNECTOR R S B |  | 72.774
562 | LPROM436RW | POWERGEAR 3PH TW T-CONNECTOR R S W |  | 72.774
563 | LPROR610B | POWERGEAR 3PH TRACK R 1M B DALI |  | 86.463
563 | LPROR610W | POWERGEAR 3PH TRACK R 1M W DALI |  | 86.463
563 | LPROR620B | POWERGEAR 3PH TRACK R 2M B DALI |  | 172.458
563 | LPROR620W | POWERGEAR 3PH TRACK R 2M W DALI |  | 172.458
563 | LPROR630B | POWERGEAR 3PH TRACK R 3M B DALI |  | 259.155
563 | LPROR630W | POWERGEAR 3PH TRACK R 3M W DALI |  | 259.155
563 | LPRO0610B | POWERGEAR 3PH TRACK S 1M B DALI |  | 72.306
563 | LPRO0610W | POWERGEAR 3PH TRACK S 1M W DALI |  | 72.306
563 | LPRO0620B | POWERGEAR 3PH TRACK S 2M B DALI |  | 142.389
563 | LPRO0620W | POWERGEAR 3PH TRACK S 2M W DALI |  | 142.389
563 | LPRO0630B | POWERGEAR 3PH TRACK S 3M B DALI |  | 207.675
563 | LPRO0630W | POWERGEAR 3PH TRACK S 3M W DALI |  | 199.719
563 | LPROD631LB | POWERGEAR 3PH CONNECTOR S L B DALI |  | 33.462
563 | LPROD631LW | POWERGEAR 3PH CONNECTOR S L W DALI |  | 33.462
563 | LPROD631RB | POWERGEAR 3PH CONNECTOR S R B DALI |  | 33.462
563 | LPROD631RW | POWERGEAR 3PH CONNECTOR S R W DALI |  | 33.462
564 | LPROD635LB | POWERGEAR 3PH L-CONNECTOR L DALI B |  | 66.456
564 | LPROD635LW | POWERGEAR 3PH L-CONNECTOR L DALI W |  | 66.456
564 | LPROD635RB | POWERGEAR 3PH L-CONNECTOR R DALI B |  | 66.456
564 | LPROD635RW | POWERGEAR 3PH L-CONNECTOR R DALI W |  | 66.456
564 | LPROD636L1B | POWERGEAR 3PH T-CONNECTOR L DALI B |  | 98.046
564 | LPROD636L1W | POWERGEAR 3PH T-CONNECTOR L DALI W |  | 98.046
564 | LPROD636L2B | POWERGEAR 3PH T-CONNECTOR L2 DALI B |  | 98.046
564 | LPROD636L2W | POWERGEAR 3PH T-CONNECTOR L2 DALI W |  | 98.046
564 | LPROD636R1B | POWERGEAR 3PH T-CONNECTOR R1 DALI B |  | 98.046
564 | LPROD636R1W | POWERGEAR 3PH T-CONNECTOR R1 DALI W |  | 98.046
564 | LPROD636R2B | POWERGEAR 3PH T-CONNECTOR R2 DALI B |  | 98.046
564 | LPROD636R2W | POWERGEAR 3PH T-CONNECTOR R2 DALI W |  | 98.046
565 | LPROD633B | POWERGEAR 3PH COUPLER S B DALI |  | 23.166
565 | LPROD633W | POWERGEAR 3PH COUPLER S W DALI |  | 23.166
565 | LPROD639B | POWERGEAR 3PH FLEX-CONNECTOR DALI B |  | 91.026
565 | LPROD639W | POWERGEAR 3PH FLEX-CONNECTOR DALI W |  | 91.026
565 | LPROD634B | POWERGEAR 3PH MIDDLE CONNECTOR W DALI |  | 65.169
565 | LPROD634W | POWERGEAR 3PH MIDDLE CONNECTOR W DALI |  | 65.169
565 | LPROD637B | POWERGEAR 3PH X-CONNECTOR DALI 3 CIRCUIT |  | 83.304
565 | LPROD637W | POWERGEAR 3PH X-CONNECTOR DALI 3 CIRCUIT |  | 83.304
565 | LPRO0432B | POWERGEAR 3PH END CAP S B |  | 3.276
565 | LPRO0432W | POWERGEAR 3PH END CAP S W |  | 3.276
565 | LPRORX432B | POWERGEAR 3PH END CAP R B |  | 5.967
565 | LPRORX432W | POWERGEAR 3PH END CAP R W |  | 5.967
566 | LPROR434B | POWERGEAR 3PH M-CONNECTOR COVER R B |  | 7.137
566 | LPROR434W | POWERGEAR 3PH M-CONNECTOR COVER R W |  | 7.137
566 | LPROR435W | POWERGEAR 3PH L-CONNECTOR COVER R W |  | 7.137
566 | LPROR436B | POWERGEAR 3PH T-CONNECTOR COVER R B |  | 7.722
566 | LPROR436W | POWERGEAR 3PH T-CONNECTOR COVER R W |  | 7.722
566 | LPROR437B | POWERGEAR 3PH X-CONNECTOR COVER R B |  | 8.775
566 | LPROR437W | POWERGEAR 3PH X-CONNECTOR COVER R W |  | 8.775
566 | LPROR631B | POWERGEAR 3PH CONNECTOR R COVER DALI B |  | 6.552
566 | LPROR631W | POWERGEAR 3PH CONNECTOR R COVER DALI W |  | 6.552
566 | LPRORX431B | POWERGEAR 3PH CONNECTOR COVER R B |  | 5.967
566 | LPRORX431W | POWERGEAR 3PH CONNECTOR COVER R W |  | 5.967
566 | LPRORX435B | POWERGEAR 3PH L-CONNECTOR COVER R B |  | 7.137
567 | LPRO0222B | POWERGEAR 3PH SMART ADAPTER B |  | 18.3737
567 | LPRO0222W | POWERGEAR 3PH SMART ADAPTER W |  | 18.3737
567 | LPRO0418SKB | POWERGEAR 3PH CONNECTION CLAMP B |  | 6.201
567 | LPRO0418SKW | POWERGEAR 3PH CONNECTION CLAMP W |  | 6.201
567 | LPRO04SKB | POWERGEAR 3PH MOUNTING CLAMP B |  | 6.201
567 | LPRO04SKW | POWERGEAR 3PH MOUNTING CLAMP W |  | 6.201
567 | LPROEZ0447B | POWERGEAR 3PH Rod suspension EZCLICK B |  | 42.12
567 | LPROEZ0447W | POWERGEAR 3PH Rod suspension EZCLICK W |  | 42.12
567 | LPROEZ0449B | POWERGEAR 3PH WIRE SUSP 5M B |  | 29.133
567 | LPROEZ0449W | POWERGEAR 3PH WIRE SUSP 5M W |  | 29.133
568 | LPRO4230VB | POWERGEAR 3PH POWERSOCKET B |  | 65.169
568 | LPRO4230VW | POWERGEAR 3PH POWERSOCKET W |  | 65.169
568 | LPROCS04300B | POWERGEAR 3PH COVER 3M B |  | 12.87
568 | LPROCS04300W | POWERGEAR 3PH COVER 3M W |  | 12.87
568 | LPROC100B | POWERGEAR 3PH FIXED MONOPOINT S B |  | 53.469
568 | LPROC100W | POWERGEAR 3PH FIXED MONOPOINT S W |  | 53.469
568 | LPROM142B | POWERGEAR 3PH SUSP HOOK B |  | 5.9623
568 | LPROM142W | POWERGEAR 3PH SUSP HOOK W |  | 5.9623
568 | LPROR105001 | POWERGEAR 3PH FIXING BRACKET RECESSED |  | 8.8826
634 | L16310 | PROLED BAR RGBW IP65 100cm | 6500 K | 1220.7
634 | L16315 | PROLED BAR RGBW IP65 50cm | 6500 K | 793.65
635 | L164006 | PROLED BAR COB WW 100cm | 3000 K | 1123.2
635 | L164006AC | PROLED BAR COB W-WHITE 100cm 230 VAC | 3000 K | 1150.5
635 | L164056 | PROLED BAR COB W-WHITE 50cm | 3000 K | 793.65
635 | L164056AC | PROLED BAR COB W-WHITE 50cm 230 VAC | 3000 K | 828.75
636 | L1408U | PROLED BAR SLIMLINE TRILED RGB 100cm | RGB | 926.25
636 | L1408UR | PROLED BAR SLIMLINE TRILED RGB AG 100cm | RGB | 1025.7
636 | L1458U | PROLED BAR SLIMLINE TRILED RGB 50cm | RGB | 682.5
636 | L1458UR | PROLED BAR SLIMLINE TRILED RGB AG 50cm | RGB | 780
637 | L1406U | PROLED BAR SLIMLINE WW 100cm | 3000 K | 682.5
637 | L1406UR | PROLED BAR SLIMLINE WW AG 100cm | 3000 K | 780
637 | L1456U | PROLED BAR SLIMLINE WW 50cm | 3000 K | 487.5
637 | L1456UR | PROLED BAR SLIMLINE WW AG 50cm | 3000 K | 585
638 | L114042G | PROLED BAR ULTRASLIM 2G W 101,3cm | 6000 K | 321.75
638 | L114242G | PROLED BAR ULTRASLIM 2G W 25,5cm | 6000 K | 146.25
638 | L114542G | PROLED BAR ULTRASLIM 2G W 51,3cm | 6000 K | 214.5
639 | L1140R | PROLED BAR ULTRASLIM Reflector 100,5cm |  | 37.05
639 | L114XM | PROLED BAR ULTRASLIM Mounting Clip Set |  | 19.5
639 | L5US003 | PROLED US EXTENSIONS CABEL MONO 35cm |  | 19.5
639 | L5USA10F | PROLED US cabel MONO female 100cm |  | 17.55
639 | L5USA10M | PROLED US cabel MONO male 100cm |  | 17.55
640 | L1330261 | PROLED WALLWASHER DUBAI 5000 WW 14° | 3000 K | 854.1
640 | L1330261AC | PROLED WALLWASHER DUBAI 5000 14° 230 VAC | 3000 K | 975
640 | L1330262 | PROLED WALLWASHER DUBAI 5000 WW 24° | 3000 K | 854.1
640 | L1330262AC | PROLED WALLWASHER DUBAI 5000 24° 230 VAC | 3000 K | 975
640 | L1330264 | PROLED WALLWASHER DUBAI 5000 WW 40° | 3000 K | 854.1
640 | L1330264AC | PROLED WALLWASHER DUBAI 5000 40° 230 VAC | 3000 K | 975
640 | L1330267 | PROLED WALLWASHER DUBAI 5000 WW 70° | 3000 K | 854.1
640 | L1330267AC | PROLED WALLWASHER DUBAI 5000 70° 230 VAC | 3000 K | 975
641 | L1330161 | PROLED WALLWASHER DUBAI 7500 WW 14° | 3000 K | 1146.6
641 | L1330161AC | PROLED WALLWASHER DUBAI 7500 14° 230 VAC | 3000 K | 1443
641 | L1330162 | PROLED WALLWASHER DUBAI 7500 WW 24° | 3000 K | 1146.6
641 | L1330162AC | PROLED WALLWASHER DUBAI 7500 24° 230 VAC | 3000 K | 1443
641 | L1330164 | PROLED WALLWASHER DUBAI 7500 WW 40° | 3000 K | 1146.6
641 | L1330164AC | PROLED WALLWASHER DUBAI 7500 40° 230 VAC | 3000 K | 1443
641 | L1330167 | PROLED WALLWASHER DUBAI 7500 WW 70° | 3000 K | 1146.6
641 | L1330167AC | PROLED WALLWASHER DUBAI 7500 70° 230 VAC | 3000 K | 1443
644 | L130926 | PROLED WALLWASHER COB20 ARC WW | 3000 K | 464.1
644 | L130926AC | PROLED WALLWASHER COB20 ARC ww 230 VAC | 3000 K | 526.5
644 | L130928 | PROLED WALLWASHER COB20 ARC NW | 4000 K | 464.1
645 | L173340S | PROLED SPOT LIGHT IP65 ARC TRILED RGB S | RGB | 438.75
646 | L173340M | PROLED SPOT LIGHT IP65 ARC TRILED RGB M | RGB | 721.5
652 | L173GCB084 | PROLED SPOT LIGHT IP65 GARDEN W | 5000 K | 317.85
653 | L173WCB084 | PROLED SPOT LIGHT IP65 WALL W | 5000 K | 317.85
653 | L173WCB086 | PROLED SPOT LIGHT IP65 WALL WW | 3000 K | 317.85
653 | L173WCB086AC | PROLED SPOT LIGHT IP65 WALL ww 230 VAC | 3000 K | 409.5
656 | L173P066S | PROLED SPOT LIGHT POLY 6 WW SILVER | 3000 K | 232.05
656 | L173P066W | PROLED SPOT LIGHT POLY 6 WW WHITE | 3000 K | 232.05
657 | L173P106S | PROLED SPOT LIGHT POLY 10 WW SILVER | 3000 K | 292.5
657 | L173P106W | PROLED SPOT LIGHT POLY 10 WW WHITE | 3000 K | 292.5
658 | L173P06BS | PROLED SPOT LIGHT POLY 6 HOOD BEVEL SILVER |  | 19.5
658 | L173P06BW | PROLED SPOT LIGHT POLY 6 HOOD BEVEL WHITE |  | 19.5
658 | L173P06FS | PROLED SPOT LIGHT POLY 6 HOOD FLAT SILVER |  | 19.5
658 | L173P06FW | PROLED SPOT LIGHT POLY 6 HOOD FLAT WHITE |  | 19.5
658 | L173P10BS | PROLED SPOT LIGHT POLY 10 HOOD BEVEL SILVER |  | 21.45
658 | L173P10BW | PROLED SPOT LIGHT POLY 10 HOOD BEVEL WHITE |  | 21.45
658 | L173P10FS | PROLED SPOT LIGHT POLY 10 HOOD FLAT SILVER |  | 21.45
658 | L173P10FW | PROLED SPOT LIGHT POLY 10 HOOD FLAT WHITE |  | 21.45
658 | L173PZ1 | PROLED SPOT LIGHT POLY GROUND SPIKE |  | 25.35
658 | L173PZ2 | PROLED SPOT LIGHT POLY BELT SET |  | 29.25
659 | L17318 | PROLED SPOT LIGHT IP65 1x3W TRILED RGB | RGB | 200.85
660 | L173163 | PROLED SPOT LIGHT IP65 1x2W WW 30° | 3000 K | 171.6
665 | L171A6R | PROLED INGROUND ALPHA R WW | 3000 K | 122.85
665 | L171A8R | PROLED INGROUND ALPHA R NW | 4000 K | 122.85
665 | L171AT | PROLED MOUNTING SLEEVE INGROUND ALPHA |  | 7.8
667 | L171A8V | PROLED INGROUND ALPHA V NW | 4000 K | 161.85
669 | L17118RCY | PROLED INGROUND 1RC TRILED RGB Y | RGB | 224.25
669 | L17118SCY | PROLED INGROUND 1SC TRILED RGB Y | RGB | 224.25
671 | L17116R3CY | PROLED INGROUND 1RC WW 30° Y | 3000 K | 159.9
671 | L17116R3CYAC | PROLED INGROUND 1RC W-WHITE 230 VAC | 3000 K | 214.5
671 | L17116R3Y | PROLED INGROUND 1R WW 30° Y | 3000 K | 156
671 | L17116RACY | PROLED INGROUND 1RC WW asymmetrical Y | 3000 K | 159.9
671 | L17116RACYAC | PROLED INGROUND 1RC W-WEISS asymmetrical 230 VAC | 3000 K | 214.5
671 | L17116S3CY | PROLED INGROUND 1SC WW 30° Y | 3000 K | 159.9
671 | L17116S3CYAC | PROLED INGROUND 1SC W-WHITE 230 VAC | 3000 K | 214.5
671 | L17116SACY | PROLED INGROUND 1SC WW asymmetrical Y | 3000 K | 159.9
671 | L17116SACYAC | PROLED INGROUND 1SC W-WEISS asymmetrical 230 VAC | 3000 K | 214.5
673 | L17118RT | PROLED INGROUND 1R THIN TRILED RGB | RGB | 175.5
673 | L17118RTC | PROLED INGROUND 1RC THIN TRILED RGB | RGB | 179.4
673 | L17118ST | PROLED INGROUND 1S THIN TRILED RGB | RGB | 175.5
673 | L17118STC | PROLED INGROUND 1SC THIN TRILED RGB | RGB | 179.4
675 | L17116R3TCU | PROLED INGROUND 1RC THIN WW 30° U | 3000 K | 128.7
675 | L17116R3TCUAC | PROLED INGROUND 1RC THIN W-WHITE 30° 230 VAC | 3000 K | 195
675 | L17116R3TU | PROLED INGROUND 1R THIN WW 30° U | 3000 K | 124.8
675 | L17116R3TUAC | PROLED INGROUND 1R THIN W-WHITE 30° 230 VAC | 3000 K | 195
675 | L17116RATCU | PROLED INGROUND 1RC THIN WW asymmetrical | 3000 K | 128.7
675 | L17116RATCUAC | PROLED INGROUND 1RC THIN W-WEISS asymmetrical 230 VAC | 3000 K | 195
675 | L17116RATU | PROLED INGROUND 1R THIN WW asymmetrical U | 3000 K | 124.8
675 | L17116RATUAC | PROLED INGROUND 1R THIN W-WEISS asymmetrical 230 VAC | 3000 K | 195
675 | L17116S3TCU | PROLED INGROUND 1SC THIN WW 30° U | 3000 K | 128.7
675 | L17116S3TCUAC | PROLED INGROUND 1SC THIN W-WHITE 30° 230 VAC | 3000 K | 195
675 | L17116S3TU | PROLED INGROUND 1S THIN WW 30° U | 3000 K | 124.8
675 | L17116S3TUAC | PROLED INGROUND 1S THIN W-WHITE 30° 230 VAC | 3000 K | 195
675 | L17116SATCU | PROLED INGROUND 1SC THIN WW asymmetrical U | 3000 K | 128.7
675 | L17116SATCUAC | PROLED INGROUND 1SC THIN W-WEISS asymmetrical 230 VAC | 3000 K | 195
675 | L17116SATU | PROLED INGROUND 1S THIN WW asymmetrical U | 3000 K | 124.8
675 | L17116SATUAC | PROLED INGROUND 1S THIN W-WEISS asymmetrical 230 VAC | 3000 K | 195
676 | L1711RRHYK | PROLED INGROUND 1 UMBAU RING ROUND CHROM |  | 37.05
676 | L1711RSHYK | PROLED INGROUND 1 REBUILD RING QUAD CHROM |  | 37.05
676 | L1711TY | PROLED MOUNTING SLEEVE INGROUND 1 Y |  | 25.35
679 | L171CB56S | PROLED INGROUND COB5 QUAD. WW | 3000 K | 216.45
679 | L171CB56SAC | PROLED INGROUND COB5 SQUARE W-WHITE 230 VAC | 3000 K | 292.5
681 | L171CB184R | PROLED INGROUND COB18 ROUND W | 5000 K | 598.65
683 | L171CA206R | PROLED INGROUND COB20 ASYM WW ROUND | 3000 K | 487.5
683 | L171CA206RAC | PROLED INGROUND COB20 asymmetrical round ww 230 VAC | 3000 K | 585
683 | L171CA206S | PROLED INGROUND COB20 ASYM WW SQUARE | 3000 K | 487.5
683 | L171CA206SAC | PROLED INGROUND COB20 asymmetrical square ww 230 VAC | 3000 K | 585
684 | L171CA20T | PROLED MOUNTING SLEEVE INGROUND COB20 |  | 39
684 | L171CB18T | PROLED MOUNTING SLEEVE INGROUND COB18 |  | 39
684 | L171CB25T | PROLED MOUNTING SLEEVE INGROUND COB25 + ADVANCE |  | 48.75
684 | L171CB5T | PROLED MOUNTING SLEEVE INGROUND COB5 |  | 15.6
687 | L171A0SGR | PROLED INGRO. ADVANCE RGB Small AG R | RGB | 345.15
687 | L171A0SGS | PROLED INGRO. ADVANCE RGB Small AG S | RGB | 345.15
687 | L171A0SR | PROLED INGRO. ADVANCE RGB Small R | RGB | 337.35
687 | L171A0SS | PROLED INGRO. ADVANCE RGB Small S | RGB | 337.35
689 | L171A0MGR | PROLED INGRO. ADVANCE RGB Medium AG R | RGB | 598.65
689 | L171A0MGS | PROLED INGRO. ADVANCE RGB Medium AG S | RGB | 598.65
689 | L171A0MR | PROLED INGRO. ADVANCE RGB Medium R | RGB | 588.9
689 | L171A0MS | PROLED INGRO. ADVANCE RGB Medium S | RGB | 588.9
691 | L171A0LS | PROLED INGROUND ADVANCE RGB LARGE S | RGB | 877.5
693 | L171A8SS | PROLED INGROUND ADVANCE NW SMALL S | 4000 K | 239.85
693 | L171A8SGR | PROLED INGROUND ADVANCE NW SMALL AG R | 4000 K | 243.75
693 | L171A8SGS | PROLED INGROUND ADVANCE NW SMALL AG S | 4000 K | 243.75
695 | L171A8MS | PROLED INGROUND ADVANCE NW MEDIUM S | 4000 K | 487.5
695 | L171A8MGR | PROLED INGROUND ADVANCE NW MEDIUM AG R | 4000 K | 495.3
695 | L171A8MGS | PROLED INGROUND ADVANCE NW MEDIUM AG S | 4000 K | 495.3
697 | L171A6LS | PROLED INGROUND ADVANCE WW LARGE S | 3000 K | 797.55
697 | L171A8LS | PROLED INGROUND ADVANCE NW LARGE S | 4000 K | 752.7
697 | L171A8LGR | PROLED INGROUND ADVANCE NW LARGE AG R | 4000 K | 758.55
697 | L171A8LGS | PROLED INGROUND ADVANCE NW LARGE AG S | 4000 K | 758.55
699 | L171AC8SS | PROLED INGROUND ADVANCE COB NW SMALL S | 4000 K | 253.5
699 | L171AC8SGR | PROLED INGROUND ADVANCE COB NW SMAL AG R | 4000 K | 263.25
699 | L171AC8SGS | PROLED INGROUND ADVANCE COB NW SMAL AG S | 4000 K | 263.25
701 | L171AC8MR | PROLED INGROUND ADVANCE COB NW MEDIUM R | 4000 K | 464.1
701 | L171AC8MGR | PROLED INGROUND ADVANCE COB NW MEDIUM AG R | 4000 K | 469.95
701 | L171AC8MGS | PROLED INGROUND ADVANCE COB NW MEDIUM AG S | 4000 K | 469.95
703 | L171AC6LGS | PROLED INGROUND ADVANCE COB WW LARGE AG S | 3000 K | 764.4
703 | L171AC8LGR | PROLED INGROUND ADVANCE COB NW LARGE AG R | 4000 K | 764.4
703 | L171AC8LGS | PROLED INGROUND ADVANCE COB NW LARGE AG S | 4000 K | 764.4
704 | L171ACTM | PROLED MOUNTING SLEEVE INGROUND ADVANCE MEDIUM |  | 39
704 | L171ACTS | PROLED MOUNTING SLEEVE INGROUND ADVANCE SMALL |  | 29.25
704 | L171ACTX | PROLED MOUNTING SLEEVE INGROUND ADVANCE XL |  | 68.25
706 | L17104RS | PROLED INGROUND DOT SLIM R W | 6500 K | 113.1
706 | L17106RS | PROLED INGROUND DOT SLIM R WW | 3000 K | 113.1
706 | L1710XTRS | PROLED ACCESSORIES FOR INGROUND DOT SLIM |  | 11.505
707 | L1714106 | PROLED INGROUND LINEAR LARGE 565mm | 3000 K | 565.5
707 | L1714106AC | PROLED INGROUND LINEAR LARGE 565mm | 3000 K | 702
707 | L1714116 | PROLED INGROUND LINEAR LARGE 1045mm | 3000 K | 858
707 | L1714116AC | PROLED INGROUND LINEAR LARGE 1045mm ww 230 VAC | 3000 K | 975
708 | L1714206 | PROLED INGROUND LINEAR LARGE ASYMMETRICAL 565mm | 3000 K | 565.5
708 | L1714206AC | PROLED INGROUND LINEAR LARGE ASYMMETRICAL 565mm ww 230 VAC | 3000 K | 702
708 | L1714216 | PROLED INGROUND LINEAR LARGE ASYMMETRICAL 1045mm | 3000 K | 858
708 | L1714216AC | PROLED INGROUND LINEAR LARGE ASYMMETRICAL 1045mm ww 230 VAC | 3000 K | 975
712 | L171LW06Z | PROLED FLEX STRIP MONO for FLEXWAY LINEAR ww Z /m | 3000 K | 251.16
712 | L171LW08 | PROLED FLEX STRIP MONO for FLEXWAY LINEAR nw 10m | 4000 K | 1794
712 | L171LW08Z | PROLED FLEX STRIP MONO for FLEXWAY LINEAR nw Z /m | 4000 K | 251.16
712 | L5LDWF302 | PROLED POWER SUPPLY CABLE MONO female FLEXWAY/DRIVEWAY LINEAR 3m |  | 21.45
713 | L171LD06Z | PROLED FLEX STRIP MONO for DRIVEWAY LINEAR ww Z /m | 3000 K | 223.86
713 | L171LD08Z | PROLED FLEX STRIP MONO for DRIVEWAY LINEAR nw Z /m | 4000 K | 223.86
713 | L171LD00Z | PROLED FLEX STRIP RGB for DRIVEWAY LINEAR Z /m | RGB | 251.16
714 | L5LDWM304 | PROLED CONNECTION CABLE RGB male for Strip DRIVEWAY 25cm |  | 46.8
716 | L1729R06B | PROLED WALL LIGHT SILHOUETTE ROUND BLACK | 3000 K | 117
716 | L1729R06W | PROLED WALL LIGHT SILHOUETTE ROUND WHITE | 3000 K | 117
717 | L1729S06B | PROLED WALL LIGHT SILHOUETTE SQUARE BLACk | 3000 K | 117
717 | L1729S06W | PROLED WALL LIGHT SILHOUETTE SQUARE WHITE | 3000 K | 117
722 | L1727106BAC | PROLED HAVANNA MEDIUM black 230 VAC | 3000 K | 468
722 | L1727106S | PROLED WALL LIGHT HAVANNA MEDIUM S | 3000 K | 390
722 | L1727106W | PROLED WALL LIGHT HAVANNA MEDIUM W | 3000 K | 390
723 | L1727206BAC | PROLED HAVANNA LARGE black 230 VAC | 3000 K | 760.5
723 | L1727206S | PROLED WALL LIGHT HAVANNA LARGE S | 3000 K | 610.35
723 | L1727206W | PROLED WALL LIGHT HAVANNA LARGE W | 3000 K | 610.35
724 | L1727526W | PROLED WALL LIGHT WEIMAR 3000-5000K W | 3000 K to 5000 K | 604.5
726 | L17224RD | PROLED WALL LIGHT REC EYE DESIGN R W | 6500 K | 161.85
726 | L17224RDW | PROLED WALL LIGHT REC EYE DESIGN R W WHITE | 6500 K | 161.85
726 | L17226RD | PROLED WALL LIGHT REC EYE DESIGN R WW | 3000 K | 161.85
726 | L17226RDBAC | PROLED WALL LIGHT REC EYE DESIGN R 230 VAC | 3000 K | 214.5
726 | L17226RDW | PROLED WALL LIGHT REC EYE DESIGN R WW WHITE | 3000 K | 161.85
726 | L1722T | PROLED MOUNTING SLEEVE REC EYE 68mm |  | 15.6
727 | L17224SD | PROLED WALL LIGHT REC EYE DESIGN S W | 6500 K | 161.85
727 | L17224SDW | PROLED WALL LIGHT REC EYE DESIGN S W WHITE | 6500 K | 161.85
727 | L17226SD | PROLED WALL LIGHT REC EYE DESIGN S WW | 3000 K | 161.85
727 | L17226SDBAC | PROLED WALL LIGHT REC EYE DESIGN S 230 VAC | 3000 K | 214.5
727 | L17226SDW | PROLED WALL LIGHT REC EYE DESIGN S WW W | 3000 K | 161.85
728 | L172161BAC | PROLED WALL LIGHT REC 100 230 VAC | 3000 K | 175.5
728 | L172161G | PROLED WALL LIGHT REC 100 GREY | 3000 K | 144.3
728 | L172161W | PROLED WALL LIGHT REC 100 WW W | 3000 K | 144.3
729 | L17216LU | PROLED WALL LIGHT REC L+ WW SILVER | 3000 K | 191.1
729 | L17216LUB | PROLED WALL LIGHT REC L+ 230 VAC | 3000 K | 191.1
729 | L17216LUW | PROLED WALL LIGHT REC L+ WW WHITE | 3000 K | 191.1
731 | L17216SPBAC | PROLED WALL LIGHT REC STAIR+ 230 VAC | 3000 K | 234
731 | L17216SPG | PROLED WALL LIGHT REC STAIR+ WW GREY | 3000 K | 390
731 | L17216SPW | PROLED WALL LIGHT REC STAIR+ WW WHITE | 3000 K | 390
733 | L132082G | PROLED IP68 WALLWASHER 6x 2W TRILED RGB | RGB | 637.806
734 | L13206 | PROLED IP68 WALLWASHER 6x 2W WW | 3000 K | 471.9
737 | L136141 | PROLED IP68 REC LIGHT 1x3 WATT W - 15° | 5700 K | 253.5
738 | L13638 | PROLED IP68 REC LIGHT 12x2 WATT TRILED RGB | RGB | 963.3
739 | L136342 | PROLED IP68 REC LIGHT 12x2 WATT W - 25° | 5700 K | 756.6
739 | L136362 | PROLED IP68 REC LIGHT 12x2 WATT WW - 25° | 3000 K | 756.6
740 | L13648 | PROLED IP68 REC LIGHT 18x2 WATT TRILED RGB | RGB | 1269.45
741 | L136442 | PROLED IP68 REC LIGHT 18x2 WATT W - 20° | 5700 K | 865.8
741 | L136462 | PROLED IP68 REC LIGHT 18x2 WATT WW - 20° | 3000 K | 865.8
741 | L136464 | PROLED IP68 REC LIGHT 18x2 WATT WW - 45° | 3000 K | 865.8
742 | L1363T | PROLED MOUNTING SLEEVE REC IP68 12 179 |  | 39
742 | L1364T | PROLED MOUNTING SLEEVE REC IP68 18 |  | 58.5
742 | L1361TU | PROLED MOUNTING SLEEVE REC IP68 1U 60 |  | 15.6
743 | L1340 | PROLED FOUNTAIN RING TRILED RGB CC | RGB | 1146.6
745 | L1344 | PROLED FOUNTAIN RING W | 6500 K | 897
745 | L13462G | PROLED FOUNTAIN RING W-WEISS 2G | 3000 K | 951.6
748 | L500013B | PROLED Touch Control GLASS 3 RGBLACK DMX BLACK |  | 1963.26
748 | L500013W | PROLED Touch Control GLASS 3 RGB DMX |  | 1963.26
749 | L51070B | PROLED Touch Control LCD RGB DMX BLACK |  | 1932.84
749 | L51070E | PROLED Touch Control LCD RGB DMX E |  | 1996.02
749 | L51070W | PROLED Touch Control LCD RGB DMX WHITE |  | 1932.84
749 | L51071B | FRAME BLACK for Touch Control LCD |  | 70.2
749 | L51071E | FRAME SILVER for Touch Control LCD |  | 135.72
749 | L51071W | FRAME WHITE for Touch Control LCD |  | 70.2
750 | L51070RW | PROLED Touch Control LCD RGB DMX REC |  | 1916.46
751 | L51070MW | PROLED Touch Control LCD MINI RGB DMX |  | 1289.34
752 | L510741 | PROLED ANDROID-DMX/RDM USB INTERFACE |  | 322.92
753 | L510742 | PROLED ANDROID-DMX/RDM ETHER INTERFACE |  | 702
754 | L510743 | PROLED ANDROID-DMX/RDM WIFI INTERFACE |  | 776.88
755 | L500015B | PROLED Touch Control GLAS Easy RGBW DMX |  | 232.05
755 | L500015W | PROLED Touch Control GLAS Easy RGBW DMX |  | 232.05
756 | L500020W | PROLED Touch Controller GLAS Easy 2 RGBW DMX |  | 232.05
757 | L500016B | PROLED Touch Control GLAS DW 1 DMX BLACK |  | 232.05
757 | L500016W | PROLED Touch Control GLAS DW 1 DMX W |  | 232.05
758 | L500017 | PROLED Touch Control GLAS DW 2 DMX |  | 232.05
759 | L500018 | PROLED Touch Control GLAS MONO 1 DMX |  | 232.05
760 | L500019 | PROLED Touch Control GLAS MONO 2 DMX |  | 232.05
761 | L500021W | PROLED Touch Control GLAS MONO 3 DMX |  | 232.05
762 | L5110 | PROLED Controller Stand Alone DMX ECO |  | 549.9
764 | L51202G | PROLED Controller Stand Alone DMX STD 2G |  | 1006.2
766 | L5124 | PROLED Controller Stand Alone DMX PRO2 |  | 1401.66
768 | L510631 | SUNLITE SUSHI DMX CONTROLLER RJ |  | 114.66
768 | L510633 | SWITCHING POWER SUPPLY 5V MINI USB |  | 44.46
768 | L510634 | SUNLITE DIN-RAIL Adapter SUSHI |  | 23.4
768 | L510635 | SUNLITE Wall Adapter SUSHI |  | 35.1
769 | L51X010 | PROLED W-DMX SET |  | 1406.34
769 | L51X011 | PROLED W-DMX Receiver |  | 702
769 | L51X012 | PROLED W-DMX Transmitter |  | 702
770 | L51080 | PROLED DMX RDM REPEATER |  | 638.82
771 | L51081 | PROLED DMX RDM SPLITTER 4 19" |  | 1282.32
772 | L500D03 | PROLED DALI CONTROLLER GLASS MASTER |  | 183.3
773 | L500D04 | PROLED DALI CONTROLLER UNIVERSAL MASTER |  | 175.5
774 | L500D01 | PROLED DALI CONTROLLER GLASS MONO |  | 183.3
775 | L500D02 | PROLED DALI CONTROLLER GLASS DW |  | 183.3
776 | L500D10 | PROLED DALI MODULE LAMP |  | 152.1
776 | L500D11 | PROLED DALI MODULE SCENE |  | 152.1
777 | L500D12 | PROLED DALI MODULE GROUP |  | 152.1
777 | L500D20D | PROLED DALI POWER SUPPLY 16VDC din rail |  | 191.1
778 | L51500U | PROLED DALI - DMX CONVERTER 4-Channel |  | 702
779 | L55103G | PROLED SWITCHING POWER SUPPLY 5G 24-090-CC RGB MULTI |  | 919.62
779 | L55203G | PROLED SWITCHING POWER SUPPLY 3G 24-180-CC RGB MULTI |  | 1050.66
779 | L55303G | PROLED SWITCHING POWER SUPPLY 3G 24-300-CC RGB MULTI |  | 1132.56
779 | L56103G | PROLED SWITCHING POWER SUPPLY 5G 24-090-CA RGB MULTI |  | 919.62
779 | L56203G | PROLED SWITCHING POWER SUPPLY 5G 24-180-CA RGB MULTI |  | 1050.66
779 | L56303G | PROLED SWITCHING POWER SUPPLY 5G 24-300-CA RGB MULTI |  | 1132.56
779 | L57103G | PROLED SWITCHING POWER SUPPLY 3G 12-090-CC RGB MULTI |  | 987.48
779 | L57203G | PROLED SWITCHING POWER SUPPLY 3G 12-180-CC RGB MULTI |  | 1118.52
779 | L57203GS | PROLED SWITCHING POWER SUPPLY 3G 12-180-CC RGB MULTI S |  | 1247.22
779 | L57303G | PROLED SWITCHING POWER SUPPLY 3G 12-300-CC RGB MULTI |  | 1200.42
779 | L58103G | PROLED SWITCHING POWER SUPPLY 3G 12-090-CA RGB MULTI |  | 987.48
779 | L58203G | PROLED SWITCHING POWER SUPPLY 3G 12-180-CA RGB MULTI |  | 1118.52
779 | L58203GS | PROLED SWITCHING POWER SUPPLY 3G 12-180-CA RGB MULTI S |  | 1247.22
779 | L58303G | PROLED SWITCHING POWER SUPPLY 3G 12-300-CA RGB MULTI |  | 1200.42
780 | L55X1116G5 | PROLED SWITCHING POWER SUPPLY 6G 12-090-CC RGBAW MU |  | 1474.2
780 | L55X1126G5 | PROLED SWITCHING POWER SUPPLY 6G 24-090-CC RGBAW MU |  | 1474.2
780 | L55X1146G5 | PROLED SWITCHING POWER SUPPLY 6G 48-090-CC RGBAW MU |  | 1532.7
780 | L55X1216G5 | PROLED SWITCHING POWER SUPPLY 6G 12-180-CC RGBAW MU |  | 1532.7
780 | L55X1226G5 | PROLED SWITCHING POWER SUPPLY 6G 24-180-CC RGBAW MU |  | 1567.8
780 | L55X1246G5 | PROLED SWITCHING POWER SUPPLY 6G 48-180-CC RGBAW MU |  | 1661.4
780 | L55X1316G5 | PROLED SWITCHING POWER SUPPLY 6G 12-300-CC RGBAW MU |  | 1532.7
780 | L55X1326G5 | PROLED SWITCHING POWER SUPPLY 6G 24-300-CC RGBAW MU |  | 1614.6
780 | L55X1346G5 | PROLED SWITCHING POWER SUPPLY 6G 48-300-CC RGBAW MU |  | 1719.9
780 | L56X1116G5 | PROLED SWITCHING POWER SUPPLY 6G 12-090-CA RGBAW MU |  | 1474.2
780 | L56X1126G5 | PROLED SWITCHING POWER SUPPLY 6G 24-090-CA RGBAW MU |  | 1474.2
780 | L56X1146G5 | PROLED SWITCHING POWER SUPPLY 6G 48-090-CA RGBAW MU |  | 1532.7
780 | L56X1216G5 | PROLED SWITCHING POWER SUPPLY 6G 12-180-CA RGBAW MU |  | 1532.7
780 | L56X1226G5 | PROLED SWITCHING POWER SUPPLY 6G 24-180-CA RGBAW MU |  | 1567.8
780 | L56X1246G5 | PROLED SWITCHING POWER SUPPLY 6G 48-180-CA RGBAW MU |  | 1661.4
780 | L56X1316G5 | PROLED SWITCHING POWER SUPPLY 6G 12-300-CA RGBAW MU |  | 1614.6
780 | L56X1326G5 | PROLED SWITCHING POWER SUPPLY 6G 24-300-CA RGBAW MU |  | 1614.6
780 | L56X1346G5 | PROLED SWITCHING POWER SUPPLY 6G 48-300-CA RGBAW MU |  | 1719.9
781 | L55X3116G12 | PROLED 19" NT X3 6G 12-90-CC 12CH DMX |  | 2620.8
781 | L55X3126G12 | PROLED 19" NT X3 6G 24-90-CC 12CH DMX |  | 2667.6
781 | L55X3146G12 | PROLED 19" NT X3 6G 48-90-CC 12CH DMX |  | 2761.2
781 | L55X3216G12 | PROLED 19" NT X3 6G 12-180-CC 12CH DMX |  | 2808
781 | L55X3226G12 | PROLED 19" NT X3 6G 24-180-CC 12CH DMX |  | 2901.6
781 | L55X3246G12 | PROLED 19" NT X3 6G 48-180-CC 12CH DMX |  | 2925
781 | L55X3316G12 | PROLED 19" NT X3 6G 12-300-CC 12CH DMX |  | 3042
781 | L55X3326G12 | PROLED 19" NT X3 6G 24-300-CC 12CH DMX |  | 2925
781 | L55X3346G12 | PROLED 19" NT X3 6G 48-300-CC 12CH DMX |  | 3042
781 | L56X3116G12 | PROLED 19" NT X3 6G 12-90-CA 12CH DMX |  | 2620.8
781 | L56X3126G12 | PROLED 19" NT X3 6G 24-90-CA 12CH DMX |  | 2667.6
781 | L56X3146G12 | PROLED 19" NT X3 6G 48-90-CA 12CH DMX |  | 2761.2
781 | L56X3216G12 | PROLED 19" NT X3 6G 12-180-CA 12CH DMX |  | 2784.6
781 | L56X3226G12 | PROLED 19" NT X3 6G 24-180-CA 12CH DMX |  | 2901.6
781 | L56X3246G12 | PROLED 19" NT X3 6G 48-180-CA 12CH DMX |  | 2925
781 | L56X3316G12 | PROLED 19" NT X3 6G 12-300-CA 12CH DMX |  | 3042
781 | L56X3326G12 | PROLED 19" SWITCHING POWER SUPPLY X3 6G 24-300-CA 12CH DMX |  | 2925
781 | L56X3346G12 | PROLED 19" NT X3 6G 48-300-CA 12CH DMX |  | 3042
782 | L5510X33G | PROLED 19" SWITCHING POWER SUPPLY X3 3G 24-090-CC RGB DMX |  | 2239.38
782 | L5520X33G | PROLED 19" SWITCHING POWER SUPPLY X3 3G 24-180-CC RGB DMX |  | 2571.66
782 | L5530X33G | PROLED 19" SWITCHING POWER SUPPLY X3 3G 24-300-CC RGB DMX |  | 2763.54
782 | L5610X33G | PROLED 19" SWITCHING POWER SUPPLY X3 3G 24-090-CA RGB DMX |  | 2239.38
782 | L5620X33G | PROLED 19" SWITCHING POWER SUPPLY X3 3G 24-180-CA RGB DMX |  | 2571.66
782 | L5630X33G | PROLED 19" SWITCHING POWER SUPPLY X3 3G 24-300-CA RGB DMX |  | 2763.54
782 | L5710X33G | PROLED 19" SWITCHING POWER SUPPLY X3 3G 12-090-CC RGB DMX |  | 2407.86
782 | L5720X33G | PROLED 19" SWITCHING POWER SUPPLY X3 3G 12-180-CC RGB DMX |  | 2735.46
782 | L5720X33GS | PROLED 19" SWITCHING POWER SUPPLY X3 3G 12-180-CC RGB DMX S |  | 3039.66
782 | L5730X33G | PROLED 19" SWITCHING POWER SUPPLY X3 3G 12-300-CC RGB DMX |  | 2927.34
782 | L5810X33G | PROLED 19" SWITCHING POWER SUPPLY X3 3G 12-090-CA RGB DMX |  | 2407.86
782 | L5820X33G | PROLED 19" SWITCHING POWER SUPPLY X3 3G 12-180-CA RGB DMX |  | 2735.46
782 | L5820X33GS | PROLED 19" SWITCHING POWER SUPPLY X3 3G 12-180-CA RGB DMX S |  | 3039.66
782 | L5830X33G | PROLED 19" SWITCHING POWER SUPPLY X3 3G 12-300-CA RGB DMX |  | 2927.34
783 | L5510MO3G | PROLED Mod 24-090-CC |  | 234
783 | L5520MO3G | PROLED Mod 24-180-CC |  | 336.96
783 | L5530MO3G | PROLED Mod 24-300-CC |  | 400.14
783 | L5610MO3G | PROLED Mod 24-090-CA |  | 234
783 | L5620MO3G | PROLED Mod 24-180-CA |  | 336.96
783 | L5630MO3G | PROLED Mod 24-300-CA |  | 400.14
783 | L5710MO3G | PROLED Mod 12-090-CC |  | 278.46
783 | L5720MO3G | PROLED Mod 12-180-CC |  | 388.44
783 | L5720MO3GS | PROLED Mod 12-180-CC - Silent |  | 517.14
783 | L5730MO3G | PROLED Mod 12-300-CC |  | 456.3
783 | L5810MO3G | PROLED Mod 12-090-CA |  | 278.46
783 | L5820MO3G | PROLED Mod 12-180-CA |  | 388.44
783 | L5820MO3GS | PROLED Mod 12-180-CA - Silent |  | 517.14
783 | L5830MO3G | PROLED Mod 12-300-CA |  | 456.3
785 | L513416A | PROLED mini PRO Controller 6G 1-10V CA |  | 690.3
785 | L513416C | PROLED mini PRO Controller 6G CASAMBI CA |  | 819
785 | L513416D | PROLED mini PRO Controller 6G DALI CA |  | 690.3
785 | L513416R | PROLED mini PRO Controller 6G RF CA |  | 713.7
785 | L513416X | PROLED mini PRO Controller 6G DMX CA |  | 690.3
785 | L513426A | PROLED mini PRO Controller 6G 1-10V CC |  | 772.2
785 | L513426C | PROLED mini PRO Controller 6G CASAMBI CC |  | 842.4
785 | L513426D | PROLED mini PRO Controller 6G DALI CC |  | 725.4
785 | L513426R | PROLED mini PRO Controller 6G RF CC |  | 819
785 | L513426X | PROLED mini PRO Controller 6G DMX CC |  | 725.4
787 | L513516G6A | PROLED PRO Controller 6G 1-10V CA |  | 936
787 | L513516G6C | PROLED PRO Controller 6G CASAMBI CA |  | 1029.6
787 | L513516G6D | PROLED PRO Controller 6G DALI CA |  | 936
787 | L513516G6X | PROLED PRO Controller 6G DMX CA |  | 936
787 | L513526G6A | PROLED PRO Controller 6G 1-10V CC |  | 936
787 | L513526G6C | PROLED PRO Controller 6G CASAMBI CC |  | 1029.6
787 | L513526G6D | PROLED PRO Controller 6G DALI CC |  | 936
787 | L513526G6X | PROLED PRO Controller 6G DMX CC |  | 936
788 | L513516G16 | PROLED PRO Controller 16 MULTI 6G CA |  | 1205.1
789 | L51355 | PROLED PWM AMPLIFIER 4 KANAL CA |  | 351
789 | L51357 | PROLED PWM AMPLIFIER 4 KANAL CC |  | 351
789 | L51358 | PROLED PWM AMPLIFIER 4 KANAL CA to CC |  | 351
790 | L51354 | PROLED PC-DMX/RDM INTERFACE |  | 278.46
791 | L50002X1 | PROLED DMX MINI PWM DIMMER 1-CH |  | 117
791 | L515092G | PROLED DMX PWM Dimmer 1-Channel 2G |  | 265.2
792 | L51505 | PROLED DMX PWM Dimmer 3-Channel CA |  | 88.92
793 | L51301 | PROLED Controller RGB DMX CA |  | 205.92
793 | L51304 | DMX Adapter XLR 5-POL male auf RJ46 |  | 35.1
793 | L51305 | DMX Adapter XLR 5-POL female auf RJ46 |  | 35.1
793 | L51306 | Battery CR 2025, 3V |  | 2.34
794 | L51512 | PROLED DMX PWM Dimmer LCD 4-Channel CA |  | 280.8
795 | L500011 | PROLED DMX PWM DIMMER 4-CHANNEL |  | 205.92
796 | L500023 | PROLED DMX PWM DIMMER 32-CHANNEL |  | 1024.92
797 | L51516 | PROLED DMX PWM Dimmer IP65 4-Channel |  | 269.1
798 | L516001 | PROLED KNX PWM Dimm MONO 3x 1-Channel |  | 556.92
798 | L539408 | KNX bus system connector/junction termin |  | 2.808
799 | L516002 | PROLED KNX PWM Dimm RGB 3-Channel |  | 556.92
800 | L516003 | PROLED KNX PWM Dimm DR MONO 3x 1-Channel din rail |  | 556.92
801 | L516004 | PROLED KNX PWM Dimm DR RGB 3-Channel din rail |  | 556.92
802 | L515132G | PROLED DALI PWM Dimmer 1-Channel 2G |  | 157.95
802 | L51514 | PROLED DALI PWM Dimmer DIN RAIL 1-Channel |  | 183.3
804 | L50002D4 | PROLED DALI MINI PWM DIMMER 4-CH |  | 131.04
805 | L500D30 | PROLED DALI DT8 PWM DIMMER 5-CHANNEL |  | 251.55
806 | L50002C1 | PROLED CASAMBI MINI PWM DIMMER 1-CH |  | 278.46
806 | L50002C4 | PROLED CASAMBI MINI PWM DIMMER 4-CH |  | 351
807 | L5137PWM4 | CASAMBI PWM4 |  | 222.3
808 | L515072G | PROLED ANALOG 1-10V PWM Dimmer 1-Ch. 2G |  | 171.6
808 | L51508 | PROLED ANALOG 1-10V PWM Dimmer 1-Ch. CCU |  | 146.25
809 | L51515 | PROLED ANALOG PWM Dimmer DIN RAIL 1-Ch. din rail |  | 171.6
811 | L51356P | PROLED PIXEL CONTROLLER PRO |  | 629.46
812 | L5136004 | DiGidot C4 Live 4 |  | 772.2
812 | L5136008 | DiGidot C4 Live 8 |  | 1053
812 | L5136016 | DiGidot C4 Live 16 |  | 1614.6
812 | L5136A01 | DiGidot DIN RAIL CLIP |  | 5.85
812 | L5136A03 | DiGidot USB Power Cable |  | 4.68
813 | L5136101 | DiGidot C4 Extended 1 |  | 900.9
813 | L5136102 | DiGidot C4 Extended 2 |  | 1111.5
813 | L5136A02 | DiGidot TRRS Trigger Cable |  | 4.68
814 | L5136210 | DiGidot PxLNET Node U48 |  | 4972.5
814 | L5136212 | DiGidot PxLNET Node U96 |  | 6271.2
815 | L5136200 | DiGidot PxLNET Transceiver Kit RJ45 |  | 861.12
815 | L5136201 | DiGidot PxLNET Transmitter |  | 339.3
815 | L5136202 | DiGidot PxLNET Tranceiver Modul RJ45 version |  | 115.83
815 | L5136203 | DiGidot PxLNET Tranceiver Modul Screw Terminal |  | 115.83
815 | L5136204 | DiGidot PxLNET Tranceiver Modul solderimg pads version |  | 115.83
823 | L514074 | PROLED POWER BOOSTER 24 A 1-Channel |  | 126.75
823 | L514073 | PROLED POWER BOOSTER 8 A 1-Channel |  | 83.85
824 | L514084 | PROLED PWM METALL SENSOR DIMMER |  | 48.75
826 | L513178 | PROLED RF MONO REMOTE Control Style |  | 74.1
827 | L513174 | PROLED RF MONO REMOTE Control B |  | 183.3
829 | L513171 | PROLED RF RGBW1 REMOTE Control B |  | 232.05
829 | L513172 | PROLED RF RGBW1 REMOTE Control W |  | 232.05
830 | L513182 | PROLED RF RGBW2 REMOTE Control B |  | 280.8
831 | L513187 | PROLED RF RGB-CCT REMOTE Control B |  | 280.8
832 | L51307 | Battery CR 2025, 3V |  | 6.318
832 | L513184 | PROLED RF MONO CONVERTER |  | 68.25
833 | L513175S | PROLED RF MONO REMOTE PUSH BUTTON S |  | 60.45
833 | L513175W | PROLED RF MONO REMOTE PUSH BUTTON W |  | 60.45
834 | L513181 | PROLED RF MONO REMOTE Controller Wall |  | 195
835 | L513183 | PROLED RF DW MINI REMOTE Control |  | 85.8
836 | L513179 | PROLED RF DW REMOTE Controller Wall |  | 232.05
837 | L513180 | PROLED RF RGBW REMOTE Controller Wall |  | 232.05
838 | L513188 | PROLED RF RGB-CCT REMOTE Controller Wall |  | 243.75
839 | L513176 | PROLED RF DMX CONVERTER |  | 317.85
840 | L513186 | PROLED RF PWM DIMMER 1-KANAL 12A |  | 183.3
841 | L513170 | PROLED RF PWM DIMMER 4-KANAL |  | 232.05
842 | L513185 | PROLED RF PWM DIMMER IP65 4-CHANNEL |  | 280.8
843 | L513189 | PROLED RF PWM DIMMER 5-CHANNEL RGB+CCT |  | 251.55
844 | L51313 | PROLED TOUCH PWM DIMMER GLAS RGB Black |  | 97.5
844 | L51313W | PROLED TOUCH PWM DIMMER GLAS RGB White |  | 97.5
845 | L51031 | PROLED Glas Touch Wheel Control RGB |  | 97.5
846 | L51314 | PROLED TOUCH PWM DIMMER GLAS DW |  | 74.1
847 | L51316 | PROLED TOUCH PWM PUSH DIMMER GLAS 1-CH |  | 74.1
850 | L5201210W | PROLED SWITCHING POWER SUPPLY IP67 12-100 |  | 105.3
850 | L5201220W | PROLED SWITCHING POWER SUPPLY IP67 12-200 |  | 152.1
850 | L5202410W | PROLED SWITCHING POWER SUPPLY IP67 24-100 |  | 93.6
850 | L5202415W | PROLED SWITCHING POWER SUPPLY IP67 24-150 |  | 100.62
850 | L5202424W | PROLED SWITCHING POWER SUPPLY IP67 24-240 |  | 133.38
850 | L5202432W | PROLED SWITCHING POWER SUPPLY IP67 24-320 |  | 222.3
852 | L501202B | MEAN WELL SWITCHING POWER SUPPLY BASIC 12-025 |  | 74.88
852 | L501204B | MEAN WELL SWITCHING POWER SUPPLY BASIC 12-040 |  | 88.92
852 | L501206B | MEAN WELL SWITCHING POWER SUPPLY BASIC 12-060 |  | 93.6
852 | L502402B | MEAN WELL SWITCHING POWER SUPPLY BASIC 24-025 |  | 74.88
852 | L502404B | MEAN WELL SWITCHING POWER SUPPLY BASIC 24-040 |  | 88.92
852 | L502406B | MEAN WELL SWITCHING POWER SUPPLY BASIC 24-060 |  | 93.6
852 | L502409B | MEAN WELL SWITCHING POWER SUPPLY BASIC 24-090 |  | 135.72
852 | L500506E | MEAN WELL SWITCHING POWER SUPPLY ECO IP67 05-060 |  | 84.24
852 | L501215R | MEAN WELL SWITCHING POWER SUPPLY EURO IP67 12-120 |  | 131.04
852 | L502407R | MEAN WELL SWITCHING POWER SUPPLY EURO IP67 24-075 |  | 107.64
852 | L502409R | MEAN WELL SWITCHING POWER SUPPLY EURO IP67 24-096 |  | 117
852 | L502415R | MEAN WELL SWITCHING POWER SUPPLY EURO IP67 24-150 |  | 128.7
852 | L502420R | MEAN WELL SWITCHING POWER SUPPLY EURO IP67 24-200 |  | 159.12
852 | L502424R | MEAN WELL SWITCHING POWER SUPPLY EURO IP67 24-240 |  | 163.8
852 | L502430R | MEAN WELL POWER SUPPLY EURO IP67 24-300 |  | 257.4
852 | L504809R | MEAN WELL SWITCHING POWER SUPPLY EURO IP67 48-096 |  | 128.7
852 | L501204W | MEAN WELL SWITCHING POWER SUPPLY PRO IP67 12-040 |  | 112.32
852 | L501206W | MEAN WELL SWITCHING POWER SUPPLY PRO IP67 12-060 |  | 128.7
852 | L501215W | MEAN WELL SWITCHING POWER SUPPLY PRO IP67 12-150 |  | 175.5
852 | L501219W | MEAN WELL SWITCHING POWER SUPPLY PRO IP67 12-192 |  | 234
852 | L501226W | MEAN WELL SWITCHING POWER SUPPLY PRO IP67 12-264 |  | 327.6
852 | L501248W | MEAN WELL SWITCHING POWER SUPPLY PRO IP67 12-480 |  | 596.7
852 | L502404W | MEAN WELL SWITCHING POWER SUPPLY PRO IP67 24-040 |  | 112.32
852 | L502406W | MEAN WELL SWITCHING POWER SUPPLY PRO IP67 24-060 |  | 112.32
852 | L502408W | MEAN WELL SWITCHING POWER SUPPLY PRO IP67 24-080 |  | 135.72
852 | L502412W | MEAN WELL POWER SUPPLY PRO IP67 24-120 |  | 187.2
852 | L502418W | MEAN WELL SWITCHING POWER SUPPLY PRO IP67 24-185 |  | 180.18
852 | L502424W | MEAN WELL SWITCHING POWER SUPPLY PRO IP67 24-240 |  | 198.9
852 | L502448W | MEAN WELL SWITCHING POWER SUPPLY PRO IP67 24-480 |  | 491.4
852 | L502460W | MEAN WELL SWITCHING POWER SUPPLY PRO IP67 24-600 |  | 573.3
852 | L504810W | MEAN WELL POWER SUPPLY PRO IP67 48-096 |  | 175.5
852 | L504832W | MEAN WELL POWER SUPPLY PRO IP67 48-320 |  | 362.7
852 | L504848W | MEAN WELL POWER SUPPLY PRO IP67 48-480 |  | 514.8
852 | L504860W | MEAN WELL SWITCHING POWER SUPPLY PRO IP67 48-600 |  | 795.6
853 | L501204ED | MEAN WELL SWITCHING POWER SUPPLY DIM BASIC 12-040 |  | 98.28
853 | L501206ED | MEAN WELL SWITCHING POWER SUPPLY DIM BASIC 12-060 |  | 102.96
855 | L502490 | OSRAM POWER SUPPLY 24-90 |  | 42.12
855 | L5201250 | PROLED SWITCHING POWER SUPPLY 12-050 |  | 58.5
856 | L5251201 | PROLED SWITCHING POWER SUPPLY THIN 12-012 |  | 25.74
856 | L5251202 | PROLED SWITCHING POWER SUPPLY THIN 12-020 |  | 28.08
856 | L5251203 | PROLED SWITCHING POWER SUPPLY THIN 12-030 |  | 39.78
856 | L5251205 | PROLED SWITCHING POWER SUPPLY THIN 12-050 |  | 65.52
856 | L5252402 | PROLED SWITCHING POWER SUPPLY THIN 24-020 |  | 28.08
857 | L5201202DT | PROLED SWITCHING POWER SUPPLY DIM TRIAC 12-025 |  | 44.46
858 | L5202406LM | PROLED SWITCHING POWER SUPPLY 24-060 LINEAR MM |  | 72.54
858 | L5201206L | PROLED SWITCHING POWER SUPPLY IP67 12-060 LINEAR |  | 70.2
860 | L5202404 | PROLED SWITCHING POWER SUPPLY MINI 24-04 |  | 15.21
860 | L52024042G | PROLED SWITCHING POWER SUPPLY MINI 24-04 |  | 15.21
860 | L5241201R | PROLED SWITCHING POWER SUPPLY MINI IP65 R 12-012 |  | 25.74
861 | L5T240242G | TRACO SCHALTN IP67 24W 2G |  | 149.76
861 | L5T240362G | TRACO SCHALTN IP67 36W 2G |  | 163.8
862 | L502412DP | MEAN WELL SWITCHING POWER SUPPLY DR PLUS 24-120 din rail |  | 102.96
862 | L502448DP | MEAN WELL SWITCHING POWER SUPPLY DR PLUS 24-480 din rail |  | 336.96
862 | L502415D1 | MEAN WELL SWITCHING POWER SUPPLY DR 24-150 din rail |  | 124.02
863 | L500510 | MEAN WELL SWITCHING POWER SUPPLY 05-080 |  | 98.28
863 | L501210 | MEAN WELL SWITCHING POWER SUPPLY 12-100 |  | 88.92
863 | L501220 | MEAN WELL SWITCHING POWER SUPPLY 12-200 |  | 159.12
863 | L501232 | MEAN WELL SWITCHING POWER SUPPLY 12-320 |  | 191.88
863 | L502406 | MEAN WELL SWITCHING POWER SUPPLY 24-070 |  | 63.18
863 | L502410 | MEAN WELL SWITCHING POWER SUPPLY 24-100 |  | 84.24
863 | L502420 | MEAN WELL SWITCHING POWER SUPPLY 24-200 |  | 156.78
863 | L502432 | MEAN WELL SWITCHING POWER SUPPLY 24-320 |  | 187.2
863 | L5048101 | MEAN WELL SWITCHING POWER SUPPLY 48-100 |  | 60.84
863 | L504820 | MEAN WELL SWITCHING POWER SUPPLY 48-200 |  | 175.5
863 | L5048321 | MEAN WELL SWITCHING POWER SUPPLY 48-320 |  | 187.2
864 | L5240204 | PROLED SWITCHING POWER SUPPLY MINI CCU 300-004 |  | 15.21
864 | L5240212R | PROLED SWITCHING POWER SUPPLY MINI IP65 R CCU 300-012 |  | 25.74
865 | L5233012 | PROLED SWITCHING POWER SUPPLY CCU 300-012 |  | 23.4
865 | L5235003 | PROLED SWITCHING POWER SUPPLY CCU 500-003 |  | 8.19
866 | L52330014 | PROLED SWITCHING POWER SUPPLY CCU 300-015 4G |  | 21.06
867 | L52535012 | PROLED SWITCHING POWER SUPPLY THIN CCU 350-012 |  | 31.59
867 | L525350202G | PROLED POWER SUPPLY THIN CCU 350-020 2G |  | 38.61
867 | L52550012 | PROLED SWITCHING POWER SUPPLY THIN CCU 500-012 |  | 31.59
867 | L52550020 | PROLED SWITCHING POWER SUPPLY THIN CCU 500-020 |  | 38.61
867 | L52570012 | PROLED SWITCHING POWER SUPPLY THIN CCU 700-012 |  | 31.59
867 | L52570020 | PROLED SWITCHING POWER SUPPLY THIN CCU 700-020 |  | 38.61
868 | L501006CD | MEAN WELL SWITCHING POWER SUPPLY DIM CCU 1050-60 |  | 88.92
868 | L501404CD | MEAN WELL SWITCHING POWER SUPPLY DIM CCU 1400-40 |  | 79.56
868 | L501406CD | MEAN WELL SWITCHING POWER SUPPLY DIM CCU 1400-60 |  | 88.92
868 | L5231022D3G | PROLED SWITCHING POWER SUPPLY CCU DIM 1050-022 3G |  | 46.8
868 | L5233012D3G | PROLED SWITCHING POWER SUPPLY CCU DIM 300-012 3G |  | 37.44
871 | L50LCM02A | MEAN WELL SWITCHING POWER SUPPLY CCU MUL 0-10V 025 |  | 84.24
871 | L50LCM02D2 | MEAN WELL POWER SUPPLY CCU MUL DALI2 025 |  | 95.94
871 | L50LCM04A | MEAN WELL SWITCHING POWER SUPPLY CCU MUL 0-10V 040 |  | 102.96
871 | L50LCM04C | MEAN WELL POWER SUPPLY CCU MUL CASAMBI 040 |  | 257.4
871 | L50LCM04D | MEAN WELL SWITCHING POWER SUPPLY CCU MUL DALI 040 |  | 121.68
871 | L50LCM04K | MEAN WELL SWITCHING POWER SUPPLY CCU MUL KNX 040 |  | 196.56
871 | L50LCM04TW | MEAN WELL SWITCHING POWER SUPPLY CCU MUL 0-10V 040 |  | 126.36
871 | L50LCM06A | MEAN WELL SWITCHING POWER SUPPLY CCU MUL 0-10V 060 |  | 114.66
871 | L50LCM06D | MEAN WELL SWITCHING POWER SUPPLY CCU MUL DALI 060 |  | 131.04
871 | L50LCM06K | MEAN WELL SWITCHING POWER SUPPLY CCU MUL KNX 060 |  | 201.24
873 | L5ICL1500 | INRUSH CURRENT LIMITER ICL-1500 |  | 135.72
873 | L5ICLUNIV | INRUSH CURRENT LIMITER ICL-UNIVERSAL |  | 135.72
874 | L5ICLCOMP | INRUSH CURRENT LIMITER ICL-KOMPAKT |  | 208.26
876 | L4PV203 | PVC Cable 2x 0,34mm² /m |  | 1.17
876 | L4PV207 | PVC Cable 2x 0,75mm² |  | 1.872
876 | L4PV215 | PVC Cable 2x 1,5mm² /m |  | 3.042
876 | L4PV403 | PVC Cable 4x 0,34mm² /m |  | 1.872
876 | L4PV407 | PVC Cable 4x 0,75mm² /m |  | 2.808
876 | L4PV415 | PVC Cable 4x 1,5mm² /m |  | 4.914
876 | L4PV503 | PVC Cable 5x 0,34mm² /m |  | 2.574
876 | L4PV510 | PVC Cable 5x 1,0mm² /m |  | 4.446
876 | L4PV510-230V | PVC Cabel 5x 1,0mm² H05VV-F 5G1,0 /m |  | 7.488
876 | L4TX507B | Textile cable 5x0,75mm² black /m |  | 25.74
876 | L4TX507G | Textile cable 5x0,75mm² green /m |  | 25.74
876 | L4TX507O | Textilkabel 5x 0,75mm² orange /m |  | 25.74
876 | L4TX507R | Textile cable 5x0,75mm² red /m |  | 25.74
876 | L4TX507W | Textile cable 5x0,75mm² white /m |  | 25.74
876 | L4TX507Y | Textile cable 5x0,75mm² grey /m |  | 25.74
877 | L4PVL405B | PVC LED CABLE 3x 0,5mm² + 1,0mm² BLACK /m |  | 6.786
877 | L4PVL405W | PVC LED CABLE 3x 0,5mm² + 1,0mm² W /m |  | 6.786
877 | L4PVL505B | PVC LED CABLE 4x 0,5mm² + 1,0mm² BLACK |  | 7.722
877 | L4PVL505W | PVC LED CABLE 4x 0,5mm² + 1,0mm² W /m |  | 7.722
878 | L4PV203H | Cable 2x 0,34mm² halogen-free /m |  | 1.872
878 | L4PV207H | Cable 2x 0,75mm² halogen-free /m |  | 2.574
878 | L4PV215H | Cable 2x 1,5mm² halogen-free /m |  | 4.446
878 | L4PV403H | Cable 4x 0,34mm² halogen-free /m |  | 2.574
878 | L4PV407H | Cable 4x 0,75mm² halogen-free /m |  | 3.744
878 | L4PV415H | Cable 4x 1,5mm² halogen-free /m |  | 6.552
878 | L4PV503H | Cable 5x 0,34mm² halogen-free |  | 3.276
878 | L4PV510H | Cable 5x 1,0mm² halogen-free /m |  | 6.084
879 | L4H5210 | H05RN-F Cable 2-wire 2x 1,0mm² /m |  | 3.51
879 | L4H7215 | H07RN-F Cable 2-wire 2x 1,5mm² /m |  | 4.914
879 | L4H7225 | H07RN-F Cable 2-wire 2x 2,5mm² /m |  | 7.02
879 | L4H7240 | H07RN-F Cable 2-wire 2x 4,0mm² /m |  | 9.594
879 | L4PU000 | HYBRID Cable 2x 1,0mm²+2x 0,22mm²+Shield /m |  | 17.55
879 | L4HT207 | Silicon cable 2x 0,75mm² High Temperature /m |  | 9.126
879 | L4HT210 | Silicon cable 2x 1,00mm² High Temperature /m |  | 11.7
879 | L4HTF205 | Silicon cable 2x 0,75mm² High Temperature /m |  | 6.201
880 | L539411 | Ribbon Cable 4-wire, 4x 0,34mm² /m |  | 5.85
880 | L539411UL | ribbon cable 4-adrig, 4x 0,34mm² UL /m |  | 8.19
880 | L539412 | Ribbon Cable 5-wire, 5x 0,34mm² /m |  | 8.19
880 | L539412UL | ribbon cable 5-adrig, 5x 0,34mm² UL /m |  | 10.53
880 | L539413 | Ribbon Cable 6-wire, 6x 0,34mm² /m |  | 9.36
880 | L539413UL | ribbon cable 6-adrig, 6x 0,34mm² UL /m |  | 12.87
880 | L539421 | Ribbon Cable 2-wire, 2x 0,34mm² /m |  | 2.925
880 | L539421UL | ribbon cable 2-wires, 2x 0,34mm² UL /m |  | 4.68
880 | L539431 | Ribbon Cable 2-wire, 2x 2,0mm² /m |  | 5.85
880 | L539431UL | ribbon cable 2-adrig, 2x 2,0mm² UL /m |  | 8.19
880 | L539441 | Ribbon Cable 2-wire, 2x 0,75mm /m |  | 1.521
881 | L5393 | QUICK CONNECTOR 4-PIN |  | 29.25
882 | L539401 | simple push botton termination 2-PIN |  | 4.212
882 | L539401U | WAGO through connector with lever 221 |  | 1.404
882 | L539402U | WAGO connection terminal 2-wire 221 |  | 0.936
882 | L539403U | WAGO connection terminal 3-wire 221 |  | 1.17
882 | L539405U | WAGO connection terminal 5-wire 221 |  | 2.106
883 | L539406 | distribution box - connected in series |  | 4.212
883 | L539406P | distribution box - parallel connection |  | 4.446
884 | LSP1004 | fuse holder 5 x 20mm (max. 10A) |  | 11.466
884 | LSP1010 | Fuse 10A |  | 2.34
884 | LSP1018 | Fuse 8A |  | 2.34
884 | LSP1004D | fuse holder DIN RAIL (max. 6,3A) |  | 21.996
884 | LSP1012 | Fuse 2A |  | 2.34
884 | LSP1014 | Fuse 4A |  | 2.34
884 | LSP1016 | Fuse 6,3A |  | 2.34
885 | L5PM010 | PROLED MINI EXTENSIONS CABEL MONO 100cm |  | 9.75
885 | L5PM020 | PROLED MINI EXTENSIONS CABEL MONO 200cm |  | 12.285
885 | L5PM050 | PROLED MINI EXTENSIONS CABEL MONO 500cm |  | 19.5
885 | L5PMA05F | PROLED MINI cabel MONO female 50cm |  | 5.85
885 | L5PMA10F | PROLED MINI cabel MONO female 100cm |  | 7.02
885 | L5PMA10M | PROLED MINI cabel MONO male 100cm |  | 6.045
885 | L5PMA20F | PROLED MINI cabel MONO female 200cm |  | 9.555
885 | L5PMA20M | PROLED MINI cabel MONO male 200cm |  | 8.58
885 | L5PMREC | PROLED MINI BULID-IN SOCKET |  | 5.85
885 | L5PMS00 | PROLED MINI SPLITTER 2 MONO |  | 12.285
885 | L5PMS02 | PROLED MINI SPLITTER 2 MONO 200cm |  | 14.235
885 | L5PMS06 | PROLED MINI SPLITTER 6 MONO 200cm |  | 25.545
886 | L5PR010 | PROLED MINI EXTENSIONS CABEL RGB 100cm |  | 11.7
886 | L5PR020 | PROLED MINI EXTENSIONS CABEL RGB 200cm |  | 14.235
886 | L5PR050 | PROLED MINI EXTENSIONS CABEL RGB 500cm |  | 21.45
886 | L5PRA10F | PROLED MINI cabel RGB female 100cm |  | 7.41
886 | L5PRA10M | PROLED MINI cabel RGB male 100cm |  | 7.41
886 | L5PRA20F | PROLED MINI cabel RGB female 200cm |  | 9.75
886 | L5PRA20M | PROLED MINI cabel RGB male 200cm |  | 9.75
886 | L5PRS06 | PROLED MINI SPLITTER 6 RGB 200cm |  | 20.085
887 | L7CAB110 | PROLED Kabel MONO D EXTENSION 1m |  | 10.725
887 | L7CAB120 | PROLED Kabel MONO D EXTENSION 2m |  | 17.16
887 | L7CAB191F | PROLED Kabel MONO D OW FEMALE |  | 8.58
887 | L7CAB191M | PROLED Kabel MONO D OW MALE |  | 8.58
888 | L5310WE | PROLED EXTENSIONS CABEL RGB IP68 WE - 100cm |  | 54.6
888 | L5320WE | PROLED EXTENSIONS CABEL RGB IP68 WE - 200cm |  | 66.3
888 | L5350WE | PROLED EXTENSIONS CABEL RGB IP68 WE - 500cm |  | 115.05
888 | L5391WE | PROLED cabel RGB IP68 WE female |  | 46.8
888 | L5392WE | PROLED cabel RGB IP68 WE male |  | 46.8
888 | L5410WE | PROLED EXTENSIONS CABEL MONO IP68 WE - 100cm |  | 48.75
888 | L5420WE | PROLED EXTENSIONS CABEL MONO IP68 WE - 200cm |  | 60.45
888 | L5450WE | PROLED EXTENSIONS CABEL MONO IP68 WE - 500cm |  | 109.2
888 | L5491WE | PROLED cabel MONO IP68 WE female |  | 42.9
888 | L5492WE | PROLED cabel MONO IP68 WE male |  | 42.9
888 | L57010WE | PROLED EXTENSIONS CABEL RGBW/RGBA IP68 WE-100cm |  | 54.6
888 | L57020WE | PROLED EXTENSIONS CABEL RGBW/RGBA IP68 WE-200cm |  | 66.3
888 | L57050WE | PROLED EXTENSIONS CABEL RGBW/RGBA IP68 WE-500cm |  | 115.05
888 | L57091WE | PROLED cabel RGBW/RGBA IP68 WE female |  | 46.8
888 | L57092WE | PROLED cabel RGBW/RGBA IP68 WE male |  | 46.8
888 | L5300WE | PROLED Junction Box RGB IP67 WE |  | 134.55
888 | L5400WE | PROLED Junction Box MONO IP67 WE |  | 134.55
889 | L5300FWE | PROLED connector 4-POL RGB IP68 WE female |  | 17.16
889 | L5300MWE | PROLED connector 4-POL RGB IP68 WE male |  | 17.16
889 | L530RFWE | PROLED RECEPTACLE-POL WE IP68 female |  | 17.16
889 | L530XFWE | PROLED connector 2+3 POL IP68 WE female |  | 19.5
889 | L530XMWE | PROLED connector 2+3 POL IP68 WE male |  | 19.5
889 | L5400FWE | PROLED connector 2-POL MONO IP68 WE female |  | 17.16
889 | L5400MWE | PROLED connector 2-POL MONO IP68 WE male |  | 17.16
889 | L540AFWE | PROLED ABDECKKAP cap for receptacle WE IP69 |  | 2.535
889 | L540RFWE | PROLED RECEPTACLE 2-POL WE IP68 femal |  | 17.16
889 | L5700FWE | PROLED connector 7-POL IP68 WE female |  | 19.5
889 | L5700MWE | PROLED connector 7-POL IP68 WE male |  | 19.5
889 | L570RFWE | PROLED RECEPTACLE 7-POL WE IP68 female |  | 19.5
890 | L539310 | IP68 CONNECTOR 4-PIN LINEAR |  | 52.65
890 | L539314 | IP68 CONNECTOR 4-PIN 4-WAY |  | 102.492
890 | L53931E | IP68 Closure Cap |  | 3.042
890 | L53931W | IP68 CONNECTOR SPECIAL TOOL |  | 4.446
891 | L539320 | GEL JUNCTION TUBE IP68 |  | 46.8
892 | L5393L2 | PROLED GEL JUNCTION BOX LINEAR 2 |  | 18.72
892 | L5393L3 | PROLED GEL JUNCTION BOX LINEAR 3 |  | 28.08
892 | L5393T3 | PROLED GEL JUNCTION BOX T |  | 51.48
893 | L539330 | GEL MINIBOX IPX8 SIZE A |  | 10.53
893 | L539331 | GEL MINIBOX IPX8 SIZE B |  | 14.04
893 | L539335 | GEL MINIBOX IPX8 SIZE C 221 |  | 17.55
894 | L400000 | DMX Cable per Meter |  | 6.084
894 | L400005 | DMX Cable 0,5m with XLR 5-PIN M/F |  | 14.742
894 | L400010 | DMX Cable 1,0m with XLR 5-PIN M/F |  | 18.954
894 | L400015 | DMX Cable 1,5m with XLR 5-PIN M/F |  | 21.996
894 | L400030 | DMX Cable 3,0m with XLR 5-PIN M/F |  | 26.442
894 | L400050 | DMX Cable 5,0m with XLR 5-PIN M/F |  | 32.292
894 | L400100 | DMX Cable 10,0m with XLR 5-PIN M/F |  | 58.5
894 | L400200 | DMX Cable 20,0m with XLR 5-PIN M/F |  | 111.384
894 | L401005 | DMX XLR cable connector |  | 29.484
894 | L401001 | PROLED XLR 5-Pin Connector female |  | 11.232
894 | L401002 | PROLED XLR 5-Pin Connector male |  | 11.232
894 | L401003 | DMX End Connector |  | 21.996
894 | L401004 | DMX Terminating Resistor |  | 2.106
894 | L401006 | PROLED XLR 3-Pol Stecker male |  | 9.243
895 | L53101 | PROTECTIVE CONTACT CONNECTION CABLE |  | 18.954
895 | L53101W | PROTECTIVE CONTACT CONNECTION CABLE WHITE |  | 18.954
895 | L53102 | EURO CONNECTING CABLE BLACK |  | 7.254
895 | L53102W | EURO CONNECTING CABLE WHITE |  | 7.254
895 | L53103S | PROTECTIVE CONTACT PLUG BLACK |  | 4.446
895 | L53103W | PROTECTIVE CONTACT PLUG WHITE |  | 4.446

## MAWA
Artikelnummer | Matchcode | Productcategorie | Omschrijving | Aanvullende informatie | Brutoprijs
MW013589 | 111er-1r-GU10-702 | 111er surface-mounted spotlight | grey metallic (DB 702), Ø 150 x 102 mm ¦ GU10 socket, light source not included |  | 253.6765
MW013590 | 111er-1r-GU10-9005 | 111er surface-mounted spotlight | black matt (RAL 9005), Ø 150 x 102 mm ¦ GU10 socket, light source not included |  | 253.6765
MW013588 | 111er-1r-GU10-9016 | 111er surface-mounted spotlight | white matt (RAL 9005), Ø 150 x 102 mm ¦ GU10 socket, light source not included |  | 253.6765
MW014420 | br1-dl-r-1000-2700-b06-ba-g-4-9016 | Berliner Ring 1 pendant light | bronze, Ø 1.000 mm, 20 x 20 mm (W x H), LED downlight 69 W ¦ 2700 K ¦ Ra > 90 ¦ canopy Ø 300 mm, white matt (RAL 9016) ¦ DALI |  | 3264.7125
MW014416 | br1-dl-r-1000-2700-b06-ba-g-4-b06 | Berliner Ring 1 pendant light | bronze, Ø 1.000 mm, 20 x 20 mm (W x H), LED downlight 69 W ¦ 2700 K ¦ Ra > 90 ¦ canopy Ø 300 mm, bronze ¦ DALI |  | 3264.7125
MW016582 | br1-dl-r-1000-2700-b06-ba-g-7-9016 | Berliner Ring 1 pendant light | bronze, Ø 1.000 mm, 20 x 20 mm (W x H), LED downlight 69 W ¦ 2700 K ¦ Ra > 90 ¦ canopy Ø 300 mm, white matt (RAL 9016) ¦ Leading edge/trailing edge |  | 3138.6562
MW016578 | br1-dl-r-1000-2700-b06-ba-g-7-b06 | Berliner Ring 1 pendant light | bronze, Ø 1.000 mm, 20 x 20 mm (W x H), LED downlight 69 W ¦ 2700 K ¦ Ra > 90 ¦ canopy Ø 300 mm, bronze ¦ Leading edge/trailing edge |  | 3138.6562
MW016698 | br1-dl-r-1000-2700-b06-ba-g-9-9016 | Berliner Ring 1 pendant light | bronze, Ø 1.000 mm, 20 x 20 mm (W x H), LED downlight 69 W ¦ 2700 K ¦ Ra > 90 ¦ canopy Ø 300 mm, white matt (RAL 9016) ¦ Bluetooth Casambi |  | 3390.75
MW016694 | br1-dl-r-1000-2700-b06-ba-g-9-b06 | Berliner Ring 1 pendant light | bronze, Ø 1.000 mm, 20 x 20 mm (W x H), LED downlight 69 W ¦ 2700 K ¦ Ra > 90 ¦ canopy Ø 300 mm, bronze ¦ Bluetooth Casambi |  | 3390.75
MW014408 | br1-dl-r-1000-2700-b06-ba-k-4-9016 | Berliner Ring 1 pendant light | bronze, Ø 1.000 mm, 20 x 20 mm (W x H), LED downlight 69 W ¦ 2700 K ¦ Ra > 90 ¦ canopy Ø 76 mm, white matt (RAL 9016) ¦ DALI |  | 2886.5625
MW014412 | br1-dl-r-1000-2700-b06-ba-k-4-b06 | Berliner Ring 1 pendant light | bronze, Ø 1.000 mm, 20 x 20 mm (W x H), LED downlight 69 W ¦ 2700 K ¦ Ra > 90 ¦ canopy Ø 76 mm, bronze ¦ DALI |  | 2886.5625
MW016570 | br1-dl-r-1000-2700-b06-ba-k-7-9016 | Berliner Ring 1 pendant light | bronze, Ø 1.000 mm, 20 x 20 mm (W x H), LED downlight 69 W ¦ 2700 K ¦ Ra > 90 ¦ canopy Ø 76 mm, white matt (RAL 9016) ¦ Leading edge/trailing edge |  | 2760.5062
MW016574 | br1-dl-r-1000-2700-b06-ba-k-7-b06 | Berliner Ring 1 pendant light | bronze, Ø 1.000 mm, 20 x 20 mm (W x H), LED downlight 69 W ¦ 2700 K ¦ Ra > 90 ¦ canopy Ø 76 mm, bronze ¦ Leading edge/trailing edge |  | 2760.5062
MW016686 | br1-dl-r-1000-2700-b06-ba-k-9-9016 | Berliner Ring 1 pendant light | bronze, Ø 1.000 mm, 20 x 20 mm (W x H), LED downlight 69 W ¦ 2700 K ¦ Ra > 90 ¦ canopy Ø 76 mm, white matt (RAL 9016) ¦ Bluetooth Casambi |  | 3012.6
MW016690 | br1-dl-r-1000-2700-b06-ba-k-9-b06 | Berliner Ring 1 pendant light | bronze, Ø 1.000 mm, 20 x 20 mm (W x H), LED downlight 69 W ¦ 2700 K ¦ Ra > 90 ¦ canopy Ø 76 mm, bronze ¦ Bluetooth Casambi |  | 3012.6
MW014421 | br1-dl-r-1000-3000-b06-ba-g-4-9016 | Berliner Ring 1 pendant light | bronze, Ø 1.000 mm, 20 x 20 mm (W x H), LED downlight 69 W ¦ 3000 K ¦ Ra > 90 ¦ canopy Ø 300 mm, white matt (RAL 9016) ¦ DALI |  | 3264.7125
MW014417 | br1-dl-r-1000-3000-b06-ba-g-4-b06 | Berliner Ring 1 pendant light | bronze, Ø 1.000 mm, 20 x 20 mm (W x H), LED downlight 69 W ¦ 3000 K ¦ Ra > 90 ¦ canopy Ø 300 mm, bronze ¦ DALI |  | 3264.7125
MW016583 | br1-dl-r-1000-3000-b06-ba-g-7-9016 | Berliner Ring 1 pendant light | bronze, Ø 1.000 mm, 20 x 20 mm (W x H), LED downlight 69 W ¦ 3000 K ¦ Ra > 90 ¦ canopy Ø 300 mm, white matt (RAL 9016) ¦ Leading edge/trailing edge |  | 3138.6562
MW016579 | br1-dl-r-1000-3000-b06-ba-g-7-b06 | Berliner Ring 1 pendant light | bronze, Ø 1.000 mm, 20 x 20 mm (W x H), LED downlight 69 W ¦ 3000 K ¦ Ra > 90 ¦ canopy Ø 300 mm, bronze ¦ Leading edge/trailing edge |  | 3138.6562
MW016699 | br1-dl-r-1000-3000-b06-ba-g-9-9016 | Berliner Ring 1 pendant light | bronze, Ø 1.000 mm, 20 x 20 mm (W x H), LED downlight 69 W ¦ 3000 K ¦ Ra > 90 ¦ canopy Ø 300 mm, white matt (RAL 9016) ¦ Bluetooth Casambi |  | 3390.75
MW016695 | br1-dl-r-1000-3000-b06-ba-g-9-b06 | Berliner Ring 1 pendant light | bronze, Ø 1.000 mm, 20 x 20 mm (W x H), LED downlight 69 W ¦ 3000 K ¦ Ra > 90 ¦ canopy Ø 300 mm, bronze ¦ Bluetooth Casambi |  | 3390.75
MW014409 | br1-dl-r-1000-3000-b06-ba-k-4-9016 | Berliner Ring 1 pendant light | bronze, Ø 1.000 mm, 20 x 20 mm (W x H), LED downlight 69 W ¦ 3000 K ¦ Ra > 90 ¦ canopy Ø 76 mm, white matt (RAL 9016) ¦ DALI |  | 2886.5625
MW014413 | br1-dl-r-1000-3000-b06-ba-k-4-b06 | Berliner Ring 1 pendant light | bronze, Ø 1.000 mm, 20 x 20 mm (W x H), LED downlight 69 W ¦ 3000 K ¦ Ra > 90 ¦ canopy Ø 76 mm, bronze ¦ DALI |  | 2886.5625
MW016571 | br1-dl-r-1000-3000-b06-ba-k-7-9016 | Berliner Ring 1 pendant light | bronze, Ø 1.000 mm, 20 x 20 mm (W x H), LED downlight 69 W ¦ 3000 K ¦ Ra > 90 ¦ canopy Ø 76 mm, white matt (RAL 9016) ¦ Leading edge/trailing edge |  | 2760.5062
MW016575 | br1-dl-r-1000-3000-b06-ba-k-7-b06 | Berliner Ring 1 pendant light | bronze, Ø 1.000 mm, 20 x 20 mm (W x H), LED downlight 69 W ¦ 3000 K ¦ Ra > 90 ¦ canopy Ø 76 mm, bronze ¦ Leading edge/trailing edge |  | 2760.5062
MW016687 | br1-dl-r-1000-3000-b06-ba-k-9-9016 | Berliner Ring 1 pendant light | bronze, Ø 1.000 mm, 20 x 20 mm (W x H), LED downlight 69 W ¦ 3000 K ¦ Ra > 90 ¦ canopy Ø 76 mm, white matt (RAL 9016) ¦ Bluetooth Casambi |  | 3012.6
MW016691 | br1-dl-r-1000-3000-b06-ba-k-9-b06 | Berliner Ring 1 pendant light | bronze, Ø 1.000 mm, 20 x 20 mm (W x H), LED downlight 69 W ¦ 3000 K ¦ Ra > 90 ¦ canopy Ø 76 mm, bronze ¦ Bluetooth Casambi |  | 3012.6
MW014436 | br1-dl-r-1200-2700-b06-ba-g-4-9016 | Berliner Ring 1 pendant light | bronze, Ø 1.200 mm, 20 x 20 mm (W x H), LED downlight 83 W ¦ 2700 K ¦ Ra > 90 ¦ canopy Ø 300 mm, white matt (RAL 9016) ¦ DALI |  | 3595.5938
MW014432 | br1-dl-r-1200-2700-b06-ba-g-4-b06 | Berliner Ring 1 pendant light | bronze, Ø 1.200 mm, 20 x 20 mm (W x H), LED downlight 83 W ¦ 2700 K ¦ Ra > 90 ¦ canopy Ø 300 mm, bronze ¦ DALI |  | 3595.5938
MW016598 | br1-dl-r-1200-2700-b06-ba-g-7-9016 | Berliner Ring 1 pendant light | bronze, Ø 1.200 mm, 20 x 20 mm (W x H), LED downlight 83 W ¦ 2700 K ¦ Ra > 90 ¦ canopy Ø 300 mm, white matt (RAL 9016) ¦ Leading edge/trailing edge |  | 3469.5375
MW016594 | br1-dl-r-1200-2700-b06-ba-g-7-b06 | Berliner Ring 1 pendant light | bronze, Ø 1.200 mm, 20 x 20 mm (W x H), LED downlight 83 W ¦ 2700 K ¦ Ra > 90 ¦ canopy Ø 300 mm, bronze ¦ Leading edge/trailing edge |  | 3469.5375
MW016714 | br1-dl-r-1200-2700-b06-ba-g-9-9016 | Berliner Ring 1 pendant light | bronze, Ø 1.200 mm, 20 x 20 mm (W x H), LED downlight 83 W ¦ 2700 K ¦ Ra > 90 ¦ canopy Ø 300 mm, white matt (RAL 9016) ¦ Bluetooth Casambi |  | 3721.6312
MW016710 | br1-dl-r-1200-2700-b06-ba-g-9-b06 | Berliner Ring 1 pendant light | bronze, Ø 1.200 mm, 20 x 20 mm (W x H), LED downlight 83 W ¦ 2700 K ¦ Ra > 90 ¦ canopy Ø 300 mm, bronze ¦ Bluetooth Casambi |  | 3721.6312
MW014424 | br1-dl-r-1200-2700-b06-ba-k-4-9016 | Berliner Ring 1 pendant light | bronze, Ø 1.200 mm, 20 x 20 mm (W x H), LED downlight 83 W ¦ 2700 K ¦ Ra > 90 ¦ canopy Ø 76 mm, white matt (RAL 9016) ¦ DALI |  | 3217.4437
MW014428 | br1-dl-r-1200-2700-b06-ba-k-4-b06 | Berliner Ring 1 pendant light | bronze, Ø 1.200 mm, 20 x 20 mm (W x H), LED downlight 83 W ¦ 2700 K ¦ Ra > 90 ¦ canopy Ø 76 mm, bronze ¦ DALI |  | 3217.4437
MW016586 | br1-dl-r-1200-2700-b06-ba-k-7-9016 | Berliner Ring 1 pendant light | bronze, Ø 1.200 mm, 20 x 20 mm (W x H), LED downlight 83 W ¦ 2700 K ¦ Ra > 90 ¦ canopy Ø 76 mm, white matt (RAL 9016) ¦ Leading edge/trailing edge |  | 3091.3875
MW016590 | br1-dl-r-1200-2700-b06-ba-k-7-b06 | Berliner Ring 1 pendant light | bronze, Ø 1.200 mm, 20 x 20 mm (W x H), LED downlight 83 W ¦ 2700 K ¦ Ra > 90 ¦ canopy Ø 76 mm, bronze ¦ Leading edge/trailing edge |  | 3091.3875
MW016702 | br1-dl-r-1200-2700-b06-ba-k-9-9016 | Berliner Ring 1 pendant light | bronze, Ø 1.200 mm, 20 x 20 mm (W x H), LED downlight 83 W ¦ 2700 K ¦ Ra > 90 ¦ canopy Ø 76 mm, white matt (RAL 9016) ¦ Bluetooth Casambi |  | 3343.4813
MW016706 | br1-dl-r-1200-2700-b06-ba-k-9-b06 | Berliner Ring 1 pendant light | bronze, Ø 1.200 mm, 20 x 20 mm (W x H), LED downlight 83 W ¦ 2700 K ¦ Ra > 90 ¦ canopy Ø 76 mm, bronze ¦ Bluetooth Casambi |  | 3343.4813
MW014437 | br1-dl-r-1200-3000-b06-ba-g-4-9016 | Berliner Ring 1 pendant light | bronze, Ø 1.200 mm, 20 x 20 mm (W x H), LED downlight 83 W ¦ 3000 K ¦ Ra > 90 ¦ canopy Ø 300 mm, white matt (RAL 9016) ¦ DALI |  | 3595.5938
MW014433 | br1-dl-r-1200-3000-b06-ba-g-4-b06 | Berliner Ring 1 pendant light | bronze, Ø 1.200 mm, 20 x 20 mm (W x H), LED downlight 83 W ¦ 3000 K ¦ Ra > 90 ¦ canopy Ø 300 mm, bronze ¦ DALI |  | 3595.5938
MW016599 | br1-dl-r-1200-3000-b06-ba-g-7-9016 | Berliner Ring 1 pendant light | bronze, Ø 1.200 mm, 20 x 20 mm (W x H), LED downlight 83 W ¦ 3000 K ¦ Ra > 90 ¦ canopy Ø 300 mm, white matt (RAL 9016) ¦ Leading edge/trailing edge |  | 3469.5375
MW016595 | br1-dl-r-1200-3000-b06-ba-g-7-b06 | Berliner Ring 1 pendant light | bronze, Ø 1.200 mm, 20 x 20 mm (W x H), LED downlight 83 W ¦ 3000 K ¦ Ra > 90 ¦ canopy Ø 300 mm, bronze ¦ Leading edge/trailing edge |  | 3469.5375
MW016715 | br1-dl-r-1200-3000-b06-ba-g-9-9016 | Berliner Ring 1 pendant light | bronze, Ø 1.200 mm, 20 x 20 mm (W x H), LED downlight 83 W ¦ 3000 K ¦ Ra > 90 ¦ canopy Ø 300 mm, white matt (RAL 9016) ¦ Bluetooth Casambi |  | 3721.6312
MW016711 | br1-dl-r-1200-3000-b06-ba-g-9-b06 | Berliner Ring 1 pendant light | bronze, Ø 1.200 mm, 20 x 20 mm (W x H), LED downlight 83 W ¦ 3000 K ¦ Ra > 90 ¦ canopy Ø 300 mm, bronze ¦ Bluetooth Casambi |  | 3721.6312
MW014425 | br1-dl-r-1200-3000-b06-ba-k-4-9016 | Berliner Ring 1 pendant light | bronze, Ø 1.200 mm, 20 x 20 mm (W x H), LED downlight 83 W ¦ 3000 K ¦ Ra > 90 ¦ canopy Ø 76 mm, white matt (RAL 9016) ¦ DALI |  | 3217.4437
MW014429 | br1-dl-r-1200-3000-b06-ba-k-4-b06 | Berliner Ring 1 pendant light | bronze, Ø 1.200 mm, 20 x 20 mm (W x H), LED downlight 83 W ¦ 3000 K ¦ Ra > 90 ¦ canopy Ø 76 mm, bronze ¦ DALI |  | 3217.4437
MW016587 | br1-dl-r-1200-3000-b06-ba-k-7-9016 | Berliner Ring 1 pendant light | bronze, Ø 1.200 mm, 20 x 20 mm (W x H), LED downlight 83 W ¦ 3000 K ¦ Ra > 90 ¦ canopy Ø 76 mm, white matt (RAL 9016) ¦ Leading edge/trailing edge |  | 3091.3875
MW016591 | br1-dl-r-1200-3000-b06-ba-k-7-b06 | Berliner Ring 1 pendant light | bronze, Ø 1.200 mm, 20 x 20 mm (W x H), LED downlight 83 W ¦ 3000 K ¦ Ra > 90 ¦ canopy Ø 76 mm, bronze ¦ Leading edge/trailing edge |  | 3091.3875
MW016703 | br1-dl-r-1200-3000-b06-ba-k-9-9016 | Berliner Ring 1 pendant light | bronze, Ø 1.200 mm, 20 x 20 mm (W x H), LED downlight 83 W ¦ 3000 K ¦ Ra > 90 ¦ canopy Ø 76 mm, white matt (RAL 9016) ¦ Bluetooth Casambi |  | 3343.4813
MW016707 | br1-dl-r-1200-3000-b06-ba-k-9-b06 | Berliner Ring 1 pendant light | bronze, Ø 1.200 mm, 20 x 20 mm (W x H), LED downlight 83 W ¦ 3000 K ¦ Ra > 90 ¦ canopy Ø 76 mm, bronze ¦ Bluetooth Casambi |  | 3343.4813
MW014378 | br1-dl-r-600-2700-b06-ba-g-4-9016 | Berliner Ring 1 pendant light | bronze, Ø 600 mm, 20 x 20 mm (W x H), LED downlight 42 W ¦ 2700 K ¦ Ra > 90 ¦ canopy Ø 300 mm, white matt (RAL 9016) ¦ DALI |  | 2437.5
MW014372 | br1-dl-r-600-2700-b06-ba-g-4-b06 | Berliner Ring 1 pendant light | bronze, Ø 600 mm, 20 x 20 mm (W x H), LED downlight 42 W ¦ 2700 K ¦ Ra > 90 ¦ canopy Ø 300 mm, bronze ¦ DALI |  | 2437.5
MW014494 | br1-dl-r-600-2700-b06-ba-g-7-9016 | Berliner Ring 1 pendant light | bronze, Ø 600 mm, 20 x 20 mm (W x H), LED downlight 42 W ¦ 2700 K ¦ Ra > 90 ¦ canopy Ø 300 mm, white matt (RAL 9016) ¦ Leading edge/trailing edge |  | 2311.4437
MW014488 | br1-dl-r-600-2700-b06-ba-g-7-b06 | Berliner Ring 1 pendant light | bronze, Ø 600 mm, 20 x 20 mm (W x H), LED downlight 42 W ¦ 2700 K ¦ Ra > 90 ¦ canopy Ø 300 mm, bronze ¦ Leading edge/trailing edge |  | 2311.4437
MW016656 | br1-dl-r-600-2700-b06-ba-g-9-9016 | Berliner Ring 1 pendant light | bronze, Ø 600 mm, 20 x 20 mm (W x H), LED downlight 42 W ¦ 2700 K ¦ Ra > 90 ¦ canopy Ø 300 mm, white matt (RAL 9016) ¦ Bluetooth Casambi |  | 2563.5563
MW016650 | br1-dl-r-600-2700-b06-ba-g-9-b06 | Berliner Ring 1 pendant light | bronze, Ø 600 mm, 20 x 20 mm (W x H), LED downlight 42 W ¦ 2700 K ¦ Ra > 90 ¦ canopy Ø 300 mm, bronze ¦ Bluetooth Casambi |  | 2563.5563
MW014348 | br1-dl-r-600-2700-b06-ba-k-4-9016 | Berliner Ring 1 pendant light | bronze, Ø 600 mm, 20 x 20 mm (W x H), LED downlight 42 W ¦ 2700 K ¦ Ra > 90 ¦ canopy Ø 76 mm, white matt (RAL 9016) ¦ DALI |  | 2059.35
MW014354 | br1-dl-r-600-2700-b06-ba-k-4-b06 | Berliner Ring 1 pendant light | bronze, Ø 600 mm, 20 x 20 mm (W x H), LED downlight 42 W ¦ 2700 K ¦ Ra > 90 ¦ canopy Ø 76 mm, bronze ¦ DALI |  | 2059.35
MW014464 | br1-dl-r-600-2700-b06-ba-k-7-9016 | Berliner Ring 1 pendant light | bronze, Ø 600 mm, 20 x 20 mm (W x H), LED downlight 42 W ¦ 2700 K ¦ Ra > 90 ¦ canopy Ø 76 mm, white matt (RAL 9016) ¦ Leading edge/trailing edge |  | 1933.2983
MW014470 | br1-dl-r-600-2700-b06-ba-k-7-b06 | Berliner Ring 1 pendant light | bronze, Ø 600 mm, 20 x 20 mm (W x H), LED downlight 42 W ¦ 2700 K ¦ Ra > 90 ¦ canopy Ø 76 mm, bronze ¦ Leading edge/trailing edge |  | 1933.2983
MW016626 | br1-dl-r-600-2700-b06-ba-k-9-9016 | Berliner Ring 1 pendant light | bronze, Ø 600 mm, 20 x 20 mm (W x H), LED downlight 42 W ¦ 2700 K ¦ Ra > 90 ¦ canopy Ø 76 mm, white matt (RAL 9016) ¦ Bluetooth Casambi |  | 2185.4062
MW016632 | br1-dl-r-600-2700-b06-ba-k-9-b06 | Berliner Ring 1 pendant light | bronze, Ø 600 mm, 20 x 20 mm (W x H), LED downlight 42 W ¦ 2700 K ¦ Ra > 90 ¦ canopy Ø 76 mm, bronze ¦ Bluetooth Casambi |  | 2185.4062
MW014379 | br1-dl-r-600-3000-b06-ba-g-4-9016 | Berliner Ring 1 pendant light | bronze, Ø 600 mm, 20 x 20 mm (W x H), LED downlight 42 W ¦ 3000 K ¦ Ra > 90 ¦ canopy Ø 300 mm, white matt (RAL 9016) ¦ DALI |  | 2437.5
MW014373 | br1-dl-r-600-3000-b06-ba-g-4-b06 | Berliner Ring 1 pendant light | bronze, Ø 600 mm, 20 x 20 mm (W x H), LED downlight 42 W ¦ 3000 K ¦ Ra > 90 ¦ canopy Ø 300 mm, bronze ¦ DALI |  | 2437.5
MW014495 | br1-dl-r-600-3000-b06-ba-g-7-9016 | Berliner Ring 1 pendant light | bronze, Ø 600 mm, 20 x 20 mm (W x H), LED downlight 42 W ¦ 3000 K ¦ Ra > 90 ¦ canopy Ø 300 mm, white matt (RAL 9016) ¦ Leading edge/trailing edge |  | 2311.4437
MW014489 | br1-dl-r-600-3000-b06-ba-g-7-b06 | Berliner Ring 1 pendant light | bronze, Ø 600 mm, 20 x 20 mm (W x H), LED downlight 42 W ¦ 3000 K ¦ Ra > 90 ¦ canopy Ø 300 mm, bronze ¦ Leading edge/trailing edge |  | 2311.4437
MW016657 | br1-dl-r-600-3000-b06-ba-g-9-9016 | Berliner Ring 1 pendant light | bronze, Ø 600 mm, 20 x 20 mm (W x H), LED downlight 42 W ¦ 3000 K ¦ Ra > 90 ¦ canopy Ø 300 mm, white matt (RAL 9016) ¦ Bluetooth Casambi |  | 2563.5563
MW016651 | br1-dl-r-600-3000-b06-ba-g-9-b06 | Berliner Ring 1 pendant light | bronze, Ø 600 mm, 20 x 20 mm (W x H), LED downlight 42 W ¦ 3000 K ¦ Ra > 90 ¦ canopy Ø 300 mm, bronze ¦ Bluetooth Casambi |  | 2563.5563
MW014349 | br1-dl-r-600-3000-b06-ba-k-4-9016 | Berliner Ring 1 pendant light | bronze, Ø 600 mm, 20 x 20 mm (W x H), LED downlight 42 W ¦ 3000 K ¦ Ra > 90 ¦ canopy Ø 76 mm, white matt (RAL 9016) ¦ DALI |  | 2059.35
MW014355 | br1-dl-r-600-3000-b06-ba-k-4-b06 | Berliner Ring 1 pendant light | bronze, Ø 600 mm, 20 x 20 mm (W x H), LED downlight 42 W ¦ 3000 K ¦ Ra > 90 ¦ canopy Ø 76 mm, bronze ¦ DALI |  | 2059.35
MW014465 | br1-dl-r-600-3000-b06-ba-k-7-9016 | Berliner Ring 1 pendant light | bronze, Ø 600 mm, 20 x 20 mm (W x H), LED downlight 42 W ¦ 3000 K ¦ Ra > 90 ¦ canopy Ø 76 mm, white matt (RAL 9016) ¦ Leading edge/trailing edge |  | 1933.2983
MW014471 | br1-dl-r-600-3000-b06-ba-k-7-b06 | Berliner Ring 1 pendant light | bronze, Ø 600 mm, 20 x 20 mm (W x H), LED downlight 42 W ¦ 3000 K ¦ Ra > 90 ¦ canopy Ø 76 mm, bronze ¦ Leading edge/trailing edge |  | 1933.2983
MW016627 | br1-dl-r-600-3000-b06-ba-k-9-9016 | Berliner Ring 1 pendant light | bronze, Ø 600 mm, 20 x 20 mm (W x H), LED downlight 42 W ¦ 3000 K ¦ Ra > 90 ¦ canopy Ø 76 mm, white matt (RAL 9016) ¦ Bluetooth Casambi |  | 2185.4062
MW016633 | br1-dl-r-600-3000-b06-ba-k-9-b06 | Berliner Ring 1 pendant light | bronze, Ø 600 mm, 20 x 20 mm (W x H), LED downlight 42 W ¦ 3000 K ¦ Ra > 90 ¦ canopy Ø 76 mm, bronze ¦ Bluetooth Casambi |  | 2185.4062
MW014404 | br1-dl-r-800-2700-b06-ba-g-4-9016 | Berliner Ring 1 pendant light | bronze, Ø 800 mm, 20 x 20 mm (W x H), LED downlight 55 W ¦ 2700 K ¦ Ra > 90 ¦ canopy Ø 300 mm, white matt (RAL 9016 ) ¦ DALI |  | 2768.3812
MW014400 | br1-dl-r-800-2700-b06-ba-g-4-b06 | Berliner Ring 1 pendant light | bronze, Ø 800 mm, 20 x 20 mm (W x H), LED downlight 55 W ¦ 2700 K ¦ Ra > 90 ¦ canopy Ø 300 mm, bronze ¦ DALI |  | 2768.3812
MW016566 | br1-dl-r-800-2700-b06-ba-g-7-9016 | Berliner Ring 1 pendant light | bronze, Ø 800 mm, 20 x 20 mm (W x H), LED downlight 55 W ¦ 2700 K ¦ Ra > 90 ¦ canopy Ø 300 mm, white matt (RAL 9016) ¦ Leading edge/trailing edge |  | 2642.325
MW016562 | br1-dl-r-800-2700-b06-ba-g-7-b06 | Berliner Ring 1 pendant light | bronze, Ø 800 mm, 20 x 20 mm (W x H), LED downlight 55 W ¦ 2700 K ¦ Ra > 90 ¦ canopy Ø 300 mm, bronze ¦ Leading edge/trailing edge |  | 2642.325
MW016682 | br1-dl-r-800-2700-b06-ba-g-9-9016 | Berliner Ring 1 pendant light | bronze, Ø 800 mm, 20 x 20 mm (W x H), LED downlight 55 W ¦ 2700 K ¦ Ra > 90 ¦ canopy Ø 300 mm, white matt (RAL 9016 ) ¦ Bluetooth Casambi |  | 2894.4375
MW016678 | br1-dl-r-800-2700-b06-ba-g-9-b06 | Berliner Ring 1 pendant light | bronze, Ø 800 mm, 20 x 20 mm (W x H), LED downlight 55 W ¦ 2700 K ¦ Ra > 90 ¦ canopy Ø 300 mm, bronze ¦ Bluetooth Casambi |  | 2894.4375
MW014384 | br1-dl-r-800-2700-b06-ba-k-4-9016 | Berliner Ring 1 pendant light | bronze, Ø 800 mm, 20 x 20 mm (W x H), LED downlight 55 W ¦ 2700 K ¦ Ra > 90 ¦ canopy Ø 76 mm, white matt (RAL 9016) ¦ DALI |  | 2390.2312
MW014388 | br1-dl-r-800-2700-b06-ba-k-4-b06 | Berliner Ring 1 pendant light | bronze, Ø 800 mm, 20 x 20 mm (W x H), LED downlight 55 W ¦ 2700 K ¦ Ra > 90 ¦ canopy Ø 76 mm, bronze ¦ DALI |  | 2390.2312
MW016546 | br1-dl-r-800-2700-b06-ba-k-7-9016 | Berliner Ring 1 pendant light | bronze, Ø 800 mm, 20 x 20 mm (W x H), LED downlight 55 W ¦ 2700 K ¦ Ra > 90 ¦ canopy Ø 76 mm, white matt (RAL 9016) ¦ Leading edge/trailing edge |  | 2264.175
MW016550 | br1-dl-r-800-2700-b06-ba-k-7-b06 | Berliner Ring 1 pendant light | bronze, Ø 800 mm, 20 x 20 mm (W x H), LED downlight 55 W ¦ 2700 K ¦ Ra > 90 ¦ canopy Ø 76 mm, bronze ¦ Leading edge/trailing edge |  | 2264.175
MW016662 | br1-dl-r-800-2700-b06-ba-k-9-9016 | Berliner Ring 1 pendant light | bronze, Ø 800 mm, 20 x 20 mm (W x H), LED downlight 55 W ¦ 2700 K ¦ Ra > 90 ¦ canopy Ø 76 mm, white matt (RAL 9016) ¦ Bluetooth Casambi |  | 2516.2875
MW016666 | br1-dl-r-800-2700-b06-ba-k-9-b06 | Berliner Ring 1 pendant light | bronze, Ø 800 mm, 20 x 20 mm (W x H), LED downlight 55 W ¦ 2700 K ¦ Ra > 90 ¦ canopy Ø 76 mm, bronze ¦ Bluetooth Casambi |  | 2516.2875
MW014405 | br1-dl-r-800-3000-b06-ba-g-4-9016 | Berliner Ring 1 pendant light | bronze, Ø 800 mm, 20 x 20 mm (W x H), LED downlight 55 W ¦ 3000 K ¦ Ra > 90 ¦ canopy Ø 300 mm, white matt (RAL 9016 ) ¦ DALI |  | 2768.3812
MW014401 | br1-dl-r-800-3000-b06-ba-g-4-b06 | Berliner Ring 1 pendant light | bronze, Ø 800 mm, 20 x 20 mm (W x H), LED downlight 55 W ¦ 3000 K ¦ Ra > 90 ¦ canopy Ø 300 mm, bronze ¦ DALI |  | 2768.3812
MW016567 | br1-dl-r-800-3000-b06-ba-g-7-9016 | Berliner Ring 1 pendant light | bronze, Ø 800 mm, 20 x 20 mm (W x H), LED downlight 55 W ¦ 3000 K ¦ Ra > 90 ¦ canopy Ø 300 mm, white matt (RAL 9016) ¦ Leading edge/trailing edge |  | 2642.325
MW016563 | br1-dl-r-800-3000-b06-ba-g-7-b06 | Berliner Ring 1 pendant light | bronze, Ø 800 mm, 20 x 20 mm (W x H), LED downlight 55 W ¦ 3000 K ¦ Ra > 90 ¦ canopy Ø 300 mm, bronze ¦ Leading edge/trailing edge |  | 2642.325
MW016683 | br1-dl-r-800-3000-b06-ba-g-9-9016 | Berliner Ring 1 pendant light | bronze, Ø 800 mm, 20 x 20 mm (W x H), LED downlight 55 W ¦ 3000 K ¦ Ra > 90 ¦ canopy Ø 300 mm, white matt (RAL 9016 ) ¦ Bluetooth Casambi |  | 2894.4375
MW016679 | br1-dl-r-800-3000-b06-ba-g-9-b06 | Berliner Ring 1 pendant light | bronze, Ø 800 mm, 20 x 20 mm (W x H), LED downlight 55 W ¦ 3000 K ¦ Ra > 90 ¦ canopy Ø 300 mm, bronze ¦ Bluetooth Casambi |  | 2894.4375
MW014385 | br1-dl-r-800-3000-b06-ba-k-4-9016 | Berliner Ring 1 pendant light | bronze, Ø 800 mm, 20 x 20 mm (W x H), LED downlight 55 W ¦ 3000 K ¦ Ra > 90 ¦ canopy Ø 76 mm, white matt (RAL 9016) ¦ DALI |  | 2390.2312
MW014389 | br1-dl-r-800-3000-b06-ba-k-4-b06 | Berliner Ring 1 pendant light | bronze, Ø 800 mm, 20 x 20 mm (W x H), LED downlight 55 W ¦ 3000 K ¦ Ra > 90 ¦ canopy Ø 76 mm, bronze ¦ DALI |  | 2390.2312
MW016547 | br1-dl-r-800-3000-b06-ba-k-7-9016 | Berliner Ring 1 pendant light | bronze, Ø 800 mm, 20 x 20 mm (W x H), LED downlight 55 W ¦ 3000 K ¦ Ra > 90 ¦ canopy Ø 76 mm, white matt (RAL 9016) ¦ Leading edge/trailing edge |  | 2264.175
MW016551 | br1-dl-r-800-3000-b06-ba-k-7-b06 | Berliner Ring 1 pendant light | bronze, Ø 800 mm, 20 x 20 mm (W x H), LED downlight 55 W ¦ 3000 K ¦ Ra > 90 ¦ canopy Ø 76 mm, bronze ¦ Leading edge/trailing edge |  | 2264.175
MW016663 | br1-dl-r-800-3000-b06-ba-k-9-9016 | Berliner Ring 1 pendant light | bronze, Ø 800 mm, 20 x 20 mm (W x H), LED downlight 55 W ¦ 3000 K ¦ Ra > 90 ¦ canopy Ø 76 mm, white matt (RAL 9016) ¦ Bluetooth Casambi |  | 2516.2875
MW016667 | br1-dl-r-800-3000-b06-ba-k-9-b06 | Berliner Ring 1 pendant light | bronze, Ø 800 mm, 20 x 20 mm (W x H), LED downlight 55 W ¦ 3000 K ¦ Ra > 90 ¦ canopy Ø 76 mm, bronze ¦ Bluetooth Casambi |  | 2516.2875
MW016790 | br1-il-r-1000-2700-b06-ba-g-4-9016 | Berliner Ring 1 pendant light | bronze, Ø 1.000 mm, 20 x 20 mm (W x H), LED Inlight 69 W ¦ 2700 K ¦ Ra > 90 ¦ canopy Ø 300 mm, white matt (RAL 9016) ¦ DALI |  | 3264.7125
MW016786 | br1-il-r-1000-2700-b06-ba-g-4-b06 | Berliner Ring 1 pendant light | bronze, Ø 1.000 mm, 20 x 20 mm (W x H), LED Inlight 69 W ¦ 2700 K ¦ Ra > 90 ¦ canopy Ø 300 mm, bronze ¦ DALI |  | 3264.7125
MW016882 | br1-il-r-1000-2700-b06-ba-g-7-9016 | Berliner Ring 1 pendant light | bronze, Ø 1.000 mm, 20 x 20 mm (W x H), LED Inlight 69 W ¦ 2700 K ¦ Ra > 90 ¦ canopy Ø 300 mm, white matt (RAL 9016) ¦ Leading edge/trailing edge |  | 3138.6562
MW016878 | br1-il-r-1000-2700-b06-ba-g-7-b06 | Berliner Ring 1 pendant light | bronze, Ø 1.000 mm, 20 x 20 mm (W x H), LED Inlight 69 W ¦ 2700 K ¦ Ra > 90 ¦ canopy Ø 300 mm, bronze ¦ Leading edge/trailing edge |  | 3138.6562
MW016974 | br1-il-r-1000-2700-b06-ba-g-9-9016 | Berliner Ring 1 pendant light | bronze, Ø 1.000 mm, 20 x 20 mm (W x H), LED Inlight 69 W ¦ 2700 K ¦ Ra > 90 ¦ canopy Ø 300 mm, white matt (RAL 9016) ¦ Bluetooth Casambi |  | 3390.75
MW016970 | br1-il-r-1000-2700-b06-ba-g-9-b06 | Berliner Ring 1 pendant light | bronze, Ø 1.000 mm, 20 x 20 mm (W x H), LED Inlight 69 W ¦ 2700 K ¦ Ra > 90 ¦ canopy Ø 300 mm, bronze ¦ Bluetooth Casambi |  | 3390.75
MW016778 | br1-il-r-1000-2700-b06-ba-k-4-9016 | Berliner Ring 1 pendant light | bronze, Ø 1.000 mm, 20 x 20 mm (W x H), LED Inlight 69 W ¦ 2700 K ¦ Ra > 90 ¦ canopy Ø 76 mm, white matt (RAL 9016) ¦ DALI |  | 2886.5625
MW016782 | br1-il-r-1000-2700-b06-ba-k-4-b06 | Berliner Ring 1 pendant light | bronze, Ø 1.000 mm, 20 x 20 mm (W x H), LED Inlight 69 W ¦ 2700 K ¦ Ra > 90 ¦ canopy Ø 76 mm, bronze ¦ DALI |  | 2886.5625
MW016870 | br1-il-r-1000-2700-b06-ba-k-7-9016 | Berliner Ring 1 pendant light | bronze, Ø 1.000 mm, 20 x 20 mm (W x H), LED Inlight 69 W ¦ 2700 K ¦ Ra > 90 ¦ canopy Ø 76 mm, white matt (RAL 9016) ¦ Leading edge/trailing edge |  | 2760.5062
MW016874 | br1-il-r-1000-2700-b06-ba-k-7-b06 | Berliner Ring 1 pendant light | bronze, Ø 1.000 mm, 20 x 20 mm (W x H), LED Inlight 69 W ¦ 2700 K ¦ Ra > 90 ¦ canopy Ø 76 mm, bronze ¦ Leading edge/trailing edge |  | 2760.5062
MW016962 | br1-il-r-1000-2700-b06-ba-k-9-9016 | Berliner Ring 1 pendant light | bronze, Ø 1.000 mm, 20 x 20 mm (W x H), LED Inlight 69 W ¦ 2700 K ¦ Ra > 90 ¦ canopy Ø 76 mm, white matt (RAL 9016) ¦ Bluetooth Casambi |  | 3012.6
MW016966 | br1-il-r-1000-2700-b06-ba-k-9-b06 | Berliner Ring 1 pendant light | bronze, Ø 1.000 mm, 20 x 20 mm (W x H), LED Inlight 69 W ¦ 2700 K ¦ Ra > 90 ¦ canopy Ø 76 mm, bronze ¦ Bluetooth Casambi |  | 3012.6
MW016791 | br1-il-r-1000-3000-b06-ba-g-4-9016 | Berliner Ring 1 pendant light | bronze, Ø 1.000 mm, 20 x 20 mm (W x H), LED Inlight 69 W ¦ 3000 K ¦ Ra > 90 ¦ canopy Ø 300 mm, white matt (RAL 9016) ¦ DALI |  | 3264.7125
MW016787 | br1-il-r-1000-3000-b06-ba-g-4-b06 | Berliner Ring 1 pendant light | bronze, Ø 1.000 mm, 20 x 20 mm (W x H), LED Inlight 69 W ¦ 3000 K ¦ Ra > 90 ¦ canopy Ø 300 mm, bronze ¦ DALI |  | 3264.7125
MW016883 | br1-il-r-1000-3000-b06-ba-g-7-9016 | Berliner Ring 1 pendant light | bronze, Ø 1.000 mm, 20 x 20 mm (W x H), LED Inlight 69 W ¦ 3000 K ¦ Ra > 90 ¦ canopy Ø 300 mm, white matt (RAL 9016) ¦ Leading edge/trailing edge |  | 3138.6562
MW016879 | br1-il-r-1000-3000-b06-ba-g-7-b06 | Berliner Ring 1 pendant light | bronze, Ø 1.000 mm, 20 x 20 mm (W x H), LED Inlight 69 W ¦ 3000 K ¦ Ra > 90 ¦ canopy Ø 300 mm, bronze ¦ Leading edge/trailing edge |  | 3138.6562
MW016975 | br1-il-r-1000-3000-b06-ba-g-9-9016 | Berliner Ring 1 pendant light | bronze, Ø 1.000 mm, 20 x 20 mm (W x H), LED Inlight 69 W ¦ 3000 K ¦ Ra > 90 ¦ canopy Ø 300 mm, white matt (RAL 9016) ¦ Bluetooth Casambi |  | 3390.75
MW016971 | br1-il-r-1000-3000-b06-ba-g-9-b06 | Berliner Ring 1 pendant light | bronze, Ø 1.000 mm, 20 x 20 mm (W x H), LED Inlight 69 W ¦ 3000 K ¦ Ra > 90 ¦ canopy Ø 300 mm, bronze ¦ Bluetooth Casambi |  | 3390.75
MW016779 | br1-il-r-1000-3000-b06-ba-k-4-9016 | Berliner Ring 1 pendant light | bronze, Ø 1.000 mm, 20 x 20 mm (W x H), LED Inlight 69 W ¦ 3000 K ¦ Ra > 90 ¦ canopy Ø 76 mm, white matt (RAL 9016) ¦ DALI |  | 2886.5625
MW016783 | br1-il-r-1000-3000-b06-ba-k-4-b06 | Berliner Ring 1 pendant light | bronze, Ø 1.000 mm, 20 x 20 mm (W x H), LED Inlight 69 W ¦ 3000 K ¦ Ra > 90 ¦ canopy Ø 76 mm, bronze ¦ DALI |  | 2886.5625
MW016871 | br1-il-r-1000-3000-b06-ba-k-7-9016 | Berliner Ring 1 pendant light | bronze, Ø 1.000 mm, 20 x 20 mm (W x H), LED Inlight 69 W ¦ 3000 K ¦ Ra > 90 ¦ canopy Ø 76 mm, white matt (RAL 9016) ¦ Leading edge/trailing edge |  | 2760.5062
MW016875 | br1-il-r-1000-3000-b06-ba-k-7-b06 | Berliner Ring 1 pendant light | bronze, Ø 1.000 mm, 20 x 20 mm (W x H), LED Inlight 69 W ¦ 3000 K ¦ Ra > 90 ¦ canopy Ø 76 mm, bronze ¦ Leading edge/trailing edge |  | 2760.5062
MW016963 | br1-il-r-1000-3000-b06-ba-k-9-9016 | Berliner Ring 1 pendant light | bronze, Ø 1.000 mm, 20 x 20 mm (W x H), LED Inlight 69 W ¦ 3000 K ¦ Ra > 90 ¦ canopy Ø 76 mm, white matt (RAL 9016) ¦ Bluetooth Casambi |  | 3012.6
MW016967 | br1-il-r-1000-3000-b06-ba-k-9-b06 | Berliner Ring 1 pendant light | bronze, Ø 1.000 mm, 20 x 20 mm (W x H), LED Inlight 69 W ¦ 3000 K ¦ Ra > 90 ¦ canopy Ø 76 mm, bronze ¦ Bluetooth Casambi |  | 3012.6
MW016806 | br1-il-r-1200-2700-b06-ba-g-4-9016 | Berliner Ring 1 pendant light | bronze, Ø 1.200 mm, 20 x 20 mm (W x H), LED Inlight 83 W ¦ 2700 K ¦ Ra > 90 ¦ canopy Ø 300 mm, white matt (RAL 9016) ¦ DALI |  | 3595.5938
MW016802 | br1-il-r-1200-2700-b06-ba-g-4-b06 | Berliner Ring 1 pendant light | bronze, Ø 1.200 mm, 20 x 20 mm (W x H), LED Inlight 83 W ¦ 2700 K ¦ Ra > 90 ¦ canopy Ø 300 mm, bronze ¦ DALI |  | 3595.5938
MW016898 | br1-il-r-1200-2700-b06-ba-g-7-9016 | Berliner Ring 1 pendant light | bronze, Ø 1.200 mm, 20 x 20 mm (W x H), LED Inlight 83 W ¦ 2700 K ¦ Ra > 90 ¦ canopy Ø 300 mm, white matt (RAL 9016) ¦ Leading edge/trailing edge |  | 3469.5375
MW016894 | br1-il-r-1200-2700-b06-ba-g-7-b06 | Berliner Ring 1 pendant light | bronze, Ø 1.200 mm, 20 x 20 mm (W x H), LED Inlight 83 W ¦ 2700 K ¦ Ra > 90 ¦ canopy Ø 300 mm, bronze ¦ Leading edge/trailing edge |  | 3469.5375
MW016990 | br1-il-r-1200-2700-b06-ba-g-9-9016 | Berliner Ring 1 pendant light | bronze, Ø 1.200 mm, 20 x 20 mm (W x H), LED Inlight 83 W ¦ 2700 K ¦ Ra > 90 ¦ canopy Ø 300 mm, white matt (RAL 9016) ¦ Bluetooth Casambi |  | 3721.6312
MW016986 | br1-il-r-1200-2700-b06-ba-g-9-b06 | Berliner Ring 1 pendant light | bronze, Ø 1.200 mm, 20 x 20 mm (W x H), LED Inlight 83 W ¦ 2700 K ¦ Ra > 90 ¦ canopy Ø 300 mm, bronze ¦ Bluetooth Casambi |  | 3721.6312
MW016794 | br1-il-r-1200-2700-b06-ba-k-4-9016 | Berliner Ring 1 pendant light | bronze, Ø 1.200 mm, 20 x 20 mm (W x H), LED Inlight 83 W ¦ 2700 K ¦ Ra > 90 ¦ canopy Ø 76 mm, white matt (RAL 9016) ¦ DALI |  | 3217.4437
MW016798 | br1-il-r-1200-2700-b06-ba-k-4-b06 | Berliner Ring 1 pendant light | bronze, Ø 1.200 mm, 20 x 20 mm (W x H), LED Inlight 83 W ¦ 2700 K ¦ Ra > 90 ¦ canopy Ø 76 mm, bronze ¦ DALI |  | 3217.4437
MW016886 | br1-il-r-1200-2700-b06-ba-k-7-9016 | Berliner Ring 1 pendant light | bronze, Ø 1.200 mm, 20 x 20 mm (W x H), LED Inlight 83 W ¦ 2700 K ¦ Ra > 90 ¦ canopy Ø 76 mm, white matt (RAL 9016) ¦ Leading edge/trailing edge |  | 3091.3875
MW016890 | br1-il-r-1200-2700-b06-ba-k-7-b06 | Berliner Ring 1 pendant light | bronze, Ø 1.200 mm, 20 x 20 mm (W x H), LED Inlight 83 W ¦ 2700 K ¦ Ra > 90 ¦ canopy Ø 76 mm, bronze ¦ Leading edge/trailing edge |  | 3091.3875
MW016978 | br1-il-r-1200-2700-b06-ba-k-9-9016 | Berliner Ring 1 pendant light | bronze, Ø 1.200 mm, 20 x 20 mm (W x H), LED Inlight 83 W ¦ 2700 K ¦ Ra > 90 ¦ canopy Ø 76 mm, white matt (RAL 9016) ¦ Bluetooth Casambi |  | 3343.4813
MW016982 | br1-il-r-1200-2700-b06-ba-k-9-b06 | Berliner Ring 1 pendant light | bronze, Ø 1.200 mm, 20 x 20 mm (W x H), LED Inlight 83 W ¦ 2700 K ¦ Ra > 90 ¦ canopy Ø 76 mm, bronze ¦ Bluetooth Casambi |  | 3343.4813
MW016807 | br1-il-r-1200-3000-b06-ba-g-4-9016 | Berliner Ring 1 pendant light | bronze, Ø 1.200 mm, 20 x 20 mm (W x H), LED Inlight 83 W ¦ 3000 K ¦ Ra > 90 ¦ canopy Ø 300 mm, white matt (RAL 9016) ¦ DALI |  | 3595.5938
MW016803 | br1-il-r-1200-3000-b06-ba-g-4-b06 | Berliner Ring 1 pendant light | bronze, Ø 1.200 mm, 20 x 20 mm (W x H), LED Inlight 83 W ¦ 3000 K ¦ Ra > 90 ¦ canopy Ø 300 mm, bronze ¦ DALI |  | 3595.5938
MW016899 | br1-il-r-1200-3000-b06-ba-g-7-9016 | Berliner Ring 1 pendant light | bronze, Ø 1.200 mm, 20 x 20 mm (W x H), LED Inlight 83 W ¦ 3000 K ¦ Ra > 90 ¦ canopy Ø 300 mm, white matt (RAL 9016) ¦ Leading edge/trailing edge |  | 3469.5375
MW016895 | br1-il-r-1200-3000-b06-ba-g-7-b06 | Berliner Ring 1 pendant light | bronze, Ø 1.200 mm, 20 x 20 mm (W x H), LED Inlight 83 W ¦ 3000 K ¦ Ra > 90 ¦ canopy Ø 300 mm, bronze ¦ Leading edge/trailing edge |  | 3469.5375
MW016991 | br1-il-r-1200-3000-b06-ba-g-9-9016 | Berliner Ring 1 pendant light | bronze, Ø 1.200 mm, 20 x 20 mm (W x H), LED Inlight 83 W ¦ 3000 K ¦ Ra > 90 ¦ canopy Ø 300 mm, white matt (RAL 9016) ¦ Bluetooth Casambi |  | 3721.6312
MW016987 | br1-il-r-1200-3000-b06-ba-g-9-b06 | Berliner Ring 1 pendant light | bronze, Ø 1.200 mm, 20 x 20 mm (W x H), LED Inlight 83 W ¦ 3000 K ¦ Ra > 90 ¦ canopy Ø 300 mm, bronze ¦ Bluetooth Casambi |  | 3721.6312
MW016795 | br1-il-r-1200-3000-b06-ba-k-4-9016 | Berliner Ring 1 pendant light | bronze, Ø 1.200 mm, 20 x 20 mm (W x H), LED Inlight 83 W ¦ 3000 K ¦ Ra > 90 ¦ canopy Ø 76 mm, white matt (RAL 9016) ¦ DALI |  | 3217.4437
MW016799 | br1-il-r-1200-3000-b06-ba-k-4-b06 | Berliner Ring 1 pendant light | bronze, Ø 1.200 mm, 20 x 20 mm (W x H), LED Inlight 83 W ¦ 3000 K ¦ Ra > 90 ¦ canopy Ø 76 mm, bronze ¦ DALI |  | 3217.4437
MW016887 | br1-il-r-1200-3000-b06-ba-k-7-9016 | Berliner Ring 1 pendant light | bronze, Ø 1.200 mm, 20 x 20 mm (W x H), LED Inlight 83 W ¦ 3000 K ¦ Ra > 90 ¦ canopy Ø 76 mm, white matt (RAL 9016) ¦ Leading edge/trailing edge |  | 3091.3875
MW016891 | br1-il-r-1200-3000-b06-ba-k-7-b06 | Berliner Ring 1 pendant light | bronze, Ø 1.200 mm, 20 x 20 mm (W x H), LED Inlight 83 W ¦ 3000 K ¦ Ra > 90 ¦ canopy Ø 76 mm, bronze ¦ Leading edge/trailing edge |  | 3091.3875
MW016979 | br1-il-r-1200-3000-b06-ba-k-9-9016 | Berliner Ring 1 pendant light | bronze, Ø 1.200 mm, 20 x 20 mm (W x H), LED Inlight 83 W ¦ 3000 K ¦ Ra > 90 ¦ canopy Ø 76 mm, white matt (RAL 9016) ¦ Bluetooth Casambi |  | 3343.4813
MW016983 | br1-il-r-1200-3000-b06-ba-k-9-b06 | Berliner Ring 1 pendant light | bronze, Ø 1.200 mm, 20 x 20 mm (W x H), LED Inlight 83 W ¦ 3000 K ¦ Ra > 90 ¦ canopy Ø 76 mm, bronze ¦ Bluetooth Casambi |  | 3343.4813
MW016748 | br1-il-r-600-2700-b06-ba-g-4-9016 | Berliner Ring 1 pendant light | bronze, Ø 600 mm, 20 x 20 mm (W x H), LED Inlight 42 W ¦ 2700 K ¦ Ra > 90 ¦ canopy Ø 300 mm, white matt (RAL 9016) ¦ DALI |  | 2437.5
MW016742 | br1-il-r-600-2700-b06-ba-g-4-b06 | Berliner Ring 1 pendant light | bronze, Ø 600 mm, 20 x 20 mm (W x H), LED Inlight 42 W ¦ 2700 K ¦ Ra > 90 ¦ canopy Ø 300 mm, bronze ¦ DALI |  | 2437.5
MW016840 | br1-il-r-600-2700-b06-ba-g-7-9016 | Berliner Ring 1 pendant light | bronze, Ø 600 mm, 20 x 20 mm (W x H), LED Inlight 42 W ¦ 2700 K ¦ Ra > 90 ¦ canopy Ø 300 mm, white matt (RAL 9016) ¦ Leading edge/trailing edge |  | 2311.4437
MW016834 | br1-il-r-600-2700-b06-ba-g-7-b06 | Berliner Ring 1 pendant light | bronze, Ø 600 mm, 20 x 20 mm (W x H), LED Inlight 42 W ¦ 2700 K ¦ Ra > 90 ¦ canopy Ø 300 mm, bronze ¦ Leading edge/trailing edge |  | 2311.4437
MW016932 | br1-il-r-600-2700-b06-ba-g-9-9016 | Berliner Ring 1 pendant light | bronze, Ø 600 mm, 20 x 20 mm (W x H), LED Inlight 42 W ¦ 2700 K ¦ Ra > 90 ¦ canopy Ø 300 mm, white matt (RAL 9016) ¦ Bluetooth Casambi |  | 2563.5563
MW016926 | br1-il-r-600-2700-b06-ba-g-9-b06 | Berliner Ring 1 pendant light | bronze, Ø 600 mm, 20 x 20 mm (W x H), LED Inlight 42 W ¦ 2700 K ¦ Ra > 90 ¦ canopy Ø 300 mm, bronze ¦ Bluetooth Casambi |  | 2563.5563
MW016718 | br1-il-r-600-2700-b06-ba-k-4-9016 | Berliner Ring 1 pendant light | bronze, Ø 600 mm, 20 x 20 mm (W x H), LED Inlight 42 W ¦ 2700 K ¦ Ra > 90 ¦ canopy Ø 76 mm, white matt (RAL 9016) ¦ DALI |  | 2059.35
MW016724 | br1-il-r-600-2700-b06-ba-k-4-b06 | Berliner Ring 1 pendant light | bronze, Ø 600 mm, 20 x 20 mm (W x H), LED Inlight 42 W ¦ 2700 K ¦ Ra > 90 ¦ canopy Ø 76 mm, bronze ¦ DALI |  | 2059.35
MW016810 | br1-il-r-600-2700-b06-ba-k-7-9016 | Berliner Ring 1 pendant light | bronze, Ø 600 mm, 20 x 20 mm (W x H), LED Inlight 42 W ¦ 2700 K ¦ Ra > 90 ¦ canopy Ø 76 mm, white matt (RAL 9016) ¦ Leading edge/trailing edge |  | 1933.2983
MW016816 | br1-il-r-600-2700-b06-ba-k-7-b06 | Berliner Ring 1 pendant light | bronze, Ø 600 mm, 20 x 20 mm (W x H), LED Inlight 42 W ¦ 2700 K ¦ Ra > 90 ¦ canopy Ø 76 mm, bronze ¦ Leading edge/trailing edge |  | 1933.2983
MW016902 | br1-il-r-600-2700-b06-ba-k-9-9016 | Berliner Ring 1 pendant light | bronze, Ø 600 mm, 20 x 20 mm (W x H), LED Inlight 42 W ¦ 2700 K ¦ Ra > 90 ¦ canopy Ø 76 mm, white matt (RAL 9016) ¦ Bluetooth Casambi |  | 2185.4062
MW016908 | br1-il-r-600-2700-b06-ba-k-9-b06 | Berliner Ring 1 pendant light | bronze, Ø 600 mm, 20 x 20 mm (W x H), LED Inlight 42 W ¦ 2700 K ¦ Ra > 90 ¦ canopy Ø 76 mm, bronze ¦ Bluetooth Casambi |  | 2185.4062
MW016749 | br1-il-r-600-3000-b06-ba-g-4-9016 | Berliner Ring 1 pendant light | bronze, Ø 600 mm, 20 x 20 mm (W x H), LED Inlight 42 W ¦ 3000 K ¦ Ra > 90 ¦ canopy Ø 300 mm, white matt (RAL 9016) ¦ DALI |  | 2437.5
MW016743 | br1-il-r-600-3000-b06-ba-g-4-b06 | Berliner Ring 1 pendant light | bronze, Ø 600 mm, 20 x 20 mm (W x H), LED Inlight 42 W ¦ 3000 K ¦ Ra > 90 ¦ canopy Ø 300 mm, bronze ¦ DALI |  | 2437.5
MW016841 | br1-il-r-600-3000-b06-ba-g-7-9016 | Berliner Ring 1 pendant light | bronze, Ø 600 mm, 20 x 20 mm (W x H), LED Inlight 42 W ¦ 3000 K ¦ Ra > 90 ¦ canopy Ø 300 mm, white matt (RAL 9016) ¦ Leading edge/trailing edge |  | 2311.4437
MW016835 | br1-il-r-600-3000-b06-ba-g-7-b06 | Berliner Ring 1 pendant light | bronze, Ø 600 mm, 20 x 20 mm (W x H), LED Inlight 42 W ¦ 3000 K ¦ Ra > 90 ¦ canopy Ø 300 mm, bronze ¦ Leading edge/trailing edge |  | 2311.4437
MW016933 | br1-il-r-600-3000-b06-ba-g-9-9016 | Berliner Ring 1 pendant light | bronze, Ø 600 mm, 20 x 20 mm (W x H), LED Inlight 42 W ¦ 3000 K ¦ Ra > 90 ¦ canopy Ø 300 mm, white matt (RAL 9016) ¦ Bluetooth Casambi |  | 2563.5563
MW016927 | br1-il-r-600-3000-b06-ba-g-9-b06 | Berliner Ring 1 pendant light | bronze, Ø 600 mm, 20 x 20 mm (W x H), LED Inlight 42 W ¦ 3000 K ¦ Ra > 90 ¦ canopy Ø 300 mm, bronze ¦ Bluetooth Casambi |  | 2563.5563
MW016719 | br1-il-r-600-3000-b06-ba-k-4-9016 | Berliner Ring 1 pendant light | bronze, Ø 600 mm, 20 x 20 mm (W x H), LED Inlight 42 W ¦ 3000 K ¦ Ra > 90 ¦ canopy Ø 76 mm, white matt (RAL 9016) ¦ DALI |  | 2059.35
MW016725 | br1-il-r-600-3000-b06-ba-k-4-b06 | Berliner Ring 1 pendant light | bronze, Ø 600 mm, 20 x 20 mm (W x H), LED Inlight 42 W ¦ 3000 K ¦ Ra > 90 ¦ canopy Ø 76 mm, bronze ¦ DALI |  | 2059.35
MW016811 | br1-il-r-600-3000-b06-ba-k-7-9016 | Berliner Ring 1 pendant light | bronze, Ø 600 mm, 20 x 20 mm (W x H), LED Inlight 42 W ¦ 3000 K ¦ Ra > 90 ¦ canopy Ø 76 mm, white matt (RAL 9016) ¦ Leading edge/trailing edge |  | 1933.2983
MW016817 | br1-il-r-600-3000-b06-ba-k-7-b06 | Berliner Ring 1 pendant light | bronze, Ø 600 mm, 20 x 20 mm (W x H), LED Inlight 42 W ¦ 3000 K ¦ Ra > 90 ¦ canopy Ø 76 mm, bronze ¦ Leading edge/trailing edge |  | 1933.2983
MW016903 | br1-il-r-600-3000-b06-ba-k-9-9016 | Berliner Ring 1 pendant light | bronze, Ø 600 mm, 20 x 20 mm (W x H), LED Inlight 42 W ¦ 3000 K ¦ Ra > 90 ¦ canopy Ø 76 mm, white matt (RAL 9016) ¦ Bluetooth Casambi |  | 2185.4062
MW016909 | br1-il-r-600-3000-b06-ba-k-9-b06 | Berliner Ring 1 pendant light | bronze, Ø 600 mm, 20 x 20 mm (W x H), LED Inlight 42 W ¦ 3000 K ¦ Ra > 90 ¦ canopy Ø 76 mm, bronze ¦ Bluetooth Casambi |  | 2185.4062
MW016774 | br1-il-r-800-2700-b06-ba-g-4-9016 | Berliner Ring 1 pendant light | bronze, Ø 800 mm, 20 x 20 mm (W x H), LED Inlight 55 W ¦ 2700 K ¦ Ra > 90 ¦ canopy Ø 300 mm, white matt (RAL 9016) ¦ DALI |  | 2768.3812
MW016770 | br1-il-r-800-2700-b06-ba-g-4-b06 | Berliner Ring 1 pendant light | bronze, Ø 800 mm, 20 x 20 mm (W x H), LED Inlight 55 W ¦ 2700 K ¦ Ra > 90 ¦ canopy Ø 300 mm, bronze ¦ DALI |  | 2768.3812
MW016866 | br1-il-r-800-2700-b06-ba-g-7-9016 | Berliner Ring 1 pendant light | bronze, Ø 800 mm, 20 x 20 mm (W x H), LED Inlight 55 W ¦ 2700 K ¦ Ra > 90 ¦ canopy Ø 300 mm, white matt (RAL 9016) ¦ Leading edge/trailing edge |  | 2642.325
MW016862 | br1-il-r-800-2700-b06-ba-g-7-b06 | Berliner Ring 1 pendant light | bronze, Ø 800 mm, 20 x 20 mm (W x H), LED Inlight 55 W ¦ 2700 K ¦ Ra > 90 ¦ canopy Ø 300 mm, bronze ¦ Leading edge/trailing edge |  | 2642.325
MW016958 | br1-il-r-800-2700-b06-ba-g-9-9016 | Berliner Ring 1 pendant light | bronze, Ø 800 mm, 20 x 20 mm (W x H), LED Inlight 55 W ¦ 2700 K ¦ Ra > 90 ¦ canopy Ø 300 mm, white matt (RAL 9016) ¦ Bluetooth Casambi |  | 2894.4375
MW016954 | br1-il-r-800-2700-b06-ba-g-9-b06 | Berliner Ring 1 pendant light | bronze, Ø 800 mm, 20 x 20 mm (W x H), LED Inlight 55 W ¦ 2700 K ¦ Ra > 90 ¦ canopy Ø 300 mm, bronze ¦ Bluetooth Casambi |  | 2894.4375
MW016754 | br1-il-r-800-2700-b06-ba-k-4-9016 | Berliner Ring 1 pendant light | bronze, Ø 800 mm, 20 x 20 mm (W x H), LED Inlight 55 W ¦ 2700 K ¦ Ra > 90 ¦ canopy Ø 76 mm, white matt (RAL 9016) ¦ DALI |  | 2390.2312
MW016758 | br1-il-r-800-2700-b06-ba-k-4-b06 | Berliner Ring 1 pendant light | bronze, Ø 800 mm, 20 x 20 mm (W x H), LED Inlight 55 W ¦ 2700 K ¦ Ra > 90 ¦ canopy Ø 76 mm, bronze ¦ DALI |  | 2390.2312
MW016846 | br1-il-r-800-2700-b06-ba-k-7-9016 | Berliner Ring 1 pendant light | bronze, Ø 800 mm, 20 x 20 mm (W x H), LED Inlight 55 W ¦ 2700 K ¦ Ra > 90 ¦ canopy Ø 76 mm, white matt (RAL 9016) ¦ Leading edge/trailing edge |  | 2264.175
MW016850 | br1-il-r-800-2700-b06-ba-k-7-b06 | Berliner Ring 1 pendant light | bronze, Ø 800 mm, 20 x 20 mm (W x H), LED Inlight 55 W ¦ 2700 K ¦ Ra > 90 ¦ canopy Ø 76 mm, bronze ¦ Leading edge/trailing edge |  | 2264.175
MW016938 | br1-il-r-800-2700-b06-ba-k-9-9016 | Berliner Ring 1 pendant light | bronze, Ø 800 mm, 20 x 20 mm (W x H), LED Inlight 55 W ¦ 2700 K ¦ Ra > 90 ¦ canopy Ø 76 mm, white matt (RAL 9016) ¦ Bluetooth Casambi |  | 2516.2875
MW016942 | br1-il-r-800-2700-b06-ba-k-9-b06 | Berliner Ring 1 pendant light | bronze, Ø 800 mm, 20 x 20 mm (W x H), LED Inlight 55 W ¦ 2700 K ¦ Ra > 90 ¦ canopy Ø 76 mm, bronze ¦ Bluetooth Casambi |  | 2516.2875
MW016775 | br1-il-r-800-3000-b06-ba-g-4-9016 | Berliner Ring 1 pendant light | bronze, Ø 800 mm, 20 x 20 mm (W x H), LED Inlight 55 W ¦ 3000 K ¦ Ra > 90 ¦ canopy Ø 300 mm, white matt (RAL 9016) ¦ DALI |  | 2768.3812
MW016771 | br1-il-r-800-3000-b06-ba-g-4-b06 | Berliner Ring 1 pendant light | bronze, Ø 800 mm, 20 x 20 mm (W x H), LED Inlight 55 W ¦ 3000 K ¦ Ra > 90 ¦ canopy Ø 300 mm, bronze ¦ DALI |  | 2768.3812
MW016867 | br1-il-r-800-3000-b06-ba-g-7-9016 | Berliner Ring 1 pendant light | bronze, Ø 800 mm, 20 x 20 mm (W x H), LED Inlight 55 W ¦ 3000 K ¦ Ra > 90 ¦ canopy Ø 300 mm, white matt (RAL 9016) ¦ Leading edge/trailing edge |  | 2642.325
MW016863 | br1-il-r-800-3000-b06-ba-g-7-b06 | Berliner Ring 1 pendant light | bronze, Ø 800 mm, 20 x 20 mm (W x H), LED Inlight 55 W ¦ 3000 K ¦ Ra > 90 ¦ canopy Ø 300 mm, bronze ¦ Leading edge/trailing edge |  | 2642.325
MW016959 | br1-il-r-800-3000-b06-ba-g-9-9016 | Berliner Ring 1 pendant light | bronze, Ø 800 mm, 20 x 20 mm (W x H), LED Inlight 55 W ¦ 3000 K ¦ Ra > 90 ¦ canopy Ø 300 mm, white matt (RAL 9016) ¦ Bluetooth Casambi |  | 2894.4375
MW016955 | br1-il-r-800-3000-b06-ba-g-9-b06 | Berliner Ring 1 pendant light | bronze, Ø 800 mm, 20 x 20 mm (W x H), LED Inlight 55 W ¦ 3000 K ¦ Ra > 90 ¦ canopy Ø 300 mm, bronze ¦ Bluetooth Casambi |  | 2894.4375
MW016755 | br1-il-r-800-3000-b06-ba-k-4-9016 | Berliner Ring 1 pendant light | bronze, Ø 800 mm, 20 x 20 mm (W x H), LED Inlight 55 W ¦ 3000 K ¦ Ra > 90 ¦ canopy Ø 76 mm, white matt (RAL 9016) ¦ DALI |  | 2390.2312
MW016759 | br1-il-r-800-3000-b06-ba-k-4-b06 | Berliner Ring 1 pendant light | bronze, Ø 800 mm, 20 x 20 mm (W x H), LED Inlight 55 W ¦ 3000 K ¦ Ra > 90 ¦ canopy Ø 76 mm, bronze ¦ DALI |  | 2390.2312
MW016847 | br1-il-r-800-3000-b06-ba-k-7-9016 | Berliner Ring 1 pendant light | bronze, Ø 800 mm, 20 x 20 mm (W x H), LED Inlight 55 W ¦ 3000 K ¦ Ra > 90 ¦ canopy Ø 76 mm, white matt (RAL 9016) ¦ Leading edge/trailing edge |  | 2264.175
MW016851 | br1-il-r-800-3000-b06-ba-k-7-b06 | Berliner Ring 1 pendant light | bronze, Ø 800 mm, 20 x 20 mm (W x H), LED Inlight 55 W ¦ 3000 K ¦ Ra > 90 ¦ canopy Ø 76 mm, bronze ¦ Leading edge/trailing edge |  | 2264.175
MW016939 | br1-il-r-800-3000-b06-ba-k-9-9016 | Berliner Ring 1 pendant light | bronze, Ø 800 mm, 20 x 20 mm (W x H), LED Inlight 55 W ¦ 3000 K ¦ Ra > 90 ¦ canopy Ø 76 mm, white matt (RAL 9016) ¦ Bluetooth Casambi |  | 2516.2875
MW016943 | br1-il-r-800-3000-b06-ba-k-9-b06 | Berliner Ring 1 pendant light | bronze, Ø 800 mm, 20 x 20 mm (W x H), LED Inlight 55 W ¦ 3000 K ¦ Ra > 90 ¦ canopy Ø 76 mm, bronze ¦ Bluetooth Casambi |  | 2516.2875
MW017038 | br1-ud-r-1000-2700-b06-ba-g-4-9016 | Berliner Ring 1 pendant light | bronze, Ø 1.000 mm, 20 x 43 mm (W x H), LED up- and downlight 2 x 69 W ¦ 2700 K ¦ Ra > 90 ¦ canopy Ø 300 mm, bronze ¦ DALI |  | 4711.1438
MW017034 | br1-ud-r-1000-2700-b06-ba-g-4-b06 | Berliner Ring 1 pendant light | bronze, Ø 1.000 mm, 20 x 43 mm (W x H), LED up- and downlight 2 x 69 W ¦ 2700 K ¦ Ra > 90 ¦ canopy Ø 300 mm, white matt (RAL 9016) ¦ DALI |  | 4711.1438
MW017102 | br1-ud-r-1000-2700-b06-ba-g-7-9016 | Berliner Ring 1 pendant light | bronze, Ø 1.000 mm, 20 x 43 mm (W x H), LED up- and downlight 2 x 69 W ¦ 2700 K ¦ Ra > 90 ¦ canopy Ø 300 mm, bronze ¦ Leading edge/trailing edge |  | 4459.0312
MW017098 | br1-ud-r-1000-2700-b06-ba-g-7-b06 | Berliner Ring 1 pendant light | bronze, Ø 1.000 mm, 20 x 43 mm (W x H), LED up- and downlight 2 x 69 W ¦ 2700 K ¦ Ra > 90 ¦ canopy Ø 300 mm, white matt (RAL 9016) ¦ Leading edge/trailing edge |  | 4459.0312
MW017166 | br1-ud-r-1000-2700-b06-ba-g-9-9016 | Berliner Ring 1 pendant light | bronze, Ø 1.000 mm, 20 x 43 mm (W x H), LED up- and downlight 2 x 69 W ¦ 2700 K ¦ Ra > 90 ¦ canopy Ø 300 mm, bronze ¦ Bluetooth Casambi |  | 4963.2375
MW017162 | br1-ud-r-1000-2700-b06-ba-g-9-b06 | Berliner Ring 1 pendant light | bronze, Ø 1.000 mm, 20 x 43 mm (W x H), LED up- and downlight 2 x 69 W ¦ 2700 K ¦ Ra > 90 ¦ canopy Ø 300 mm, white matt (RAL 9016) ¦ Bluetooth Casambi |  | 4963.2375
MW017026 | br1-ud-r-1000-2700-b06-ba-k-4-9016 | Berliner Ring 1 pendant light | bronze, Ø 1.000 mm, 20 x 43 mm (W x H), LED up- and downlight 2 x 69 W ¦ 2700 K ¦ Ra > 90 ¦ canopy Ø 76 mm, white matt (RAL 9016) ¦ DALI |  | 4332.975
MW017030 | br1-ud-r-1000-2700-b06-ba-k-4-b06 | Berliner Ring 1 pendant light | bronze, Ø 1.000 mm, 20 x 43 mm (W x H), LED up- and downlight 2 x 69 W ¦ 2700 K ¦ Ra > 90 ¦ canopy Ø 76 mm, bronze ¦ DALI |  | 4332.975
MW017090 | br1-ud-r-1000-2700-b06-ba-k-7-9016 | Berliner Ring 1 pendant light | bronze, Ø 1.000 mm, 20 x 43 mm (W x H), LED up- and downlight 2 x 69 W ¦ 2700 K ¦ Ra > 90 ¦ canopy Ø 76 mm, white matt (RAL 9016) ¦ Leading edge/trailing edge |  | 4080.8812
MW017094 | br1-ud-r-1000-2700-b06-ba-k-7-b06 | Berliner Ring 1 pendant light | bronze, Ø 1.000 mm, 20 x 43 mm (W x H), LED up- and downlight 2 x 69 W ¦ 2700 K ¦ Ra > 90 ¦ canopy Ø 76 mm, bronze ¦ Leading edge/trailing edge |  | 4080.8812
MW017154 | br1-ud-r-1000-2700-b06-ba-k-9-9016 | Berliner Ring 1 pendant light | bronze, Ø 1.000 mm, 20 x 43 mm (W x H), LED up- and downlight 2 x 69 W ¦ 2700 K ¦ Ra > 90 ¦ canopy Ø 76 mm, white matt (RAL 9016) ¦ Bluetooth Casambi |  | 4585.0875
MW017158 | br1-ud-r-1000-2700-b06-ba-k-9-b06 | Berliner Ring 1 pendant light | bronze, Ø 1.000 mm, 20 x 43 mm (W x H), LED up- and downlight 2 x 69 W ¦ 2700 K ¦ Ra > 90 ¦ canopy Ø 76 mm, bronze ¦ Bluetooth Casambi |  | 4585.0875
MW017039 | br1-ud-r-1000-3000-b06-ba-g-4-9016 | Berliner Ring 1 pendant light | bronze, Ø 1.000 mm, 20 x 43 mm (W x H), LED up- and downlight 2 x 69 W ¦ 3000 K ¦ Ra > 90 ¦ canopy Ø 300 mm, bronze ¦ DALI |  | 4711.1438
MW017035 | br1-ud-r-1000-3000-b06-ba-g-4-b06 | Berliner Ring 1 pendant light | bronze, Ø 1.000 mm, 20 x 43 mm (W x H), LED up- and downlight 2 x 69 W ¦ 3000 K ¦ Ra > 90 ¦ canopy Ø 300 mm, white matt (RAL 9016) ¦ DALI |  | 4711.1438
MW017103 | br1-ud-r-1000-3000-b06-ba-g-7-9016 | Berliner Ring 1 pendant light | bronze, Ø 1.000 mm, 20 x 43 mm (W x H), LED up- and downlight 2 x 69 W ¦ 3000 K ¦ Ra > 90 ¦ canopy Ø 300 mm, bronze ¦ Leading edge/trailing edge |  | 4459.0312
MW017099 | br1-ud-r-1000-3000-b06-ba-g-7-b06 | Berliner Ring 1 pendant light | bronze, Ø 1.000 mm, 20 x 43 mm (W x H), LED up- and downlight 2 x 69 W ¦ 3000 K ¦ Ra > 90 ¦ canopy Ø 300 mm, white matt (RAL 9016) ¦ Leading edge/trailing edge |  | 4459.0312
MW017167 | br1-ud-r-1000-3000-b06-ba-g-9-9016 | Berliner Ring 1 pendant light | bronze, Ø 1.000 mm, 20 x 43 mm (W x H), LED up- and downlight 2 x 69 W ¦ 3000 K ¦ Ra > 90 ¦ canopy Ø 300 mm, bronze ¦ Bluetooth Casambi |  | 4963.2375
MW017163 | br1-ud-r-1000-3000-b06-ba-g-9-b06 | Berliner Ring 1 pendant light | bronze, Ø 1.000 mm, 20 x 43 mm (W x H), LED up- and downlight 2 x 69 W ¦ 3000 K ¦ Ra > 90 ¦ canopy Ø 300 mm, white matt (RAL 9016) ¦ Bluetooth Casambi |  | 4963.2375
MW017027 | br1-ud-r-1000-3000-b06-ba-k-4-9016 | Berliner Ring 1 pendant light | bronze, Ø 1.000 mm, 20 x 43 mm (W x H), LED up- and downlight 2 x 69 W ¦ 3000 K ¦ Ra > 90 ¦ canopy Ø 76 mm, white matt (RAL 9016) ¦ DALI |  | 4332.975
MW017031 | br1-ud-r-1000-3000-b06-ba-k-4-b06 | Berliner Ring 1 pendant light | bronze, Ø 1.000 mm, 20 x 43 mm (W x H), LED up- and downlight 2 x 69 W ¦ 3000 K ¦ Ra > 90 ¦ canopy Ø 76 mm, bronze ¦ DALI |  | 4332.975
MW017091 | br1-ud-r-1000-3000-b06-ba-k-7-9016 | Berliner Ring 1 pendant light | bronze, Ø 1.000 mm, 20 x 43 mm (W x H), LED up- and downlight 2 x 69 W ¦ 3000 K ¦ Ra > 90 ¦ canopy Ø 76 mm, white matt (RAL 9016) ¦ Leading edge/trailing edge |  | 4080.8812
MW017095 | br1-ud-r-1000-3000-b06-ba-k-7-b06 | Berliner Ring 1 pendant light | bronze, Ø 1.000 mm, 20 x 43 mm (W x H), LED up- and downlight 2 x 69 W ¦ 3000 K ¦ Ra > 90 ¦ canopy Ø 76 mm, bronze ¦ Leading edge/trailing edge |  | 4080.8812
MW017155 | br1-ud-r-1000-3000-b06-ba-k-9-9016 | Berliner Ring 1 pendant light | bronze, Ø 1.000 mm, 20 x 43 mm (W x H), LED up- and downlight 2 x 69 W ¦ 3000 K ¦ Ra > 90 ¦ canopy Ø 76 mm, white matt (RAL 9016) ¦ Bluetooth Casambi |  | 4585.0875
MW017159 | br1-ud-r-1000-3000-b06-ba-k-9-b06 | Berliner Ring 1 pendant light | bronze, Ø 1.000 mm, 20 x 43 mm (W x H), LED up- and downlight 2 x 69 W ¦ 3000 K ¦ Ra > 90 ¦ canopy Ø 76 mm, bronze ¦ Bluetooth Casambi |  | 4585.0875
MW017054 | br1-ud-r-1200-2700-b06-ba-g-4-9016 | Berliner Ring 1 pendant light | bronze, Ø 1.200 mm, 20 x 43 mm (W x H), LED up- and downlight 2 x 83 W ¦ 2700 K ¦ Ra > 90 ¦ canopy Ø 300 mm, bronze ¦ DALI |  | 5207.4563
MW017050 | br1-ud-r-1200-2700-b06-ba-g-4-b06 | Berliner Ring 1 pendant light | bronze, Ø 1.200 mm, 20 x 43 mm (W x H), LED up- and downlight 2 x 83 W ¦ 2700 K ¦ Ra > 90 ¦ canopy Ø 300 mm, white matt (RAL 9016) ¦ DALI |  | 5207.4563
MW017118 | br1-ud-r-1200-2700-b06-ba-g-7-9016 | Berliner Ring 1 pendant light | bronze, Ø 1.200 mm, 20 x 43 mm (W x H), LED up- and downlight 2 x 83 W ¦ 2700 K ¦ Ra > 90 ¦ canopy Ø 300 mm, bronze ¦ Leading edge/trailing edge |  | 4955.3625
MW017114 | br1-ud-r-1200-2700-b06-ba-g-7-b06 | Berliner Ring 1 pendant light | bronze, Ø 1.200 mm, 20 x 43 mm (W x H), LED up- and downlight 2 x 83 W ¦ 2700 K ¦ Ra > 90 ¦ canopy Ø 300 mm, white matt (RAL 9016) ¦ Leading edge/trailing edge |  | 4955.3625
MW017182 | br1-ud-r-1200-2700-b06-ba-g-9-9016 | Berliner Ring 1 pendant light | bronze, Ø 1.200 mm, 20 x 43 mm (W x H), LED up- and downlight 2 x 83 W ¦ 2700 K ¦ Ra > 90 ¦ canopy Ø 300 mm, bronze ¦ Bluetooth Casambi |  | 5459.55
MW017178 | br1-ud-r-1200-2700-b06-ba-g-9-b06 | Berliner Ring 1 pendant light | bronze, Ø 1.200 mm, 20 x 43 mm (W x H), LED up- and downlight 2 x 83 W ¦ 2700 K ¦ Ra > 90 ¦ canopy Ø 300 mm, white matt (RAL 9016) ¦ Bluetooth Casambi |  | 5459.55
MW017042 | br1-ud-r-1200-2700-b06-ba-k-4-9016 | Berliner Ring 1 pendant light | bronze, Ø 1.200 mm, 20 x 43 mm (W x H), LED up- and downlight 2 x 83 W ¦ 2700 K ¦ Ra > 90 ¦ canopy Ø 76 mm, white matt (RAL 9016) ¦ DALI |  | 4829.3063
MW017046 | br1-ud-r-1200-2700-b06-ba-k-4-b06 | Berliner Ring 1 pendant light | bronze, Ø 1.200 mm, 20 x 43 mm (W x H), LED up- and downlight 2 x 83 W ¦ 2700 K ¦ Ra > 90 ¦ canopy Ø 76 mm, bronze ¦ DALI |  | 4829.3063
MW017106 | br1-ud-r-1200-2700-b06-ba-k-7-9016 | Berliner Ring 1 pendant light | bronze, Ø 1.200 mm, 20 x 43 mm (W x H), LED up- and downlight 2 x 83 W ¦ 2700 K ¦ Ra > 90 ¦ canopy Ø 76 mm, white matt (RAL 9016) ¦ Leading edge/trailing edge |  | 4577.2125
MW017110 | br1-ud-r-1200-2700-b06-ba-k-7-b06 | Berliner Ring 1 pendant light | bronze, Ø 1.200 mm, 20 x 43 mm (W x H), LED up- and downlight 2 x 83 W ¦ 2700 K ¦ Ra > 90 ¦ canopy Ø 76 mm, bronze ¦ Leading edge/trailing edge |  | 4577.2125
MW017170 | br1-ud-r-1200-2700-b06-ba-k-9-9016 | Berliner Ring 1 pendant light | bronze, Ø 1.200 mm, 20 x 43 mm (W x H), LED up- and downlight 2 x 83 W ¦ 2700 K ¦ Ra > 90 ¦ canopy Ø 76 mm, white matt (RAL 9016) ¦ Bluetooth Casambi |  | 5081.4
MW017174 | br1-ud-r-1200-2700-b06-ba-k-9-b06 | Berliner Ring 1 pendant light | bronze, Ø 1.200 mm, 20 x 43 mm (W x H), LED up- and downlight 2 x 83 W ¦ 2700 K ¦ Ra > 90 ¦ canopy Ø 76 mm, bronze ¦ Bluetooth Casambi |  | 5081.4
MW017055 | br1-ud-r-1200-3000-b06-ba-g-4-9016 | Berliner Ring 1 pendant light | bronze, Ø 1.200 mm, 20 x 43 mm (W x H), LED up- and downlight 2 x 83 W ¦ 3000 K ¦ Ra > 90 ¦ canopy Ø 300 mm, bronze ¦ DALI |  | 5207.4563
MW017051 | br1-ud-r-1200-3000-b06-ba-g-4-b06 | Berliner Ring 1 pendant light | bronze, Ø 1.200 mm, 20 x 43 mm (W x H), LED up- and downlight 2 x 83 W ¦ 3000 K ¦ Ra > 90 ¦ canopy Ø 300 mm, white matt (RAL 9016) ¦ DALI |  | 5207.4563
MW017119 | br1-ud-r-1200-3000-b06-ba-g-7-9016 | Berliner Ring 1 pendant light | bronze, Ø 1.200 mm, 20 x 43 mm (W x H), LED up- and downlight 2 x 83 W ¦ 3000 K ¦ Ra > 90 ¦ canopy Ø 300 mm, bronze ¦ Leading edge/trailing edge |  | 4955.3625
MW017115 | br1-ud-r-1200-3000-b06-ba-g-7-b06 | Berliner Ring 1 pendant light | bronze, Ø 1.200 mm, 20 x 43 mm (W x H), LED up- and downlight 2 x 83 W ¦ 3000 K ¦ Ra > 90 ¦ canopy Ø 300 mm, white matt (RAL 9016) ¦ Leading edge/trailing edge |  | 4955.3625
MW017183 | br1-ud-r-1200-3000-b06-ba-g-9-9016 | Berliner Ring 1 pendant light | bronze, Ø 1.200 mm, 20 x 43 mm (W x H), LED up- and downlight 2 x 83 W ¦ 3000 K ¦ Ra > 90 ¦ canopy Ø 300 mm, bronze ¦ Bluetooth Casambi |  | 5459.55
MW017179 | br1-ud-r-1200-3000-b06-ba-g-9-b06 | Berliner Ring 1 pendant light | bronze, Ø 1.200 mm, 20 x 43 mm (W x H), LED up- and downlight 2 x 83 W ¦ 3000 K ¦ Ra > 90 ¦ canopy Ø 300 mm, white matt (RAL 9016) ¦ Bluetooth Casambi |  | 5459.55
MW017043 | br1-ud-r-1200-3000-b06-ba-k-4-9016 | Berliner Ring 1 pendant light | bronze, Ø 1.200 mm, 20 x 43 mm (W x H), LED up- and downlight 2 x 83 W ¦ 3000 K ¦ Ra > 90 ¦ canopy Ø 76 mm, white matt (RAL 9016) ¦ DALI |  | 4829.3063
MW017047 | br1-ud-r-1200-3000-b06-ba-k-4-b06 | Berliner Ring 1 pendant light | bronze, Ø 1.200 mm, 20 x 43 mm (W x H), LED up- and downlight 2 x 83 W ¦ 3000 K ¦ Ra > 90 ¦ canopy Ø 76 mm, bronze ¦ DALI |  | 4829.3063
MW017107 | br1-ud-r-1200-3000-b06-ba-k-7-9016 | Berliner Ring 1 pendant light | bronze, Ø 1.200 mm, 20 x 43 mm (W x H), LED up- and downlight 2 x 83 W ¦ 3000 K ¦ Ra > 90 ¦ canopy Ø 76 mm, white matt (RAL 9016) ¦ Leading edge/trailing edge |  | 4577.2125
MW017111 | br1-ud-r-1200-3000-b06-ba-k-7-b06 | Berliner Ring 1 pendant light | bronze, Ø 1.200 mm, 20 x 43 mm (W x H), LED up- and downlight 2 x 83 W ¦ 3000 K ¦ Ra > 90 ¦ canopy Ø 76 mm, bronze ¦ Leading edge/trailing edge |  | 4577.2125
MW017171 | br1-ud-r-1200-3000-b06-ba-k-9-9016 | Berliner Ring 1 pendant light | bronze, Ø 1.200 mm, 20 x 43 mm (W x H), LED up- and downlight 2 x 83 W ¦ 3000 K ¦ Ra > 90 ¦ canopy Ø 76 mm, white matt (RAL 9016) ¦ Bluetooth Casambi |  | 5081.4
MW017175 | br1-ud-r-1200-3000-b06-ba-k-9-b06 | Berliner Ring 1 pendant light | bronze, Ø 1.200 mm, 20 x 43 mm (W x H), LED up- and downlight 2 x 83 W ¦ 3000 K ¦ Ra > 90 ¦ canopy Ø 76 mm, bronze ¦ Bluetooth Casambi |  | 5081.4
MW017006 | br1-ud-r-600-2700-b06-ba-g-4-9016 | Berliner Ring 1 pendant light | bronze, Ø 600 mm, 20 x 43 mm (W x H), LED up- and downlight 2 x 42 W ¦ 2700 K ¦ Ra > 90 ¦ canopy Ø 300 mm, bronze ¦ DALI |  | 3450.6303
MW017002 | br1-ud-r-600-2700-b06-ba-g-4-b06 | Berliner Ring 1 pendant light | bronze, Ø 600 mm, 20 x 43 mm (W x H), LED up- and downlight 2 x 42 W ¦ 2700 K ¦ Ra > 90 ¦ canopy Ø 300 mm, white matt (RAL 9016) ¦ DALI |  | 3450.6303
MW017070 | br1-ud-r-600-2700-b06-ba-g-7-9016 | Berliner Ring 1 pendant light | bronze, Ø 600 mm, 20 x 43 mm (W x H), LED up- and downlight 2 x 42 W ¦ 2700 K ¦ Ra > 90 ¦ canopy Ø 300 mm, bronze ¦ Leading edge/trailing edge |  | 3222.1687
MW017066 | br1-ud-r-600-2700-b06-ba-g-7-b06 | Berliner Ring 1 pendant light | bronze, Ø 600 mm, 20 x 43 mm (W x H), LED up- and downlight 2 x 42 W ¦ 2700 K ¦ Ra > 90 ¦ canopy Ø 300 mm, white matt (RAL 9016) ¦ Leading edge/trailing edge |  | 3222.1687
MW017134 | br1-ud-r-600-2700-b06-ba-g-9-9016 | Berliner Ring 1 pendant light | bronze, Ø 600 mm, 20 x 43 mm (W x H), LED up- and downlight 2 x 42 W ¦ 2700 K ¦ Ra > 90 ¦ canopy Ø 300 mm, bronze ¦ Bluetooth Casambi |  | 3726.3563
MW017130 | br1-ud-r-600-2700-b06-ba-g-9-b06 | Berliner Ring 1 pendant light | bronze, Ø 600 mm, 20 x 43 mm (W x H), LED up- and downlight 2 x 42 W ¦ 2700 K ¦ Ra > 90 ¦ canopy Ø 300 mm, white matt (RAL 9016) ¦ Bluetooth Casambi |  | 3726.3563
MW016994 | br1-ud-r-600-2700-b06-ba-k-4-9016 | Berliner Ring 1 pendant light | bronze, Ø 600 mm, 20 x 43 mm (W x H), LED up- and downlight 2 x 42 W ¦ 2700 K ¦ Ra > 90 ¦ canopy Ø 76 mm, white matt (RAL 9016) ¦ DALI |  | 3096.1125
MW016998 | br1-ud-r-600-2700-b06-ba-k-4-b06 | Berliner Ring 1 pendant light | bronze, Ø 600 mm, 20 x 43 mm (W x H), LED up- and downlight 2 x 42 W ¦ 2700 K ¦ Ra > 90 ¦ canopy Ø 76 mm, bronze ¦ DALI |  | 3096.1125
MW017058 | br1-ud-r-600-2700-b06-ba-k-7-9016 | Berliner Ring 1 pendant light | bronze, Ø 600 mm, 20 x 43 mm (W x H), LED up- and downlight 2 x 42 W ¦ 2700 K ¦ Ra > 90 ¦ canopy Ø 76 mm, white matt (RAL 9016) ¦ Leading edge/trailing edge |  | 2844.0126
MW017062 | br1-ud-r-600-2700-b06-ba-k-7-b06 | Berliner Ring 1 pendant light | bronze, Ø 600 mm, 20 x 43 mm (W x H), LED up- and downlight 2 x 42 W ¦ 2700 K ¦ Ra > 90 ¦ canopy Ø 76 mm, bronze ¦ Leading edge/trailing edge |  | 2844.0126
MW017122 | br1-ud-r-600-2700-b06-ba-k-9-9016 | Berliner Ring 1 pendant light | bronze, Ø 600 mm, 20 x 43 mm (W x H), LED up- and downlight 2 x 42 W ¦ 2700 K ¦ Ra > 90 ¦ canopy Ø 76 mm, white matt (RAL 9016) ¦ Bluetooth Casambi |  | 3348.2063
MW017126 | br1-ud-r-600-2700-b06-ba-k-9-b06 | Berliner Ring 1 pendant light | bronze, Ø 600 mm, 20 x 43 mm (W x H), LED up- and downlight 2 x 42 W ¦ 2700 K ¦ Ra > 90 ¦ canopy Ø 76 mm, bronze ¦ Bluetooth Casambi |  | 3348.2063
MW017007 | br1-ud-r-600-3000-b06-ba-g-4-9016 | Berliner Ring 1 pendant light | bronze, Ø 600 mm, 20 x 43 mm (W x H), LED up- and downlight 2 x 42 W ¦ 3000 K ¦ Ra > 90 ¦ canopy Ø 300 mm, bronze ¦ DALI |  | 3450.6303
MW017003 | br1-ud-r-600-3000-b06-ba-g-4-b06 | Berliner Ring 1 pendant light | bronze, Ø 600 mm, 20 x 43 mm (W x H), LED up- and downlight 2 x 42 W ¦ 3000 K ¦ Ra > 90 ¦ canopy Ø 300 mm, white matt (RAL 9016) ¦ DALI |  | 3450.6303
MW017071 | br1-ud-r-600-3000-b06-ba-g-7-9016 | Berliner Ring 1 pendant light | bronze, Ø 600 mm, 20 x 43 mm (W x H), LED up- and downlight 2 x 42 W ¦ 3000 K ¦ Ra > 90 ¦ canopy Ø 300 mm, bronze ¦ Leading edge/trailing edge |  | 3222.1687
MW017067 | br1-ud-r-600-3000-b06-ba-g-7-b06 | Berliner Ring 1 pendant light | bronze, Ø 600 mm, 20 x 43 mm (W x H), LED up- and downlight 2 x 42 W ¦ 3000 K ¦ Ra > 90 ¦ canopy Ø 300 mm, white matt (RAL 9016) ¦ Leading edge/trailing edge |  | 3222.1687
MW017135 | br1-ud-r-600-3000-b06-ba-g-9-9016 | Berliner Ring 1 pendant light | bronze, Ø 600 mm, 20 x 43 mm (W x H), LED up- and downlight 2 x 42 W ¦ 3000 K ¦ Ra > 90 ¦ canopy Ø 300 mm, bronze ¦ Bluetooth Casambi |  | 3726.3563
MW017131 | br1-ud-r-600-3000-b06-ba-g-9-b06 | Berliner Ring 1 pendant light | bronze, Ø 600 mm, 20 x 43 mm (W x H), LED up- and downlight 2 x 42 W ¦ 3000 K ¦ Ra > 90 ¦ canopy Ø 300 mm, white matt (RAL 9016) ¦ Bluetooth Casambi |  | 3726.3563
MW016995 | br1-ud-r-600-3000-b06-ba-k-4-9016 | Berliner Ring 1 pendant light | bronze, Ø 600 mm, 20 x 43 mm (W x H), LED up- and downlight 2 x 42 W ¦ 3000 K ¦ Ra > 90 ¦ canopy Ø 76 mm, white matt (RAL 9016) ¦ DALI |  | 3096.1125
MW016999 | br1-ud-r-600-3000-b06-ba-k-4-b06 | Berliner Ring 1 pendant light | bronze, Ø 600 mm, 20 x 43 mm (W x H), LED up- and downlight 2 x 42 W ¦ 3000 K ¦ Ra > 90 ¦ canopy Ø 76 mm, bronze ¦ DALI |  | 3096.1125
MW017059 | br1-ud-r-600-3000-b06-ba-k-7-9016 | Berliner Ring 1 pendant light | bronze, Ø 600 mm, 20 x 43 mm (W x H), LED up- and downlight 2 x 42 W ¦ 3000 K ¦ Ra > 90 ¦ canopy Ø 76 mm, white matt (RAL 9016) ¦ Leading edge/trailing edge |  | 2844.0126
MW017063 | br1-ud-r-600-3000-b06-ba-k-7-b06 | Berliner Ring 1 pendant light | bronze, Ø 600 mm, 20 x 43 mm (W x H), LED up- and downlight 2 x 42 W ¦ 3000 K ¦ Ra > 90 ¦ canopy Ø 76 mm, bronze ¦ Leading edge/trailing edge |  | 2844.0126
MW017123 | br1-ud-r-600-3000-b06-ba-k-9-9016 | Berliner Ring 1 pendant light | bronze, Ø 600 mm, 20 x 43 mm (W x H), LED up- and downlight 2 x 42 W ¦ 3000 K ¦ Ra > 90 ¦ canopy Ø 76 mm, white matt (RAL 9016) ¦ Bluetooth Casambi |  | 3348.2063
MW017127 | br1-ud-r-600-3000-b06-ba-k-9-b06 | Berliner Ring 1 pendant light | bronze, Ø 600 mm, 20 x 43 mm (W x H), LED up- and downlight 2 x 42 W ¦ 3000 K ¦ Ra > 90 ¦ canopy Ø 76 mm, bronze ¦ Bluetooth Casambi |  | 3348.2063
MW017022 | br1-ud-r-800-2700-b06-ba-g-4-9016 | Berliner Ring 1 pendant light | bronze, Ø 800 mm, 20 x 43 mm (W x H), LED up- and downlight 2 x 55 W ¦ 2700 K ¦ Ra > 90 ¦ canopy Ø 300 mm, bronze ¦ DALI |  | 3970.5938
MW017018 | br1-ud-r-800-2700-b06-ba-g-4-b06 | Berliner Ring 1 pendant light | bronze, Ø 800 mm, 20 x 43 mm (W x H), LED up- and downlight 2 x 55 W ¦ 2700 K ¦ Ra > 90 ¦ canopy Ø 300 mm, white matt (RAL 9016) ¦ DALI |  | 3970.5938
MW017086 | br1-ud-r-800-2700-b06-ba-g-7-9016 | Berliner Ring 1 pendant light | bronze, Ø 800 mm, 20 x 43 mm (W x H), LED up- and downlight 2 x 55 W ¦ 2700 K ¦ Ra > 90 ¦ canopy Ø 300 mm, bronze ¦ Leading edge/trailing edge |  | 3718.4813
MW017082 | br1-ud-r-800-2700-b06-ba-g-7-b06 | Berliner Ring 1 pendant light | bronze, Ø 800 mm, 20 x 43 mm (W x H), LED up- and downlight 2 x 55 W ¦ 2700 K ¦ Ra > 90 ¦ canopy Ø 300 mm, white matt (RAL 9016) ¦ Leading edge/trailing edge |  | 3718.4813
MW017150 | br1-ud-r-800-2700-b06-ba-g-9-9016 | Berliner Ring 1 pendant light | bronze, Ø 800 mm, 20 x 43 mm (W x H), LED up- and downlight 2 x 55 W ¦ 2700 K ¦ Ra > 90 ¦ canopy Ø 300 mm, bronze ¦ Bluetooth Casambi |  | 4222.6875
MW017146 | br1-ud-r-800-2700-b06-ba-g-9-b06 | Berliner Ring 1 pendant light | bronze, Ø 800 mm, 20 x 43 mm (W x H), LED up- and downlight 2 x 55 W ¦ 2700 K ¦ Ra > 90 ¦ canopy Ø 300 mm, white matt (RAL 9016) ¦ Bluetooth Casambi |  | 4222.6875
MW017010 | br1-ud-r-800-2700-b06-ba-k-4-9016 | Berliner Ring 1 pendant light | bronze, Ø 800 mm, 20 x 43 mm (W x H), LED up- and downlight 2 x 55 W ¦ 2700 K ¦ Ra > 90 ¦ canopy Ø 76 mm, white matt (RAL 9016) ¦ DALI |  | 3592.4437
MW017014 | br1-ud-r-800-2700-b06-ba-k-4-b06 | Berliner Ring 1 pendant light | bronze, Ø 800 mm, 20 x 43 mm (W x H), LED up- and downlight 2 x 55 W ¦ 2700 K ¦ Ra > 90 ¦ canopy Ø 76 mm, bronze ¦ DALI |  | 3592.4437
MW017074 | br1-ud-r-800-2700-b06-ba-k-7-9016 | Berliner Ring 1 pendant light | bronze, Ø 800 mm, 20 x 43 mm (W x H), LED up- and downlight 2 x 55 W ¦ 2700 K ¦ Ra > 90 ¦ canopy Ø 76 mm, white matt (RAL 9016) ¦ Leading edge/trailing edge |  | 3340.3313
MW017078 | br1-ud-r-800-2700-b06-ba-k-7-b06 | Berliner Ring 1 pendant light | bronze, Ø 800 mm, 20 x 43 mm (W x H), LED up- and downlight 2 x 55 W ¦ 2700 K ¦ Ra > 90 ¦ canopy Ø 76 mm, bronze ¦ Leading edge/trailing edge |  | 3340.3313
MW017138 | br1-ud-r-800-2700-b06-ba-k-9-9016 | Berliner Ring 1 pendant light | bronze, Ø 800 mm, 20 x 43 mm (W x H), LED up- and downlight 2 x 55 W ¦ 2700 K ¦ Ra > 90 ¦ canopy Ø 76 mm, white matt (RAL 9016) ¦ Bluetooth Casambi |  | 3844.5375
MW017142 | br1-ud-r-800-2700-b06-ba-k-9-b06 | Berliner Ring 1 pendant light | bronze, Ø 800 mm, 20 x 43 mm (W x H), LED up- and downlight 2 x 55 W ¦ 2700 K ¦ Ra > 90 ¦ canopy Ø 76 mm, bronze ¦ Bluetooth Casambi |  | 3844.5375
MW017023 | br1-ud-r-800-3000-b06-ba-g-4-9016 | Berliner Ring 1 pendant light | bronze, Ø 800 mm, 20 x 43 mm (W x H), LED up- and downlight 2 x 55 W ¦ 3000 K ¦ Ra > 90 ¦ canopy Ø 300 mm, bronze ¦ DALI |  | 3970.5938
MW017019 | br1-ud-r-800-3000-b06-ba-g-4-b06 | Berliner Ring 1 pendant light | bronze, Ø 800 mm, 20 x 43 mm (W x H), LED up- and downlight 2 x 55 W ¦ 3000 K ¦ Ra > 90 ¦ canopy Ø 300 mm, white matt (RAL 9016) ¦ DALI |  | 3970.5938
MW017087 | br1-ud-r-800-3000-b06-ba-g-7-9016 | Berliner Ring 1 pendant light | bronze, Ø 800 mm, 20 x 43 mm (W x H), LED up- and downlight 2 x 55 W ¦ 3000 K ¦ Ra > 90 ¦ canopy Ø 300 mm, bronze ¦ Leading edge/trailing edge |  | 3718.4813
MW017083 | br1-ud-r-800-3000-b06-ba-g-7-b06 | Berliner Ring 1 pendant light | bronze, Ø 800 mm, 20 x 43 mm (W x H), LED up- and downlight 2 x 55 W ¦ 3000 K ¦ Ra > 90 ¦ canopy Ø 300 mm, white matt (RAL 9016) ¦ Leading edge/trailing edge |  | 3718.4813
MW017151 | br1-ud-r-800-3000-b06-ba-g-9-9016 | Berliner Ring 1 pendant light | bronze, Ø 800 mm, 20 x 43 mm (W x H), LED up- and downlight 2 x 55 W ¦ 3000 K ¦ Ra > 90 ¦ canopy Ø 300 mm, bronze ¦ Bluetooth Casambi |  | 4222.6875
MW017147 | br1-ud-r-800-3000-b06-ba-g-9-b06 | Berliner Ring 1 pendant light | bronze, Ø 800 mm, 20 x 43 mm (W x H), LED up- and downlight 2 x 55 W ¦ 3000 K ¦ Ra > 90 ¦ canopy Ø 300 mm, white matt (RAL 9016) ¦ Bluetooth Casambi |  | 4222.6875
MW017011 | br1-ud-r-800-3000-b06-ba-k-4-9016 | Berliner Ring 1 pendant light | bronze, Ø 800 mm, 20 x 43 mm (W x H), LED up- and downlight 2 x 55 W ¦ 3000 K ¦ Ra > 90 ¦ canopy Ø 76 mm, white matt (RAL 9016) ¦ DALI |  | 3592.4437
MW017015 | br1-ud-r-800-3000-b06-ba-k-4-b06 | Berliner Ring 1 pendant light | bronze, Ø 800 mm, 20 x 43 mm (W x H), LED up- and downlight 2 x 55 W ¦ 3000 K ¦ Ra > 90 ¦ canopy Ø 76 mm, bronze ¦ DALI |  | 3592.4437
MW017075 | br1-ud-r-800-3000-b06-ba-k-7-9016 | Berliner Ring 1 pendant light | bronze, Ø 800 mm, 20 x 43 mm (W x H), LED up- and downlight 2 x 55 W ¦ 3000 K ¦ Ra > 90 ¦ canopy Ø 76 mm, white matt (RAL 9016) ¦ Leading edge/trailing edge |  | 3340.3313
MW017079 | br1-ud-r-800-3000-b06-ba-k-7-b06 | Berliner Ring 1 pendant light | bronze, Ø 800 mm, 20 x 43 mm (W x H), LED up- and downlight 2 x 55 W ¦ 3000 K ¦ Ra > 90 ¦ canopy Ø 76 mm, bronze ¦ Leading edge/trailing edge |  | 3340.3313
MW017139 | br1-ud-r-800-3000-b06-ba-k-9-9016 | Berliner Ring 1 pendant light | bronze, Ø 800 mm, 20 x 43 mm (W x H), LED up- and downlight 2 x 55 W ¦ 3000 K ¦ Ra > 90 ¦ canopy Ø 76 mm, white matt (RAL 9016) ¦ Bluetooth Casambi |  | 3844.5375
MW017143 | br1-ud-r-800-3000-b06-ba-k-9-b06 | Berliner Ring 1 pendant light | bronze, Ø 800 mm, 20 x 43 mm (W x H), LED up- and downlight 2 x 55 W ¦ 3000 K ¦ Ra > 90 ¦ canopy Ø 76 mm, bronze ¦ Bluetooth Casambi |  | 3844.5375
MW013236 | bri1-9016 | Britz 1 wall light | white matt (RAL 9016), 170 x 170 x 76 mm, E14 socket, light source not included |  | 283.6134
MW013235 | bri1-ni | Britz 1 wall light | nickel, 170 x 170 x 76 mm, E14 socket, light source not included |  | 304.0966
MW013238 | bri2-9016 | Britz 2 wall light | white matt (RAL 9016), 240 x 240 x 100 mm, E14 socket, light sources not included |  | 379.7269
MW013237 | bri2-ni | Britz 2 wall light | nickel, 240 x 240 x 100 mm, E14 socket, light sources not included |  | 420.6938
MW014105 | bu6-1200-G4-4-3000-p-9016 | Bullauge 6 pendant light | white matt (RAL 9016), Ø 1.200 mm x 100 mm, LED downlight 147 W ¦ 3000 K ¦ Ra > 80 ¦ DALI |  | 4875
MW014109 | bu6-1200-G4-4-3000-p-u-9016 | Bullauge 6 pendant light | white matt (RAL 9016), Ø 1.200 mm x 100 mm, LED downlight 147 W, LED uplight 38 W ¦ 3000 K ¦ Ra > 80 ¦ DALI |  | 5858.1933
MW014103 | bu6-1200-G4-4-3000-wa-9016 | Bullauge 6 wall / ceiling light distance | white matt (RAL 9016), Ø 1.200 mm x 100 mm, LED downlight 147 W ¦ 3000 K ¦ Ra > 80 ¦ DALI |  | 4966.3866
MW014107 | bu6-1200-G4-4-3000-wa-u-9016 | Bullauge 6 wall / ceiling light distance | white matt (RAL 9016), Ø 1.200 mm x 100 mm, LED downlight 147 W, LED uplight 38 W ¦ 3000 K ¦ Ra > 80 ¦ DALI |  | 5821.9538
MW014101 | bu6-1200-G4-4-3000-wm-9016 | Bullauge 6 wall / ceiling light | white matt (RAL 9016), Ø 1.200 mm x 100 mm, LED downlight 147 W ¦ 3000 K ¦ Ra > 80 ¦ DALI |  | 4674.895
MW014115 | bu6-1200-G4-7-3000-p-9016 | Bullauge 6 pendant light | white matt (RAL 9016), Ø 1.200 mm x 100 mm, LED downlight 147 W ¦ 3000 K ¦ Ra > 80 ¦ Leading edge/trailing edge |  | 4766.2815
MW014119 | bu6-1200-G4-7-3000-p-u-9016 | Bullauge 6 pendant light | white matt (RAL 9016), Ø 1.200 mm x 100 mm, LED downlight 147 W, LED uplight 38 W ¦ 3000 K ¦ Ra > 80 ¦ Leading edge/trailing edge |  | 5749.4748
MW014113 | bu6-1200-G4-7-3000-wa-9016 | Bullauge 6 wall / ceiling light distance | white matt (RAL 9016), Ø 1.200 mm x 100 mm, LED downlight 147 W ¦ 3000 K ¦ Ra > 80 ¦ Leading edge/trailing edge |  | 4857.6681
MW014117 | bu6-1200-G4-7-3000-wa-u-9016 | Bullauge 6 wall / ceiling light distance | white matt (RAL 9016), Ø 1.200 mm x 100 mm, LED downlight 147 W, LED uplight 38 W ¦ 3000 K ¦ Ra > 80 ¦ Leading edge/trailing edge |  | 5713.2353
MW014111 | bu6-1200-G4-7-3000-wm-9016 | Bullauge 6 wall / ceiling light | white matt (RAL 9016), Ø 1.200 mm x 100 mm, LED downlight 147 W ¦ 3000 K ¦ Ra > 80 ¦ Leading edge/trailing edge |  | 4566.1765
MW013825 | bu6-450-G5-4-2700-p-9016 | Bullauge 6 pendant light | white matt (RAL 9016), Ø 450 mm x 100 mm, LED downlight 54 W ¦ 2700 K ¦ Ra > 90 ¦ DALI |  | 1545.6933
MW013829 | bu6-450-G5-4-2700-p-u-9016 | Bullauge 6 pendant light | white matt (RAL 9016), Ø 450 mm x 100 mm, LED downlight 54 W, LED uplight 12 W ¦ 2700 K ¦ Ra > 90 ¦ DALI |  | 2127.1008
MW013823 | bu6-450-G5-4-2700-wa-9016 | Bullauge 6 wall / ceiling light distance | white matt (RAL 9016), Ø 450 mm x 100 mm, LED downlight 54 W ¦ 2700 K ¦ Ra > 90 ¦ DALI |  | 1506.3025
MW013827 | bu6-450-G5-4-2700-wa-u-9016 | Bullauge 6 wall / ceiling light distance | white matt (RAL 9016), Ø 450 mm x 100 mm, LED downlight 54 W, LED uplight 12 W ¦ 2700 K ¦ Ra > 90 ¦ DALI |  | 2090.8613
MW013821 | bu6-450-G5-4-2700-wm-9016 | Bullauge 6 wall / ceiling light | white matt (RAL 9016), Ø 450 mm x 100 mm, LED downlight 54 W ¦ 2700 K ¦ Ra > 90 ¦ DALI |  | 1361.3445
MW013865 | bu6-450-G5-4-3000-p-9016 | Bullauge 6 pendant light | white matt (RAL 9016), Ø 450 mm x 100 mm, LED downlight 54 W ¦ 3000 K ¦ Ra > 90 ¦ DALI |  | 1545.6933
MW013869 | bu6-450-G5-4-3000-p-u-9016 | Bullauge 6 pendant light | white matt (RAL 9016), Ø 450 mm x 100 mm, LED downlight 54 W, LED uplight 12 W ¦ 3000 K ¦ Ra > 90 ¦ DALI |  | 2127.1008
MW013863 | bu6-450-G5-4-3000-wa-9016 | Bullauge 6 wall / ceiling light distance | white matt (RAL 9016), Ø 450 mm x 100 mm, LED downlight 54 W ¦ 3000 K ¦ Ra > 90 ¦ DALI |  | 1506.3025
MW013867 | bu6-450-G5-4-3000-wa-u-9016 | Bullauge 6 wall / ceiling light distance | white matt (RAL 9016), Ø 450 mm x 100 mm, LED downlight 54 W, LED uplight 12 W ¦ 3000 K ¦ Ra > 90 ¦ DALI |  | 2090.8613
MW013861 | bu6-450-G5-4-3000-wm-9016 | Bullauge 6 wall / ceiling light | white matt (RAL 9016), Ø 450 mm x 100 mm, LED downlight 54 W ¦ 3000 K ¦ Ra > 90 ¦ DALI |  | 1361.3445
MW013835 | bu6-450-G5-7-2700-p-9016 | Bullauge 6 pendant light | white matt (RAL 9016), Ø 450 mm x 100 mm, LED downlight 54 W ¦ 2700 K ¦ Ra > 90 ¦ Leading edge/trailing edge |  | 1545.6933
MW013839 | bu6-450-G5-7-2700-p-u-9016 | Bullauge 6 pendant light | white matt (RAL 9016), Ø 450 mm x 100 mm, LED downlight 54 W, LED uplight 12 W ¦ 2700 K ¦ Ra > 90 ¦ Leading edge/trailing edge |  | 2127.1008
MW013833 | bu6-450-G5-7-2700-wa-9016 | Bullauge 6 wall / ceiling light distance | white matt (RAL 9016), Ø 450 mm x 100 mm, LED downlight 54 W ¦ 2700 K ¦ Ra > 90 ¦ Leading edge/trailing edge |  | 1506.3025
MW013837 | bu6-450-G5-7-2700-wa-u-9016 | Bullauge 6 wall / ceiling light distance | white matt (RAL 9016), Ø 450 mm x 100 mm, LED downlight 54 W, LED uplight 12 W ¦ 2700 K ¦ Ra > 90 ¦ Leading edge/trailing edge |  | 2090.8613
MW013831 | bu6-450-G5-7-2700-wm-9016 | Bullauge 6 wall / ceiling light | white matt (RAL 9016), Ø 450 mm x 100 mm, LED downlight 54 W ¦ 2700 K ¦ Ra > 90 ¦ Leading edge/trailing edge |  | 1361.3445
MW013875 | bu6-450-G5-7-3000-p-9016 | Bullauge 6 pendant light | white matt (RAL 9016), Ø 450 mm x 100 mm, LED downlight 54 W ¦ 3000 K ¦ Ra > 90 ¦ Leading edge/trailing edge |  | 1545.6933
MW013879 | bu6-450-G5-7-3000-p-u-9016 | Bullauge 6 pendant light | white matt (RAL 9016), Ø 450 mm x 100 mm, LED downlight 54 W, LED uplight 12 W ¦ 3000 K ¦ Ra > 90 ¦ Leading edge/trailing edge |  | 2127.1008
MW013873 | bu6-450-G5-7-3000-wa-9016 | Bullauge 6 wall / ceiling light distance | white matt (RAL 9016), Ø 450 mm x 100 mm, LED downlight 54 W ¦ 3000 K ¦ Ra > 90 ¦ Leading edge/trailing edge |  | 1506.3025
MW013877 | bu6-450-G5-7-3000-wa-u-9016 | Bullauge 6 wall / ceiling light distance | white matt (RAL 9016), Ø 450 mm x 100 mm, LED downlight 54 W, LED uplight 12 W ¦ 3000 K ¦ Ra > 90 ¦ Leading edge/trailing edge |  | 2090.8613
MW013871 | bu6-450-G5-7-3000-wm-9016 | Bullauge 6 wall / ceiling light | white matt (RAL 9016), Ø 450 mm x 100 mm, LED downlight 54 W ¦ 3000 K ¦ Ra > 90 ¦ Leading edge/trailing edge |  | 1361.3445
MW013905 | bu6-600-G5-4-2700-p-9016 | Bullauge 6 pendant light | white matt (RAL 9016), Ø 600 mm x 100 mm, LED downlight 65 W ¦ 2700 K ¦ Ra > 90 ¦ DALI |  | 1837.1849
MW013909 | bu6-600-G5-4-2700-p-u-9016 | Bullauge 6 pendant light | white matt (RAL 9016), Ø 600 mm x 100 mm, LED downlight 65 W, LED uplight 18 W ¦ 2700 K ¦ Ra > 90 ¦ DALI |  | 2418.5924
MW013903 | bu6-600-G5-4-2700-wa-9016 | Bullauge 6 wall / ceiling light distance | white matt (RAL 9016), Ø 600 mm x 100 mm, LED downlight 65 W ¦ 2700 K ¦ Ra > 90 ¦ DALI |  | 1799.3697
MW013907 | bu6-600-G5-4-2700-wa-u-9016 | Bullauge 6 wall / ceiling light distance | white matt (RAL 9016), Ø 600 mm x 100 mm, LED downlight 65 W, LED uplight 18 W ¦ 2700 K ¦ Ra > 90 ¦ DALI |  | 2363.4454
MW013901 | bu6-600-G5-4-2700-wm-9016 | Bullauge 6 wall / ceiling light | white matt (RAL 9016), Ø 600 mm x 100 mm, LED downlight 65 W ¦ 2700 K ¦ Ra > 90 ¦ DALI |  | 1635.5042
MW013945 | bu6-600-G5-4-3000-p-9016 | Bullauge 6 pendant light | white matt (RAL 9016), Ø 600 mm x 100 mm, LED downlight 65 W ¦ 2700 K ¦ Ra > 90 ¦ DALI |  | 1837.1849
MW013949 | bu6-600-G5-4-3000-p-u-9016 | Bullauge 6 pendant light | white matt (RAL 9016), Ø 600 mm x 100 mm, LED downlight 65 W, LED uplight 18 W ¦ 2700 K ¦ Ra > 90 ¦ DALI |  | 2418.5924
MW013943 | bu6-600-G5-4-3000-wa-9016 | Bullauge 6 wall / ceiling light distance | white matt (RAL 9016), Ø 600 mm x 100 mm, LED downlight 65 W ¦ 2700 K ¦ Ra > 90 ¦ DALI |  | 1799.3697
MW013947 | bu6-600-G5-4-3000-wa-u-9016 | Bullauge 6 wall / ceiling light distance | white matt (RAL 9016), Ø 600 mm x 100 mm, LED downlight 65 W, LED uplight 18 W ¦ 2700 K ¦ Ra > 90 ¦ DALI |  | 2363.4454
MW013941 | bu6-600-G5-4-3000-wm-9016 | Bullauge 6 wall / ceiling light | white matt (RAL 9016), Ø 600 mm x 100 mm, LED downlight 65 W ¦ 2700 K ¦ Ra > 90 ¦ DALI |  | 1635.5042
MW013915 | bu6-600-G5-7-2700-p-9016 | Bullauge 6 pendant light | white matt (RAL 9016), Ø 600 mm x 100 mm, LED downlight 65 W ¦ 2700 K ¦ Ra > 90 ¦ Leading edge/trailing edge |  | 1745.7983
MW013919 | bu6-600-G5-7-2700-p-u-9016 | Bullauge 6 pendant light | white matt (RAL 9016), Ø 600 mm x 100 mm, LED downlight 65 W, LED uplight 18 W ¦ 2700 K ¦ Ra > 90 ¦ Leading edge/trailing edge |  | 2327.2059
MW013913 | bu6-600-G5-7-2700-wa-9016 | Bullauge 6 wall / ceiling light distance | white matt (RAL 9016), Ø 600 mm x 100 mm, LED downlight 65 W ¦ 2700 K ¦ Ra > 90 ¦ Leading edge/trailing edge |  | 1709.5588
MW013917 | bu6-600-G5-7-2700-wa-u-9016 | Bullauge 6 wall / ceiling light distance | white matt (RAL 9016), Ø 600 mm x 100 mm, LED downlight 65 W, LED uplight 18 W ¦ 2700 K ¦ Ra > 90 ¦ Leading edge/trailing edge |  | 2273.6345
MW013911 | bu6-600-G5-7-2700-wm-9016 | Bullauge 6 wall / ceiling light | white matt (RAL 9016), Ø 600 mm x 100 mm, LED downlight 65 W ¦ 2700 K ¦ Ra > 90 ¦ Leading edge/trailing edge |  | 1545.6933
MW013955 | bu6-600-G5-7-3000-p-9016 | Bullauge 6 pendant light | white matt (RAL 9016), Ø 600 mm x 100 mm, LED downlight 65 W ¦ 2700 K ¦ Ra > 90 ¦ Leading edge/trailing edge |  | 1745.7983
MW013959 | bu6-600-G5-7-3000-p-u-9016 | Bullauge 6 pendant light | white matt (RAL 9016), Ø 600 mm x 100 mm, LED downlight 65 W, LED uplight 18 W ¦ 2700 K ¦ Ra > 90 ¦ Leading edge/trailing edge |  | 2327.2059
MW013953 | bu6-600-G5-7-3000-wa-9016 | Bullauge 6 wall / ceiling light distance | white matt (RAL 9016), Ø 600 mm x 100 mm, LED downlight 65 W ¦ 2700 K ¦ Ra > 90 ¦ Leading edge/trailing edge |  | 1709.5588
MW013957 | bu6-600-G5-7-3000-wa-u-9016 | Bullauge 6 wall / ceiling light distance | white matt (RAL 9016), Ø 600 mm x 100 mm, LED downlight 65 W, LED uplight 18 W ¦ 2700 K ¦ Ra > 90 ¦ Leading edge/trailing edge |  | 2273.6345
MW013951 | bu6-600-G5-7-3000-wm-9016 | Bullauge 6 wall / ceiling light | white matt (RAL 9016), Ø 600 mm x 100 mm, LED downlight 65 W ¦ 2700 K ¦ Ra > 90 ¦ Leading edge/trailing edge |  | 1545.6933
MW013985 | bu6-800-G5-4-2700-p-9016 | Bullauge 6 pendant light | white matt (RAL 9016), Ø 800 mm x 100 mm, LED downlight 157 W ¦ 2700 K ¦ Ra > 90 ¦ DALI |  | 3182.7731
MW013989 | bu6-800-G5-4-2700-p-u-9016 | Bullauge 6 pendant light | white matt (RAL 9016), Ø 800 mm x 100 mm, LED downlight 157 W, LED uplight 24 W ¦ 2700 K ¦ Ra > 90 ¦ DALI |  | 3928.0462
MW013983 | bu6-800-G5-4-2700-wa-9016 | Bullauge 6 wall / ceiling light distance | white matt (RAL 9016), Ø 800 mm x 100 mm, LED downlight 157 W ¦ 2700 K ¦ Ra > 90 ¦ DALI |  | 3127.6261
MW013987 | bu6-800-G5-4-2700-wa-u-9016 | Bullauge 6 wall / ceiling light distance | white matt (RAL 9016), Ø 800 mm x 100 mm, LED downlight 157 W, LED uplight 24 W ¦ 2700 K ¦ Ra > 90 ¦ DALI |  | 3891.8067
MW013981 | bu6-800-G5-4-2700-wm-9016 | Bullauge 6 wall / ceiling light | white matt (RAL 9016), Ø 800 mm x 100 mm, LED downlight 157 W ¦ 2700 K ¦ Ra > 90 ¦ DALI |  | 2982.6681
MW014025 | bu6-800-G5-4-3000-p-9016 | Bullauge 6 pendant light | white matt (RAL 9016), Ø 800 mm x 100 mm, LED downlight 157 W ¦ 3000 K ¦ Ra > 90 ¦ DALI |  | 3182.7731
MW014029 | bu6-800-G5-4-3000-p-u-9016 | Bullauge 6 pendant light | white matt (RAL 9016), Ø 800 mm x 100 mm, LED downlight 157 W, LED uplight 24 W ¦ 3000 K ¦ Ra > 90 ¦ DALI |  | 3928.0462
MW014023 | bu6-800-G5-4-3000-wa-9016 | Bullauge 6 wall / ceiling light distance | white matt (RAL 9016), Ø 800 mm x 100 mm, LED downlight 157 W ¦ 3000 K ¦ Ra > 90 ¦ DALI |  | 3127.6261
MW014027 | bu6-800-G5-4-3000-wa-u-9016 | Bullauge 6 wall / ceiling light distance | white matt (RAL 9016), Ø 800 mm x 100 mm, LED downlight 157 W, LED uplight 24 W ¦ 3000 K ¦ Ra > 90 ¦ DALI |  | 3891.8067
MW014021 | bu6-800-G5-4-3000-wm-9016 | Bullauge 6 wall / ceiling light | white matt (RAL 9016), Ø 800 mm x 100 mm, LED downlight 157 W ¦ 3000 K ¦ Ra > 90 ¦ DALI |  | 2982.6681
MW013995 | bu6-800-G5-7-2700-p-9016 | Bullauge 6 pendant light | white matt (RAL 9016), Ø 800 mm x 100 mm, LED downlight 157 W ¦ 2700 K ¦ Ra > 90 ¦ Leading edge/trailing edge |  | 3074.0546
MW013999 | bu6-800-G5-7-2700-p-u-9016 | Bullauge 6 pendant light | white matt (RAL 9016), Ø 800 mm x 100 mm, LED downlight 157 W, LED uplight 24 W ¦ 2700 K ¦ Ra > 90 ¦ Leading edge/trailing edge |  | 3819.3277
MW013993 | bu6-800-G5-7-2700-wa-9016 | Bullauge 6 wall / ceiling light distance | white matt (RAL 9016), Ø 800 mm x 100 mm, LED downlight 157 W ¦ 2700 K ¦ Ra > 90 ¦ Leading edge/trailing edge |  | 3018.9076
MW013997 | bu6-800-G5-7-2700-wa-u-9016 | Bullauge 6 wall / ceiling light distance | white matt (RAL 9016), Ø 800 mm x 100 mm, LED downlight 157 W, LED uplight 24 W ¦ 2700 K ¦ Ra > 90 ¦ Leading edge/trailing edge |  | 3783.0882
MW013991 | bu6-800-G5-7-2700-wm-9016 | Bullauge 6 wall / ceiling light | white matt (RAL 9016), Ø 800 mm x 100 mm, LED downlight 157 W ¦ 2700 K ¦ Ra > 90 ¦ Leading edge/trailing edge |  | 2873.9496
MW014035 | bu6-800-G5-7-3000-p-9016 | Bullauge 6 pendant light | white matt (RAL 9016), Ø 800 mm x 100 mm, LED downlight 157 W ¦ 3000 K ¦ Ra > 90 ¦ Leading edge/trailing edge |  | 3074.0546
MW014039 | bu6-800-G5-7-3000-p-u-9016 | Bullauge 6 pendant light | white matt (RAL 9016), Ø 800 mm x 100 mm, LED downlight 157 W, LED uplight 24 W ¦ 3000 K ¦ Ra > 90 ¦ Leading edge/trailing edge |  | 3819.3277
MW014033 | bu6-800-G5-7-3000-wa-9016 | Bullauge 6 wall / ceiling light distance | white matt (RAL 9016), Ø 800 mm x 100 mm, LED downlight 157 W ¦ 3000 K ¦ Ra > 90 ¦ Leading edge/trailing edge |  | 3018.9076
MW014037 | bu6-800-G5-7-3000-wa-u-9016 | Bullauge 6 wall / ceiling light distance | white matt (RAL 9016), Ø 800 mm x 100 mm, LED downlight 157 W, LED uplight 24 W ¦ 3000 K ¦ Ra > 90 ¦ Leading edge/trailing edge |  | 3783.0882
MW014031 | bu6-800-G5-7-3000-wm-9016 | Bullauge 6 wall / ceiling light | white matt (RAL 9016), Ø 800 mm x 100 mm, LED downlight 157 W ¦ 3000 K ¦ Ra > 90 ¦ Leading edge/trailing edge |  | 2873.9496
| et1 c/cu/me/ni |  | Graduated price | from 10 | 118.1723
| et1 c/cu/me/ni |  | Graduated price | from 20 | 110.2941
| et1 RAL / DB 702 |  | Graduated price | from 10 | 88.2353
| et1 RAL / DB 702 |  | Graduated price | from 20 | 83.5084
MW013201 | et1-2005 | Eintopf wall / ceiling light | luminous orange glossy (RAL 2005), Ø 80 x 60 mm ¦ E27 socket, light source not included | Note: Quantity-dependent graduated prices apply. | 105.5672
MW013200 | et1-702 | Eintopf wall / ceiling light | grey metallic (DB 702), Ø 80 x 60 mm ¦ E27 socket, light source not included | Note: Quantity-dependent graduated prices apply. | 92.9622
MW013205 | et1-9005 | Eintopf wall / ceiling light | black matt (RAL 9005), Ø 80 x 60 mm¦ E27 socket, light source not included | Note: Quantity-dependent graduated prices apply. | 92.9622
MW013199 | et1-9016 | Eintopf wall / ceiling light | white matt (RAL 9016), Ø 80 x 60 mm ¦ E27 socket, light source not included | Note: Quantity-dependent graduated prices apply. | 92.9622
MW013198 | et1-c | Eintopf wall / ceiling light | chrome, Ø 80 x 60 mm ¦ E27 socket, light source not included | Note: Quantity-dependent graduated prices apply. | 124.4748
MW013204 | et1-cu | Eintopf wall / ceiling light | copper, Ø 80 x 60 mm ¦ E27 socket, light source not included | Note: Quantity-dependent graduated prices apply. | 124.4748
MW013207 | et1-kpm | Eintopf KPM-Edition wall / ceiling light | porcelain KPM, Ø 80 x 60 mm ¦ E27 socket, light source not included |  | 360.8193
MW013203 | et1-me | Eintopf wall / ceiling light | brass, Ø 80 x 60 mm ¦ E27 socket, light source not included | Note: Quantity-dependent graduated prices apply. | 124.4748
MW013197 | et1-ni | Eintopf wall / ceiling light | nickel, Ø 80 x 60 mm ¦ E27 socket, light source not included | Note: Quantity-dependent graduated prices apply. | 124.4748
| et2 c/cu/me |  | Graduated price | from 10 | 118.1723
| et2 c/cu/me |  | Graduated price | from 20 | 110.2941
| et2 RAL / DB 702 |  | Graduated price | from 10 | 107.1429
| et2 RAL / DB 702 |  | Graduated price | from 20 | 102.416
MW013214 | et2-702 | Etna wall / ceiling light | grey metallic (DB 702), Ø 165 x 90 mm ¦ E27 socket, light source not included | Note: Quantity-dependent graduated prices apply. | 113.4454
MW013211 | et2-9005 | Etna wall / ceiling light | black matt (RAL 9005), Ø 165 x 90 mm ¦ E27 socket, light source not included | Note: Quantity-dependent graduated prices apply. | 113.4454
MW013209 | et2-9016 | Etna wall / ceiling light | white matt (RAL 9016), Ø 165 x 90 mm ¦ E27 socket, light source not included | Note: Quantity-dependent graduated prices apply. | 113.4454
MW013210 | et2-c | Etna wall / ceiling light | chrome, Ø 165 x 90 mm ¦ E27 socket, light source not included | Note: Quantity-dependent graduated prices apply. | 124.4748
MW013216 | et2-cu | Etna wall / ceiling light | copper, Ø 165 x 90 mm ¦ E27 socket, light source not included | Note: Quantity-dependent graduated prices apply. | 124.4748
MW013212 | et2-go | Etna wall / ceiling light | gold leaf, Ø 165 x 90 mm ¦ E27 socket, light source not included |  | 323.0042
MW013208 | et2-kpm | Etna KPM-Edition wall / ceiling light | porcelain KPM, Ø 165 x 90 mm ¦ E27 socket, light source not included |  | 360.8193
MW013215 | et2-me | Etna wall / ceiling light | brass, Ø 165 x 90 mm ¦ E27 socket, light source not included | Note: Quantity-dependent graduated prices apply. | 124.4748
MW013213 | et2-si | Etna wall / ceiling light | silver leaf, Ø 165 x 90 mm ¦ E27 socket, light source not included |  | 323.0042
MW012748 | fbl-11-12-2700-4-9005 | Flat-Box-LED track spotlight | black matt (RAL 9005), 163 x 100 x 26 mm, 15 W ¦ 2700 K ¦ Ra > 95 ¦ spot 12°, DALI |  | 750
MW012739 | fbl-11-12-2700-4-9016 | Flat-Box-LED track spotlight | white matt (RAL 9016), 163 x 100 x 26 mm, 15 W ¦ 2700 K ¦ Ra > 95 ¦ spot 12°, DALI |  | 750
MW012775 | fbl-11-12-2700-7-9005 | Flat-Box-LED track spotlight | black matt (RAL 9005), 163 x 100 x 26 mm, 15 W ¦ 2700 K ¦ Ra > 95 ¦ spot 12°, Leading edge/trailing edge |  | 671.2185
MW012766 | fbl-11-12-2700-7-9016 | Flat-Box-LED track spotlight | white matt (RAL 9016), 163 x 100 x 26 mm, 15 W ¦ 2700 K ¦ Ra > 95 ¦ spot 12°, Leading edge/trailing edge |  | 671.2185
MW012751 | fbl-11-12-3000-4-9005 | Flat-Box-LED track spotlight | black matt (RAL 9005), 163 x 100 x 26 mm, 15 W ¦ 3000 K ¦ Ra > 95 ¦ spot 12°, DALI |  | 750
MW012742 | fbl-11-12-3000-4-9016 | Flat-Box-LED track spotlight | white matt (RAL 9016), 163 x 100 x 26 mm, 15 W ¦ 3000 K ¦ Ra > 95 ¦ spot 12°, DALI |  | 750
MW012778 | fbl-11-12-3000-7-9005 | Flat-Box-LED track spotlight | black matt (RAL 9005), 163 x 100 x 26 mm, 15 W ¦ 3000 K ¦ Ra > 95 ¦ spot 12°, Leading edge/trailing edge |  | 671.2185
MW012769 | fbl-11-12-3000-7-9016 | Flat-Box-LED track spotlight | white matt (RAL 9016), 163 x 100 x 26 mm, 15 W ¦ 3000 K ¦ Ra > 95 ¦ spot 12°, Leading edge/trailing edge |  | 671.2185
MW012754 | fbl-11-12-4000-4-9005 | Flat-Box-LED track spotlight | black matt (RAL 9005), 163 x 100 x 26 mm, 15 W ¦ 4000 K ¦ Ra > 95 ¦ spot 12°, DALI |  | 750
MW012745 | fbl-11-12-4000-4-9016 | Flat-Box-LED track spotlight | white matt (RAL 9016), 163 x 100 x 26 mm, 15 W ¦ 4000 K ¦ Ra > 95 ¦ spot 12°, DALI |  | 750
MW012781 | fbl-11-12-4000-7-9005 | Flat-Box-LED track spotlight | black matt (RAL 9005), 163 x 100 x 26 mm, 15 W ¦ 4000 K ¦ Ra > 95 ¦ spot 12°, Leading edge/trailing edge |  | 671.2185
MW012772 | fbl-11-12-4000-7-9016 | Flat-Box-LED track spotlight | white matt (RAL 9016), 163 x 100 x 26 mm, 15 W ¦ 4000 K ¦ Ra > 95 ¦ spot 12°, Leading edge/trailing edge |  | 671.2185
MW012749 | fbl-11-30-2700-4-9005 | Flat-Box-LED track spotlight | black matt (RAL 9005), 163 x 100 x 26 mm, 15 W ¦ 2700 K ¦ Ra > 95 ¦ medium 30°, DALI |  | 750
MW012740 | fbl-11-30-2700-4-9016 | Flat-Box-LED track spotlight | white matt (RAL 9016), 163 x 100 x 26 mm, 15 W ¦ 2700 K ¦ Ra > 95 ¦ medium 30°, DALI |  | 750
MW012776 | fbl-11-30-2700-7-9005 | Flat-Box-LED track spotlight | black matt (RAL 9005), 163 x 100 x 26 mm, 15 W ¦ 2700 K ¦ Ra > 95 ¦ medium 30°, Leading edge/trailing edge |  | 671.2185
MW012767 | fbl-11-30-2700-7-9016 | Flat-Box-LED track spotlight | white matt (RAL 9016), 163 x 100 x 26 mm, 15 W ¦ 2700 K ¦ Ra > 95 ¦ medium 30°, Leading edge/trailing edge |  | 671.2185
MW012752 | fbl-11-30-3000-4-9005 | Flat-Box-LED track spotlight | black matt (RAL 9005), 163 x 100 x 26 mm, 15 W ¦ 3000 K ¦ Ra > 95 ¦ medium 30°, DALI |  | 750
MW012743 | fbl-11-30-3000-4-9016 | Flat-Box-LED track spotlight | white matt (RAL 9016), 163 x 100 x 26 mm, 15 W ¦ 3000 K ¦ Ra > 95 ¦ medium 30°, DALI |  | 750
MW012779 | fbl-11-30-3000-7-9005 | Flat-Box-LED track spotlight | black matt (RAL 9005), 163 x 100 x 26 mm, 15 W ¦ 3000 K ¦ Ra > 95 ¦ medium 30°, Leading edge/trailing edge |  | 671.2185
MW012770 | fbl-11-30-3000-7-9016 | Flat-Box-LED track spotlight | white matt (RAL 9016), 163 x 100 x 26 mm, 15 W ¦ 3000 K ¦ Ra > 95 ¦ medium 30°, Leading edge/trailing edge |  | 671.2185
MW012755 | fbl-11-30-4000-4-9005 | Flat-Box-LED track spotlight | black matt (RAL 9005), 163 x 100 x 26 mm, 15 W ¦ 4000 K ¦ Ra > 95 ¦ medium 30°, DALI |  | 750
MW012746 | fbl-11-30-4000-4-9016 | Flat-Box-LED track spotlight | white matt (RAL 9016), 163 x 100 x 26 mm, 15 W ¦ 4000 K ¦ Ra > 95 ¦ medium 30°, DALI |  | 750
MW012782 | fbl-11-30-4000-7-9005 | Flat-Box-LED track spotlight | black matt (RAL 9005), 163 x 100 x 26 mm, 15 W ¦ 4000 K ¦ Ra > 95 ¦ medium 30°, Leading edge/trailing edge |  | 671.2185
MW012773 | fbl-11-30-4000-7-9016 | Flat-Box-LED track spotlight | white matt (RAL 9016), 163 x 100 x 26 mm, 15 W ¦ 4000 K ¦ Ra > 95 ¦ medium 30°, Leading edge/trailing edge |  | 671.2185
MW012750 | fbl-11-45-2700-4-9005 | Flat-Box-LED track spotlight | black matt (RAL 9005), 163 x 100 x 26 mm, 15 W ¦ 2700 K ¦ Ra > 95 ¦ flood 45°, DALI |  | 750
MW012741 | fbl-11-45-2700-4-9016 | Flat-Box-LED track spotlight | white matt (RAL 9016), 163 x 100 x 26 mm, 15 W ¦ 2700 K ¦ Ra > 95 ¦ flood 45°, DALI |  | 750
MW012777 | fbl-11-45-2700-7-9005 | Flat-Box-LED track spotlight | black matt (RAL 9005), 163 x 100 x 26 mm, 15 W ¦ 2700 K ¦ Ra > 95 ¦ flood 45°, Leading edge/trailing edge |  | 671.2185
MW012768 | fbl-11-45-2700-7-9016 | Flat-Box-LED track spotlight | white matt (RAL 9016), 163 x 100 x 26 mm, 15 W ¦ 2700 K ¦ Ra > 95 ¦ flood 45°, Leading edge/trailing edge |  | 671.2185
MW012753 | fbl-11-45-3000-4-9005 | Flat-Box-LED track spotlight | black matt (RAL 9005), 163 x 100 x 26 mm, 15 W ¦ 3000 K ¦ Ra > 95 ¦ flood 45°, DALI |  | 750
MW012744 | fbl-11-45-3000-4-9016 | Flat-Box-LED track spotlight | white matt (RAL 9016), 163 x 100 x 26 mm, 15 W ¦ 3000 K ¦ Ra > 95 ¦ flood 45°, DALI |  | 750
MW012780 | fbl-11-45-3000-7-9005 | Flat-Box-LED track spotlight | black matt (RAL 9005), 163 x 100 x 26 mm, 15 W ¦ 3000 K ¦ Ra > 95 ¦ flood 45°, Leading edge/trailing edge |  | 671.2185
MW012771 | fbl-11-45-3000-7-9016 | Flat-Box-LED track spotlight | white matt (RAL 9016), 163 x 100 x 26 mm, 15 W ¦ 3000 K ¦ Ra > 95 ¦ flood 45°, Leading edge/trailing edge |  | 671.2185
MW012756 | fbl-11-45-4000-4-9005 | Flat-Box-LED track spotlight | black matt (RAL 9005), 163 x 100 x 26 mm, 15 W ¦ 4000 K ¦ Ra > 95 ¦ flood 45°, DALI |  | 750
MW012747 | fbl-11-45-4000-4-9016 | Flat-Box-LED track spotlight | white matt (RAL 9016), 163 x 100 x 26 mm, 15 W ¦ 4000 K ¦ Ra > 95 ¦ flood 45°, DALI |  | 750
MW012783 | fbl-11-45-4000-7-9005 | Flat-Box-LED track spotlight | black matt (RAL 9005), 163 x 100 x 26 mm, 15 W ¦ 4000 K ¦ Ra > 95 ¦ flood 45°, Leading edge/trailing edge |  | 671.2185
MW012774 | fbl-11-45-4000-7-9016 | Flat-Box-LED track spotlight | white matt (RAL 9016), 163 x 100 x 26 mm, 15 W ¦ 4000 K ¦ Ra > 95 ¦ flood 45°, Leading edge/trailing edge |  | 671.2185
MW012805 | fbl-12-12-2700-1-9005 | Flat-Box-LED track spotlight | black matt (RAL 9005), 163 x 50 x 26 mm, 15 W ¦ 2700 K ¦ Ra > 95 ¦ spot 12°, switchable |  | 707.458
MW012796 | fbl-12-12-2700-1-9016 | Flat-Box-LED track spotlight | white matt (RAL 9016), 163 x 50 x 26 mm, 15 W ¦ 2700 K ¦ Ra > 95 ¦ spot 12°, switchable |  | 707.458
MW012832 | fbl-12-12-2700-4-9005 | Flat-Box-LED track spotlight | black matt (RAL 9005), 163 x 50 x 26 mm, 15 W ¦ 2700 K ¦ Ra > 95 ¦ spot 12°, DALI |  | 786.2395
MW012823 | fbl-12-12-2700-4-9016 | Flat-Box-LED track spotlight | white matt (RAL 9016), 163 x 50 x 26 mm, 15 W ¦ 2700 K ¦ Ra > 95 ¦ spot 12°, DALI |  | 786.2395
MW012859 | fbl-12-12-2700-9-9005 | Flat-Box-LED track spotlight | black matt (RAL 9005), 163 x 50 x 26 mm, 15 W ¦ 2700 K ¦ Ra > 95 ¦ spot 12°, Bluetooth Casambi |  | 865.021
MW012850 | fbl-12-12-2700-9-9016 | Flat-Box-LED track spotlight | white matt (RAL 9016), 163 x 50 x 26 mm, 15 W ¦ 2700 K ¦ Ra > 95 ¦ spot 12°, Bluetooth Casambi |  | 865.021
MW012808 | fbl-12-12-3000-1-9005 | Flat-Box-LED track spotlight | black matt (RAL 9005), 163 x 50 x 26 mm, 15 W ¦ 3000 K ¦ Ra > 95 ¦ spot 12°, switchable |  | 707.458
MW012799 | fbl-12-12-3000-1-9016 | Flat-Box-LED track spotlight | white matt (RAL 9016), 163 x 50 x 26 mm, 15 W ¦ 3000 K ¦ Ra > 95 ¦ spot 12°, switchable |  | 707.458
MW012835 | fbl-12-12-3000-4-9005 | Flat-Box-LED track spotlight | black matt (RAL 9005), 163 x 50 x 26 mm, 15 W ¦ 3000 K ¦ Ra > 95 ¦ spot 12°, DALI |  | 786.2395
MW012826 | fbl-12-12-3000-4-9016 | Flat-Box-LED track spotlight | white matt (RAL 9016), 163 x 50 x 26 mm, 15 W ¦ 3000 K ¦ Ra > 95 ¦ spot 12°, DALI |  | 786.2395
MW012862 | fbl-12-12-3000-9-9005 | Flat-Box-LED track spotlight | black matt (RAL 9005), 163 x 50 x 26 mm, 15 W ¦ 3000 K ¦ Ra > 95 ¦ spot 12°, Bluetooth Casambi |  | 865.021
MW012853 | fbl-12-12-3000-9-9016 | Flat-Box-LED track spotlight | white matt (RAL 9016), 163 x 50 x 26 mm, 15 W ¦ 3000 K ¦ Ra > 95 ¦ spot 12°, Bluetooth Casambi |  | 865.021
MW012811 | fbl-12-12-4000-1-9005 | Flat-Box-LED track spotlight | black matt (RAL 9005), 163 x 50 x 26 mm, 15 W ¦ 4000 K ¦ Ra > 95 ¦ spot 12°, switchable |  | 707.458
MW012802 | fbl-12-12-4000-1-9016 | Flat-Box-LED track spotlight | white matt (RAL 9016), 163 x 50 x 26 mm, 15 W ¦ 4000 K ¦ Ra > 95 ¦ spot 12°, switchable |  | 707.458
MW012838 | fbl-12-12-4000-4-9005 | Flat-Box-LED track spotlight | black matt (RAL 9005), 163 x 50 x 26 mm, 15 W ¦ 4000 K ¦ Ra > 95 ¦ spot 12°, DALI |  | 786.2395
MW012829 | fbl-12-12-4000-4-9016 | Flat-Box-LED track spotlight | white matt (RAL 9016), 163 x 50 x 26 mm, 15 W ¦ 4000 K ¦ Ra > 95 ¦ spot 12°, DALI |  | 786.2395
MW012865 | fbl-12-12-4000-9-9005 | Flat-Box-LED track spotlight | black matt (RAL 9005), 163 x 50 x 26 mm, 15 W ¦ 4000 K ¦ Ra > 95 ¦ spot 12°, Bluetooth Casambi |  | 865.021
MW012856 | fbl-12-12-4000-9-9016 | Flat-Box-LED track spotlight | white matt (RAL 9016), 163 x 50 x 26 mm, 15 W ¦ 4000 K ¦ Ra > 95 ¦ spot 12°, Bluetooth Casambi |  | 865.021
MW012806 | fbl-12-30-2700-1-9005 | Flat-Box-LED track spotlight | black matt (RAL 9005), 163 x 50 x 26 mm, 15 W ¦ 2700 K ¦ Ra > 95 ¦ medium 30°, switchable |  | 707.458
MW012797 | fbl-12-30-2700-1-9016 | Flat-Box-LED track spotlight | white matt (RAL 9016), 163 x 50 x 26 mm, 15 W ¦ 2700 K ¦ Ra > 95 ¦ medium 30°, switchable |  | 707.458
MW012833 | fbl-12-30-2700-4-9005 | Flat-Box-LED track spotlight | black matt (RAL 9005), 163 x 50 x 26 mm, 15 W ¦ 2700 K ¦ Ra > 95 ¦ medium 30°, DALI |  | 786.2395
MW012824 | fbl-12-30-2700-4-9016 | Flat-Box-LED track spotlight | white matt (RAL 9016), 163 x 50 x 26 mm, 15 W ¦ 2700 K ¦ Ra > 95 ¦ medium 30°, DALI |  | 786.2395
MW012860 | fbl-12-30-2700-9-9005 | Flat-Box-LED track spotlight | black matt (RAL 9005), 163 x 50 x 26 mm, 15 W ¦ 2700 K ¦ Ra > 95 ¦ medium 30°, Bluetooth Casambi |  | 865.021
MW012851 | fbl-12-30-2700-9-9016 | Flat-Box-LED track spotlight | white matt (RAL 9016), 163 x 50 x 26 mm, 15 W ¦ 2700 K ¦ Ra > 95 ¦ medium 30°, Bluetooth Casambi |  | 865.021
MW012809 | fbl-12-30-3000-1-9005 | Flat-Box-LED track spotlight | black matt (RAL 9005), 163 x 50 x 26 mm, 15 W ¦ 3000 K ¦ Ra > 95 ¦ medium 30°, switchable |  | 707.458
MW012800 | fbl-12-30-3000-1-9016 | Flat-Box-LED track spotlight | white matt (RAL 9016), 163 x 50 x 26 mm, 15 W ¦ 3000 K ¦ Ra > 95 ¦ medium 30°, switchable |  | 707.458
MW012836 | fbl-12-30-3000-4-9005 | Flat-Box-LED track spotlight | black matt (RAL 9005), 163 x 50 x 26 mm, 15 W ¦ 3000 K ¦ Ra > 95 ¦ medium 30°, DALI |  | 786.2395
MW012827 | fbl-12-30-3000-4-9016 | Flat-Box-LED track spotlight | white matt (RAL 9016), 163 x 50 x 26 mm, 15 W ¦ 3000 K ¦ Ra > 95 ¦ medium 30°, DALI |  | 786.2395
MW012863 | fbl-12-30-3000-9-9005 | Flat-Box-LED track spotlight | black matt (RAL 9005), 163 x 50 x 26 mm, 15 W ¦ 3000 K ¦ Ra > 95 ¦ medium 30°, Bluetooth Casambi |  | 865.021
MW012854 | fbl-12-30-3000-9-9016 | Flat-Box-LED track spotlight | white matt (RAL 9016), 163 x 50 x 26 mm, 15 W ¦ 3000 K ¦ Ra > 95 ¦ medium 30°, Bluetooth Casambi |  | 865.021
MW012812 | fbl-12-30-4000-1-9005 | Flat-Box-LED track spotlight | black matt (RAL 9005), 163 x 50 x 26 mm, 15 W ¦ 4000 K ¦ Ra > 95 ¦ medium 30°, switchable |  | 707.458
MW012803 | fbl-12-30-4000-1-9016 | Flat-Box-LED track spotlight | white matt (RAL 9016), 163 x 50 x 26 mm, 15 W ¦ 4000 K ¦ Ra > 95 ¦ medium 30°, switchable |  | 707.458
MW012839 | fbl-12-30-4000-4-9005 | Flat-Box-LED track spotlight | black matt (RAL 9005), 163 x 50 x 26 mm, 15 W ¦ 4000 K ¦ Ra > 95 ¦ medium 30°, DALI |  | 786.2395
MW012830 | fbl-12-30-4000-4-9016 | Flat-Box-LED track spotlight | white matt (RAL 9016), 163 x 50 x 26 mm, 15 W ¦ 4000 K ¦ Ra > 95 ¦ medium 30°, DALI |  | 786.2395
MW012866 | fbl-12-30-4000-9-9005 | Flat-Box-LED track spotlight | black matt (RAL 9005), 163 x 50 x 26 mm, 15 W ¦ 4000 K ¦ Ra > 95 ¦ medium 30°, Bluetooth Casambi |  | 865.021
MW012857 | fbl-12-30-4000-9-9016 | Flat-Box-LED track spotlight | white matt (RAL 9016), 163 x 50 x 26 mm, 15 W ¦ 4000 K ¦ Ra > 95 ¦ medium 30°, Bluetooth Casambi |  | 865.021
MW012807 | fbl-12-45-2700-1-9005 | Flat-Box-LED track spotlight | black matt (RAL 9005), 163 x 50 x 26 mm, 15 W ¦ 2700 K ¦ Ra > 95 ¦ medium 30°, switchable |  | 707.458
MW012798 | fbl-12-45-2700-1-9016 | Flat-Box-LED track spotlight | white matt (RAL 9016), 163 x 50 x 26 mm, 15 W ¦ 2700 K ¦ Ra > 95 ¦ medium 30°, switchable |  | 707.458
MW012834 | fbl-12-45-2700-4-9005 | Flat-Box-LED track spotlight | black matt (RAL 9005), 163 x 50 x 26 mm, 15 W ¦ 2700 K ¦ Ra > 95 ¦ flood 45°, DALI |  | 786.2395
MW012825 | fbl-12-45-2700-4-9016 | Flat-Box-LED track spotlight | white matt (RAL 9016), 163 x 50 x 26 mm, 15 W ¦ 2700 K ¦ Ra > 95 ¦ flood 45°, DALI |  | 786.2395
MW012861 | fbl-12-45-2700-9-9005 | Flat-Box-LED track spotlight | black matt (RAL 9005), 163 x 50 x 26 mm, 15 W ¦ 2700 K ¦ Ra > 95 ¦ flood 45°, Bluetooth Casambi |  | 865.021
MW012852 | fbl-12-45-2700-9-9016 | Flat-Box-LED track spotlight | white matt (RAL 9016), 163 x 50 x 26 mm, 15 W ¦ 2700 K ¦ Ra > 95 ¦ flood 45°, Bluetooth Casambi |  | 865.021
MW012810 | fbl-12-45-3000-1-9005 | Flat-Box-LED track spotlight | black matt (RAL 9005), 163 x 50 x 26 mm, 15 W ¦ 3000 K ¦ Ra > 95 ¦ flood 45°, switchable |  | 707.458
MW012801 | fbl-12-45-3000-1-9016 | Flat-Box-LED track spotlight | white matt (RAL 9016), 163 x 50 x 26 mm, 15 W ¦ 3000 K ¦ Ra > 95 ¦ flood 45°, switchable |  | 707.458
MW012837 | fbl-12-45-3000-4-9005 | Flat-Box-LED track spotlight | black matt (RAL 9005), 163 x 50 x 26 mm, 15 W ¦ 3000 K ¦ Ra > 95 ¦ flood 45°, DALI |  | 786.2395
MW012828 | fbl-12-45-3000-4-9016 | Flat-Box-LED track spotlight | white matt (RAL 9016), 163 x 50 x 26 mm, 15 W ¦ 3000 K ¦ Ra > 95 ¦ flood 45°, DALI |  | 786.2395
MW012864 | fbl-12-45-3000-9-9005 | Flat-Box-LED track spotlight | black matt (RAL 9005), 163 x 50 x 26 mm, 15 W ¦ 3000 K ¦ Ra > 95 ¦ flood 45°, Bluetooth Casambi |  | 865.021
MW012855 | fbl-12-45-3000-9-9016 | Flat-Box-LED track spotlight | white matt (RAL 9016), 163 x 50 x 26 mm, 15 W ¦ 3000 K ¦ Ra > 95 ¦ flood 45°, Bluetooth Casambi |  | 865.021
MW012813 | fbl-12-45-4000-1-9005 | Flat-Box-LED track spotlight | black matt (RAL 9005), 163 x 50 x 26 mm, 15 W ¦ 4000 K ¦ Ra > 95 ¦ flood 45°, switchable |  | 707.458
MW012804 | fbl-12-45-4000-1-9016 | Flat-Box-LED track spotlight | white matt (RAL 9016), 163 x 50 x 26 mm, 15 W ¦ 4000 K ¦ Ra > 95 ¦ flood 45°, switchable |  | 707.458
MW012840 | fbl-12-45-4000-4-9005 | Flat-Box-LED track spotlight | black matt (RAL 9005), 163 x 50 x 26 mm, 15 W ¦ 4000 K ¦ Ra > 95 ¦ flood 45°, DALI |  | 786.2395
MW012831 | fbl-12-45-4000-4-9016 | Flat-Box-LED track spotlight | white matt (RAL 9016), 163 x 50 x 26 mm, 15 W ¦ 4000 K ¦ Ra > 95 ¦ flood 45°, DALI |  | 786.2395
MW012867 | fbl-12-45-4000-9-9005 | Flat-Box-LED track spotlight | black matt (RAL 9005), 163 x 50 x 26 mm, 15 W ¦ 4000 K ¦ Ra > 95 ¦ flood 45°, Bluetooth Casambi |  | 865.021
MW012858 | fbl-12-45-4000-9-9016 | Flat-Box-LED track spotlight | white matt (RAL 9016), 163 x 50 x 26 mm, 15 W ¦ 4000 K ¦ Ra > 95 ¦ flood 45°, Bluetooth Casambi |  | 865.021
MW012913 | fbl-21-12-2700-4-9005 | Flat-Box-LED surface-mounted spotlight | black matt (RAL 9005), 163 x 100 x 26 mm, 15 W ¦ 2700 K ¦ Ra > 95 ¦ spot 12°, DALI |  | 842.9622
MW012904 | fbl-21-12-2700-4-9016 | Flat-Box-LED surface-mounted spotlight | white matt (RAL 9016), 163 x 100 x 26 mm, 15 W ¦ 2700 K ¦ Ra > 95 ¦ spot 12°, DALI |  | 842.9622
MW012940 | fbl-21-12-2700-7-9005 | Flat-Box-LED surface-mounted spotlight | black matt (RAL 9005), 163 x 100 x 26 mm, 15 W ¦ 2700 K ¦ Ra > 95 ¦ spot 12°, Leading edge/trailing edge |  | 764.1807
MW012931 | fbl-21-12-2700-7-9016 | Flat-Box-LED surface-mounted spotlight | white matt (RAL 9016), 163 x 100 x 26 mm, 15 W ¦ 2700 K ¦ Ra > 95 ¦ spot 12°, Leading edge/trailing edge |  | 764.1807
MW012916 | fbl-21-12-3000-4-9005 | Flat-Box-LED surface-mounted spotlight | black matt (RAL 9005), 163 x 100 x 26 mm, 15 W ¦ 3000 K ¦ Ra > 95 ¦ spot 12°, DALI |  | 842.9622
MW012907 | fbl-21-12-3000-4-9016 | Flat-Box-LED surface-mounted spotlight | white matt (RAL 9016), 163 x 100 x 26 mm, 15 W ¦ 3000 K ¦ Ra > 95 ¦ spot 12°, DALI |  | 842.9622
MW012943 | fbl-21-12-3000-7-9005 | Flat-Box-LED surface-mounted spotlight | black matt (RAL 9005), 163 x 100 x 26 mm, 15 W ¦ 3000 K ¦ Ra > 95 ¦ spot 12°, Leading edge/trailing edge |  | 764.1807
MW012934 | fbl-21-12-3000-7-9016 | Flat-Box-LED surface-mounted spotlight | white matt (RAL 9016), 163 x 100 x 26 mm, 15 W ¦ 3000 K ¦ Ra > 95 ¦ spot 12°, Leading edge/trailing edge |  | 764.1807
MW012919 | fbl-21-12-4000-4-9005 | Flat-Box-LED surface-mounted spotlight | black matt (RAL 9005), 163 x 100 x 26 mm, 15 W ¦ 4000 K ¦ Ra > 95 ¦ spot 12°, DALI |  | 842.9622
MW012910 | fbl-21-12-4000-4-9016 | Flat-Box-LED surface-mounted spotlight | white matt (RAL 9016), 163 x 100 x 26 mm, 15 W ¦ 4000 K ¦ Ra > 95 ¦ spot 12°, DALI |  | 842.9622
MW012946 | fbl-21-12-4000-7-9005 | Flat-Box-LED surface-mounted spotlight | black matt (RAL 9005), 163 x 100 x 26 mm, 15 W ¦ 4000 K ¦ Ra > 95 ¦ spot 12°, Leading edge/trailing edge |  | 764.1807
MW012937 | fbl-21-12-4000-7-9016 | Flat-Box-LED surface-mounted spotlight | white matt (RAL 9016), 163 x 100 x 26 mm, 15 W ¦ 4000 K ¦ Ra > 95 ¦ spot 12°, Leading edge/trailing edge |  | 764.1807
MW012914 | fbl-21-30-2700-4-9005 | Flat-Box-LED surface-mounted spotlight | black matt (RAL 9005), 163 x 100 x 26 mm, 15 W ¦ 2700 K ¦ Ra > 95 ¦ medium 30°, DALI |  | 842.9622
MW012905 | fbl-21-30-2700-4-9016 | Flat-Box-LED surface-mounted spotlight | white matt (RAL 9016), 163 x 100 x 26 mm, 15 W ¦ 2700 K ¦ Ra > 95 ¦ medium 30°, DALI |  | 842.9622
MW012941 | fbl-21-30-2700-7-9005 | Flat-Box-LED surface-mounted spotlight | black matt (RAL 9005), 163 x 100 x 26 mm, 15 W ¦ 2700 K ¦ Ra > 95 ¦ medium 30°, Leading edge/trailing edge |  | 764.1807
MW012932 | fbl-21-30-2700-7-9016 | Flat-Box-LED surface-mounted spotlight | white matt (RAL 9016), 163 x 100 x 26 mm, 15 W ¦ 2700 K ¦ Ra > 95 ¦ medium 30°, Leading edge/trailing edge |  | 764.1807
MW012917 | fbl-21-30-3000-4-9005 | Flat-Box-LED surface-mounted spotlight | black matt (RAL 9005), 163 x 100 x 26 mm, 15 W ¦ 3000 K ¦ Ra > 95 ¦ medium 30°, DALI |  | 842.9622
MW012908 | fbl-21-30-3000-4-9016 | Flat-Box-LED surface-mounted spotlight | white matt (RAL 9016), 163 x 100 x 26 mm, 15 W ¦ 3000 K ¦ Ra > 95 ¦ medium 30°, DALI |  | 842.9622
MW012944 | fbl-21-30-3000-7-9005 | Flat-Box-LED surface-mounted spotlight | black matt (RAL 9005), 163 x 100 x 26 mm, 15 W ¦ 3000 K ¦ Ra > 95 ¦ medium 30°, Leading edge/trailing edge |  | 764.1807
MW012935 | fbl-21-30-3000-7-9016 | Flat-Box-LED surface-mounted spotlight | white matt (RAL 9016), 163 x 100 x 26 mm, 15 W ¦ 3000 K ¦ Ra > 95 ¦ medium 30°, Leading edge/trailing edge |  | 764.1807
MW012920 | fbl-21-30-4000-4-9005 | Flat-Box-LED surface-mounted spotlight | black matt (RAL 9005), 163 x 100 x 26 mm, 15 W ¦ 4000 K ¦ Ra > 95 ¦ medium 30°, DALI |  | 842.9622
MW012911 | fbl-21-30-4000-4-9016 | Flat-Box-LED surface-mounted spotlight | white matt (RAL 9016), 163 x 100 x 26 mm, 15 W ¦ 4000 K ¦ Ra > 95 ¦ medium 30°, DALI |  | 842.9622
MW012947 | fbl-21-30-4000-7-9005 | Flat-Box-LED surface-mounted spotlight | black matt (RAL 9005), 163 x 100 x 26 mm, 15 W ¦ 4000 K ¦ Ra > 95 ¦ medium 30°, Leading edge/trailing edge |  | 764.1807
MW012938 | fbl-21-30-4000-7-9016 | Flat-Box-LED surface-mounted spotlight | white matt (RAL 9016), 163 x 100 x 26 mm, 15 W ¦ 4000 K ¦ Ra > 95 ¦ medium 30°, Leading edge/trailing edge |  | 764.1807
MW012915 | fbl-21-45-2700-4-9005 | Flat-Box-LED surface-mounted spotlight | black matt (RAL 9005), 163 x 100 x 26 mm, 15 W ¦ 2700 K ¦ Ra > 95 ¦ flood 45°, DALI |  | 842.9622
MW012906 | fbl-21-45-2700-4-9016 | Flat-Box-LED surface-mounted spotlight | white matt (RAL 9016), 163 x 100 x 26 mm, 15 W ¦ 2700 K ¦ Ra > 95 ¦ flood 45°, DALI |  | 842.9622
MW012942 | fbl-21-45-2700-7-9005 | Flat-Box-LED surface-mounted spotlight | black matt (RAL 9005), 163 x 100 x 26 mm, 15 W ¦ 2700 K ¦ Ra > 95 ¦ flood 45°, Leading edge/trailing edge |  | 764.1807
MW012933 | fbl-21-45-2700-7-9016 | Flat-Box-LED surface-mounted spotlight | white matt (RAL 9016), 163 x 100 x 26 mm, 15 W ¦ 2700 K ¦ Ra > 95 ¦ flood 45°, Leading edge/trailing edge |  | 764.1807
MW012918 | fbl-21-45-3000-4-9005 | Flat-Box-LED surface-mounted spotlight | black matt (RAL 9005), 163 x 100 x 26 mm, 15 W ¦ 3000 K ¦ Ra > 95 ¦ flood 45°, DALI |  | 842.9622
MW012909 | fbl-21-45-3000-4-9016 | Flat-Box-LED surface-mounted spotlight | white matt (RAL 9016), 163 x 100 x 26 mm, 15 W ¦ 3000 K ¦ Ra > 95 ¦ flood 45°, DALI |  | 842.9622
MW012945 | fbl-21-45-3000-7-9005 | Flat-Box-LED surface-mounted spotlight | black matt (RAL 9005), 163 x 100 x 26 mm, 15 W ¦ 3000 K ¦ Ra > 95 ¦ flood 45°, Leading edge/trailing edge |  | 764.1807
MW012936 | fbl-21-45-3000-7-9016 | Flat-Box-LED surface-mounted spotlight | white matt (RAL 9016), 163 x 100 x 26 mm, 15 W ¦ 3000 K ¦ Ra > 95 ¦ flood 45°, Leading edge/trailing edge |  | 764.1807
MW012921 | fbl-21-45-4000-4-9005 | Flat-Box-LED surface-mounted spotlight | black matt (RAL 9005), 163 x 100 x 26 mm, 15 W ¦ 4000 K ¦ Ra > 95 ¦ flood 45°, DALI |  | 842.9622
MW012912 | fbl-21-45-4000-4-9016 | Flat-Box-LED surface-mounted spotlight | white matt (RAL 9016), 163 x 100 x 26 mm, 15 W ¦ 4000 K ¦ Ra > 95 ¦ flood 45°, DALI |  | 842.9622
MW012948 | fbl-21-45-4000-7-9005 | Flat-Box-LED surface-mounted spotlight | black matt (RAL 9005), 163 x 100 x 26 mm, 15 W ¦ 4000 K ¦ Ra > 95 ¦ flood 45°, Leading edge/trailing edge |  | 764.1807
MW012939 | fbl-21-45-4000-7-9016 | Flat-Box-LED surface-mounted spotlight | white matt (RAL 9016), 163 x 100 x 26 mm, 15 W ¦ 4000 K ¦ Ra > 95 ¦ flood 45°, Leading edge/trailing edge |  | 764.1807
MW013021 | fbl-23-12-2700-4-9005 | Flat-Box-LED surface-mounted spotlight | black matt (RAL 9005), 163 x 117 x 26 mm, 15 W ¦ 2700 K ¦ Ra > 95 ¦ spot 12°, DALI |  | 732.6681
MW013012 | fbl-23-12-2700-4-9016 | Flat-Box-LED surface-mounted spotlight | white matt (RAL 9016), 163 x 117 x 26 mm, 15 W ¦ 2700 K ¦ Ra > 95 ¦ spot 12°, DALI |  | 732.6681
MW013048 | fbl-23-12-2700-7-9005 | Flat-Box-LED surface-mounted spotlight | black matt (RAL 9005), 163 x 117 x 26 mm, 15 W ¦ 2700 K ¦ Ra > 95 ¦ spot 12°, Leading edge/trailing edge |  | 653.8866
MW013039 | fbl-23-12-2700-7-9016 | Flat-Box-LED surface-mounted spotlight | white matt (RAL 9016), 163 x 117 x 26 mm, 15 W ¦ 2700 K ¦ Ra > 95 ¦ spot 12°, Leading edge/trailing edge |  | 653.8866
MW013024 | fbl-23-12-3000-4-9005 | Flat-Box-LED surface-mounted spotlight | black matt (RAL 9005), 163 x 117 x 26 mm, 15 W ¦ 3000 K ¦ Ra > 95 ¦ spot 12°, DALI |  | 732.6681
MW013015 | fbl-23-12-3000-4-9016 | Flat-Box-LED surface-mounted spotlight | white matt (RAL 9016), 163 x 117 x 26 mm, 15 W ¦ 3000 K ¦ Ra > 95 ¦ spot 12°, DALI |  | 732.6681
MW013051 | fbl-23-12-3000-7-9005 | Flat-Box-LED surface-mounted spotlight | black matt (RAL 9005), 163 x 117 x 26 mm, 15 W ¦ 3000 K ¦ Ra > 95 ¦ spot 12°, Leading edge/trailing edge |  | 653.8866
MW013042 | fbl-23-12-3000-7-9016 | Flat-Box-LED surface-mounted spotlight | white matt (RAL 9016), 163 x 117 x 26 mm, 15 W ¦ 3000 K ¦ Ra > 95 ¦ spot 12°, Leading edge/trailing edge |  | 653.8866
MW013027 | fbl-23-12-4000-4-9005 | Flat-Box-LED surface-mounted spotlight | black matt (RAL 9005), 163 x 117 x 26 mm, 15 W ¦ 4000 K ¦ Ra > 95 ¦ spot 12°, DALI |  | 732.6681
MW013018 | fbl-23-12-4000-4-9016 | Flat-Box-LED surface-mounted spotlight | white matt (RAL 9016), 163 x 117 x 26 mm, 15 W ¦ 4000 K ¦ Ra > 95 ¦ spot 12°, DALI |  | 732.6681
MW013054 | fbl-23-12-4000-7-9005 | Flat-Box-LED surface-mounted spotlight | black matt (RAL 9005), 163 x 117 x 26 mm, 15 W ¦ 4000 K ¦ Ra > 95 ¦ spot 12°, Leading edge/trailing edge |  | 653.8866
MW013045 | fbl-23-12-4000-7-9016 | Flat-Box-LED surface-mounted spotlight | white matt (RAL 9016), 163 x 117 x 26 mm, 15 W ¦ 4000 K ¦ Ra > 95 ¦ spot 12°, Leading edge/trailing edge |  | 653.8866
MW013022 | fbl-23-30-2700-4-9005 | Flat-Box-LED surface-mounted spotlight | black matt (RAL 9005), 163 x 117 x 26 mm, 15 W ¦ 2700 K ¦ Ra > 95 ¦ medium 30°, DALI |  | 732.6681
MW013013 | fbl-23-30-2700-4-9016 | Flat-Box-LED surface-mounted spotlight | white matt (RAL 9016), 163 x 117 x 26 mm, 15 W ¦ 2700 K ¦ Ra > 95 ¦ medium 30°, DALI |  | 732.6681
MW013049 | fbl-23-30-2700-7-9005 | Flat-Box-LED surface-mounted spotlight | black matt (RAL 9005), 163 x 117 x 26 mm, 15 W ¦ 2700 K ¦ Ra > 95 ¦ medium 30°, Leading edge/trailing edge |  | 653.8866
MW013040 | fbl-23-30-2700-7-9016 | Flat-Box-LED surface-mounted spotlight | white matt (RAL 9016), 163 x 117 x 26 mm, 15 W ¦ 2700 K ¦ Ra > 95 ¦ medium 30°, Leading edge/trailing edge |  | 653.8866
MW013025 | fbl-23-30-3000-4-9005 | Flat-Box-LED surface-mounted spotlight | black matt (RAL 9005), 163 x 117 x 26 mm, 15 W ¦ 3000 K ¦ Ra > 95 ¦ medium 30°, DALI |  | 732.6681
MW013016 | fbl-23-30-3000-4-9016 | Flat-Box-LED surface-mounted spotlight | white matt (RAL 9016), 163 x 117 x 26 mm, 15 W ¦ 3000 K ¦ Ra > 95 ¦ medium 30°, DALI |  | 732.6681
MW013052 | fbl-23-30-3000-7-9005 | Flat-Box-LED surface-mounted spotlight | black matt (RAL 9005), 163 x 117 x 26 mm, 15 W ¦ 3000 K ¦ Ra > 95 ¦ medium 30°, Leading edge/trailing edge |  | 653.8866
MW013043 | fbl-23-30-3000-7-9016 | Flat-Box-LED surface-mounted spotlight | white matt (RAL 9016), 163 x 117 x 26 mm, 15 W ¦ 3000 K ¦ Ra > 95 ¦ medium 30°, Leading edge/trailing edge |  | 653.8866
MW013028 | fbl-23-30-4000-4-9005 | Flat-Box-LED surface-mounted spotlight | black matt (RAL 9005), 163 x 117 x 26 mm, 15 W ¦ 4000 K ¦ Ra > 95 ¦ medium 30°, DALI |  | 732.6681
MW013019 | fbl-23-30-4000-4-9016 | Flat-Box-LED surface-mounted spotlight | white matt (RAL 9016), 163 x 117 x 26 mm, 15 W ¦ 4000 K ¦ Ra > 95 ¦ medium 30°, DALI |  | 732.6681
MW013055 | fbl-23-30-4000-7-9005 | Flat-Box-LED surface-mounted spotlight | black matt (RAL 9005), 163 x 117 x 26 mm, 15 W ¦ 4000 K ¦ Ra > 95 ¦ medium 30°, Leading edge/trailing edge |  | 653.8866
MW013046 | fbl-23-30-4000-7-9016 | Flat-Box-LED surface-mounted spotlight | white matt (RAL 9016), 163 x 117 x 26 mm, 15 W ¦ 4000 K ¦ Ra > 95 ¦ medium 30°, Leading edge/trailing edge |  | 653.8866
MW013023 | fbl-23-45-2700-4-9005 | Flat-Box-LED surface-mounted spotlight | black matt (RAL 9005), 163 x 117 x 26 mm, 15 W ¦ 2700 K ¦ Ra > 95 ¦ flood 45°, DALI |  | 732.6681
MW013014 | fbl-23-45-2700-4-9016 | Flat-Box-LED surface-mounted spotlight | white matt (RAL 9016), 163 x 117 x 26 mm, 15 W ¦ 2700 K ¦ Ra > 95 ¦ flood 45°, DALI |  | 732.6681
MW013050 | fbl-23-45-2700-7-9005 | Flat-Box-LED surface-mounted spotlight | black matt (RAL 9005), 163 x 117 x 26 mm, 15 W ¦ 2700 K ¦ Ra > 95 ¦ flood 45°, Leading edge/trailing edge |  | 653.8866
MW013041 | fbl-23-45-2700-7-9016 | Flat-Box-LED surface-mounted spotlight | white matt (RAL 9016), 163 x 117 x 26 mm, 15 W ¦ 2700 K ¦ Ra > 95 ¦ flood 45°, Leading edge/trailing edge |  | 653.8866
MW013026 | fbl-23-45-3000-4-9005 | Flat-Box-LED surface-mounted spotlight | black matt (RAL 9005), 163 x 117 x 26 mm, 15 W ¦ 3000 K ¦ flood 45°, DALI |  | 732.6681
MW013017 | fbl-23-45-3000-4-9016 | Flat-Box-LED surface-mounted spotlight | white matt (RAL 9016), 163 x 117 x 26 mm, 15 W ¦ 3000 K ¦ flood 45°, DALI |  | 732.6681
MW013053 | fbl-23-45-3000-7-9005 | Flat-Box-LED surface-mounted spotlight | black matt (RAL 9005), 163 x 117 x 26 mm, 15 W ¦ 3000 K ¦ Ra > 95 ¦ flood 45°, Leading edge/trailing edge |  | 653.8866
MW013044 | fbl-23-45-3000-7-9016 | Flat-Box-LED surface-mounted spotlight | white matt (RAL 9016), 163 x 117 x 26 mm, 15 W ¦ 3000 K ¦ Ra > 95 ¦ flood 45°, Leading edge/trailing edge |  | 653.8866
MW013029 | fbl-23-45-4000-4-9005 | Flat-Box-LED surface-mounted spotlight | black matt (RAL 9005), 163 x 117 x 26 mm, 15 W ¦ 4000 K ¦ Ra > 95 ¦ flood 45°, DALI |  | 732.6681
MW013020 | fbl-23-45-4000-4-9016 | Flat-Box-LED surface-mounted spotlight | white matt (RAL 9016), 163 x 117 x 26 mm, 15 W ¦ 4000 K ¦ Ra > 95 ¦ flood 45°, DALI |  | 732.6681
MW013056 | fbl-23-45-4000-7-9005 | Flat-Box-LED surface-mounted spotlight | black matt (RAL 9005), 163 x 117 x 26 mm, 15 W ¦ 4000 K ¦ Ra > 95 ¦ flood 45°, Leading edge/trailing edge |  | 653.8866
MW013047 | fbl-23-45-4000-7-9016 | Flat-Box-LED surface-mounted spotlight | white matt (RAL 9016), 163 x 117 x 26 mm, 15 W ¦ 4000 K ¦ Ra > 95 ¦ flood 45°, Leading edge/trailing edge |  | 653.8866
MW013102 | fbl-43-12-2700-9005 | Flat-Box-LED recessed light | black matt (RAL 9005), cover frame 188 x 45 mm, 15 W ¦ 2700 K ¦ Ra > 95 ¦ spot 12°, converter not included |  | 471.1134
MW013093 | fbl-43-12-2700-9016 | Flat-Box-LED recessed light | white matt (RAL 9016), cover frame 188 x 45 mm, 15 W ¦ 2700 K ¦ Ra > 95 ¦ spot 12°, converter not included |  | 471.1134
MW013105 | fbl-43-12-3000-9005 | Flat-Box-LED recessed light | black matt (RAL 9005), cover frame 188 x 45 mm, 15 W ¦ 3000 K ¦ Ra > 95 ¦ spot 12°, converter not included |  | 471.1134
MW013096 | fbl-43-12-3000-9016 | Flat-Box-LED recessed light | white matt (RAL 9016), cover frame 188 x 45 mm, 15 W ¦ 3000 K ¦ Ra > 95 ¦ spot 12°, converter not included |  | 471.1134
MW013108 | fbl-43-12-4000-9005 | Flat-Box-LED recessed light | black matt (RAL 9005), cover frame 188 x 45 mm, 15 W ¦ 4000 K ¦ Ra > 95 ¦ spot 12°, converter not included |  | 471.1134
MW013099 | fbl-43-12-4000-9016 | Flat-Box-LED recessed light | white matt (RAL 9016), cover frame 188 x 45 mm, 15 W ¦ 4000 K ¦ Ra > 95 ¦ spot 12°, converter not included |  | 471.1134
MW013103 | fbl-43-30-2700-9005 | Flat-Box-LED recessed light | black matt (RAL 9005), cover frame 188 x 45 mm, 15 W ¦ 2700 K ¦ Ra > 95 ¦ medium 30°, converter not included |  | 471.1134
MW013094 | fbl-43-30-2700-9016 | Flat-Box-LED recessed light | white matt (RAL 9016), cover frame 188 x 45 mm, 15 W ¦ 2700 K ¦ Ra > 95 ¦ medium 30°, converter not included |  | 471.1134
MW013106 | fbl-43-30-3000-9005 | Flat-Box-LED recessed light | black matt (RAL 9005), cover frame 188 x 45 mm, 15 W ¦ 3000 K ¦ Ra > 95 ¦ medium 30°, converter not included |  | 471.1134
MW013097 | fbl-43-30-3000-9016 | Flat-Box-LED recessed light | white matt (RAL 9016), cover frame 188 x 45 mm, 15 W ¦ 3000 K ¦ Ra > 95 ¦ medium 30°, converter not included |  | 471.1134
MW013109 | fbl-43-30-4000-9005 | Flat-Box-LED recessed light | black matt (RAL 9005), cover frame 188 x 45 mm, 15 W ¦ 4000 K ¦ Ra > 95 ¦ medium 30°, converter not included |  | 471.1134
MW013100 | fbl-43-30-4000-9016 | Flat-Box-LED recessed light | white matt (RAL 9016), cover frame 188 x 45 mm, 15 W ¦ 4000 K ¦ Ra > 95 ¦ medium 30°, converter not included |  | 471.1134
MW013104 | fbl-43-45-2700-9005 | Flat-Box-LED recessed light | black matt (RAL 9005), cover frame 188 x 45 mm, 15 W ¦ 2700 K ¦ Ra > 95 ¦ flood 45°, converter not included |  | 471.1134
MW013095 | fbl-43-45-2700-9016 | Flat-Box-LED recessed light | white matt (RAL 9016), cover frame 188 x 45 mm, 15 W ¦ 2700 K ¦ Ra > 95 ¦ flood 45°, converter not included |  | 471.1134
MW013107 | fbl-43-45-3000-9005 | Flat-Box-LED recessed light | black matt (RAL 9005), cover frame 188 x 45 mm, 15 W ¦ 3000 K ¦ Ra > 95 ¦ flood 45°, converter not included |  | 471.1134
MW013098 | fbl-43-45-3000-9016 | Flat-Box-LED recessed light | white matt (RAL 9016), cover frame 188 x 45 mm, 15 W ¦ 3000 K ¦ Ra > 95 ¦ flood 45°, converter not included |  | 471.1134
MW013110 | fbl-43-45-4000-9005 | Flat-Box-LED recessed light | black matt (RAL 9005), cover frame 188 x 45 mm, 15 W ¦ 4000 K ¦ Ra > 95 ¦ flood 45°, converter not included |  | 471.1134
MW013101 | fbl-43-45-4000-9016 | Flat-Box-LED recessed light | white matt (RAL 9016), cover frame 188 x 45 mm, 15 W ¦ 4000 K ¦ Ra > 95 ¦ flood 45°, converter not included |  | 471.1134
MW013129 | fbl-53-12-2700-9005 | Flat-Box-LED recessed light | black matt (RAL 9005), cover frame 169 x 32 mm, 15 W ¦ 2700 K ¦ Ra > 95 ¦ spot 12°, converter not included |  | 471.1134
MW013120 | fbl-53-12-2700-9016 | Flat-Box-LED recessed light | white matt (RAL 9016), cover frame 169 x 32 mm, 15 W ¦ 2700 K ¦ Ra > 95 ¦ spot 12°, converter not included |  | 471.1134
MW013132 | fbl-53-12-3000-9005 | Flat-Box-LED recessed light | black matt (RAL 9005), cover frame 169 x 32 mm, 15 W ¦ 3000 K ¦ Ra > 95 ¦ spot 12°, converter not included |  | 471.1134
MW013123 | fbl-53-12-3000-9016 | Flat-Box-LED recessed light | white matt (RAL 9016), cover frame 169 x 32 mm, 15 W ¦ 3000 K ¦ Ra > 95 ¦ spot 12°, converter not included |  | 471.1134
MW013135 | fbl-53-12-4000-9005 | Flat-Box-LED recessed light | black matt (RAL 9005), cover frame 169 x 32 mm, 15 W ¦ 4000 K ¦ Ra > 95 ¦ spot 12°, converter not included |  | 471.1134
MW013126 | fbl-53-12-4000-9016 | Flat-Box-LED recessed light | white matt (RAL 9016), cover frame 169 x 32 mm, 15 W ¦ 4000 K ¦ Ra > 95 ¦ spot 12°, converter not included |  | 471.1134
MW013130 | fbl-53-30-2700-9005 | Flat-Box-LED recessed light | black matt (RAL 9005), cover frame 169 x 32 mm, 15 W ¦ 2700 K ¦ Ra > 95 ¦ medium 30°, converter not included |  | 471.1134
MW013121 | fbl-53-30-2700-9016 | Flat-Box-LED recessed light | white matt (RAL 9016), cover frame 169 x 32 mm, 15 W ¦ 2700 K ¦ Ra > 95 ¦ medium 30°, converter not included |  | 471.1134
MW013133 | fbl-53-30-3000-9005 | Flat-Box-LED recessed light | black matt (RAL 9005), cover frame 169 x 32 mm, 15 W ¦ 3000 K ¦ Ra > 95 ¦ medium 30°, converter not included |  | 471.1134
MW013124 | fbl-53-30-3000-9016 | Flat-Box-LED recessed light | white matt (RAL 9016), cover frame 169 x 32 mm, 15 W ¦ 3000 K ¦ Ra > 95 ¦ medium 30°, converter not included |  | 471.1134
MW013136 | fbl-53-30-4000-9005 | Flat-Box-LED recessed light | black matt (RAL 9005), cover frame 169 x 32 mm, 15 W ¦ 4000 K ¦ Ra > 95 ¦ medium 30°, converter not included |  | 471.1134
MW013127 | fbl-53-30-4000-9016 | Flat-Box-LED recessed light | white matt (RAL 9016), cover frame 169 x 32 mm, 15 W ¦ 4000 K ¦ Ra > 95 ¦ medium 30°, converter not included |  | 471.1134
MW013131 | fbl-53-45-2700-9005 | Flat-Box-LED recessed light | black matt (RAL 9005), cover frame 169 x 32 mm, 15 W ¦ 2700 K ¦ Ra > 95 ¦ flood 45°, converter not included |  | 471.1134
MW013122 | fbl-53-45-2700-9016 | Flat-Box-LED recessed light | white matt (RAL 9016), cover frame 169 x 32 mm, 15 W ¦ 2700 K ¦ Ra > 95 ¦ flood 45°, converter not included |  | 471.1134
MW013134 | fbl-53-45-3000-9005 | Flat-Box-LED recessed light | black matt (RAL 9005), cover frame 169 x 32 mm, 15 W ¦ 3000 K ¦ Ra > 95 ¦ flood 45°, converter not included |  | 471.1134
MW013125 | fbl-53-45-3000-9016 | Flat-Box-LED recessed light | white matt (RAL 9016), cover frame 169 x 32 mm, 15 W ¦ 3000 K ¦ Ra > 95 ¦ flood 45°, converter not included |  | 471.1134
MW013137 | fbl-53-45-4000-9005 | Flat-Box-LED recessed light | black matt (RAL 9005), cover frame 169 x 32 mm, 15 W ¦ 4000 K ¦ Ra > 95 ¦ flood 45°, converter not included |  | 471.1134
MW013128 | fbl-53-45-4000-9016 | Flat-Box-LED recessed light | white matt (RAL 9016), cover frame 169 x 32 mm, 15 W ¦ 4000 K ¦ Ra > 95 ¦ flood 45°, converter not included |  | 471.1134
MW013196 | fbl-av-20 | Flat-Box-LED components and accessories | beam diverging attachment 20° |  | 107.1429
MW017538 | fbl-av-30 | Flat-Box-LED components and accessories | beam diverging attachment 30° |  | 107.1429
MW017539 | fbl-av-40 | Flat-Box-LED components and accessories | beam diverging attachment 40° |  | 107.1429
MW017540 | fbl-av-60 | Flat-Box-LED components and accessories | beam diverging attachment 60° |  | 107.1429
MW013168 | fbl-mw-14-db-45-2700-9005 | Flat-Box-LED profile spotlight | black matt (RAL 9005), flush-mounted 345 x 103 x 36 mm ¦ 15 W ¦ 2700 K ¦ Ra > 95 ¦ flood 45°, DALI |  | 775.2101
MW013165 | fbl-mw-14-db-45-2700-9016 | Flat-Box-LED profile spotlight | white matt (RAL 9016), flush-mounted 345 x 103 x 36 mm ¦ 15 W ¦ 2700 K ¦ Ra > 95 ¦ flood 45°, DALI |  | 775.2101
MW013169 | fbl-mw-14-db-45-3000-9005 | Flat-Box-LED profile spotlight | black matt (RAL 9005), flush-mounted 345 x 103 x 36 mm ¦ 15 W ¦ 3000 K ¦ Ra > 95 ¦ flood 45°, DALI |  | 775.2101
MW013166 | fbl-mw-14-db-45-3000-9016 | Flat-Box-LED profile spotlight | white matt (RAL 9016), flush-mounted 345 x 103 x 36 mm ¦ 15 W ¦ 3000 K ¦ Ra > 95 ¦ flood 45°, DALI |  | 775.2101
MW013170 | fbl-mw-14-db-45-4000-9005 | Flat-Box-LED profile spotlight | black matt (RAL 9005), flush-mounted 345 x 103 x 36 mm ¦ 15 W ¦ 4000 K ¦ Ra > 95 ¦ flood 45°, DALI |  | 775.2101
MW013167 | fbl-mw-14-db-45-4000-9016 | Flat-Box-LED profile spotlight | white matt (RAL 9016), flush-mounted 345 x 103 x 36 mm ¦ 15 W ¦ 4000 K ¦ Ra > 95 ¦ flood 45°, DALI |  | 775.2101
MW013186 | fbl-mw-14-rv-45-2700-9005 | Flat-Box-LED profile spotlight | black matt (RAL 9005), set back 345 x 88 x 36 mm ¦ 15 W ¦ 2700 K ¦ Ra > 95 ¦ flood 45°, DALI |  | 775.2101
MW013183 | fbl-mw-14-rv-45-2700-9016 | Flat-Box-LED profile spotlight | white matt (RAL 9016), set back 345 x 88 x 36 mm ¦ 15 W ¦ 2700 K ¦ Ra > 95 ¦ flood 45°, DALI |  | 775.2101
MW013187 | fbl-mw-14-rv-45-3000-9005 | Flat-Box-LED profile spotlight | black matt (RAL 9005), set back 345 x 88 x 36 mm ¦ 15 W ¦ 3000 K ¦ Ra > 95 ¦ flood 45°, DALI |  | 775.2101
MW013184 | fbl-mw-14-rv-45-3000-9016 | Flat-Box-LED profile spotlight | white matt (RAL 9016), set back 345 x 88 x 36 mm ¦ 15 W ¦ 3000 K ¦ Ra > 95 ¦ flood 45°, DALI |  | 775.2101
MW013188 | fbl-mw-14-rv-45-4000-9005 | Flat-Box-LED profile spotlight | black matt (RAL 9005), set back 345 x 88 x 36 mm ¦ 15 W ¦ 4000 K ¦ Ra > 95 ¦ flood 45°, DALI |  | 775.2101
MW013185 | fbl-mw-14-rv-45-4000-9016 | Flat-Box-LED profile spotlight | white matt (RAL 9016), set back 345 x 88 x 36 mm ¦ 15 W ¦ 4000 K ¦ Ra > 95 ¦ flood 45°, DALI |  | 775.2101
MW018754 | fbl-mw-14-rv-9016-4000-45 | Flat-Box-LED profile spotlight | white matt (RAL 9016), set back 190 x 88 x 36 mm ¦ 30 W ¦ 4000 K ¦ Ra > 95 ¦ flood 45°, DALI |  | 835.084
MW013159 | fbl-mw-7-db-45-2700-9005 | Flat-Box-LED profile spotlight | black matt (RAL 9005), flush-mounted 190 x 103 x 36 mm ¦ 15 W ¦ 2700 K ¦ Ra > 95 ¦ flood 45°, DALI |  | 576.6807
MW013156 | fbl-mw-7-db-45-2700-9016 | Flat-Box-LED profile spotlight | white matt (RAL 9016), flush-mounted 190 x 103 x 36 mm ¦ 15 W ¦ 2700 K ¦ Ra > 95 ¦ flood 45°, DALI |  | 576.6807
MW013160 | fbl-mw-7-db-45-3000-9005 | Flat-Box-LED profile spotlight | black matt (RAL 9005), flush-mounted 190 x 103 x 36 mm ¦ 15 W ¦ 3000 K ¦ Ra > 95 ¦ flood 45°, DALI |  | 576.6807
MW013157 | fbl-mw-7-db-45-3000-9016 | Flat-Box-LED profile spotlight | white matt (RAL 9016), flush-mounted 190 x 103 x 36 mm ¦ 15 W ¦ 3000 K ¦ Ra > 95 ¦ flood 45°, DALI |  | 576.6807
MW013161 | fbl-mw-7-db-45-4000-9005 | Flat-Box-LED profile spotlight | black matt (RAL 9005), flush-mounted 190 x 103 x 36 mm ¦ 15 W ¦ 4000 K ¦ Ra > 95 ¦ flood 45°, DALI |  | 576.6807
MW013158 | fbl-mw-7-db-45-4000-9016 | Flat-Box-LED profile spotlight | white matt (RAL 9016), flush-mounted 190 x 103 x 36 mm ¦ 15 W ¦ 4000 K ¦ Ra > 95 ¦ flood 45°, DALI |  | 576.6807
MW013177 | fbl-mw-7-rv-45-2700-9005 | Flat-Box-LED profile spotlight | black matt (RAL 9005), set back 190 x 88 x 36 mm ¦ 15 W ¦ 2700 K ¦ Ra > 95 ¦ flood 45°, DALI |  | 576.6807
MW013174 | fbl-mw-7-rv-45-2700-9016 | Flat-Box-LED profile spotlight | white matt (RAL 9016), set back 190 x 88 x 36 mm ¦ 15 W ¦ 2700 K ¦ Ra > 95 ¦ flood 45°, DALI |  | 576.6807
MW013178 | fbl-mw-7-rv-45-3000-9005 | Flat-Box-LED profile spotlight | black matt (RAL 9005), set back 190 x 88 x 36 mm ¦ 15 W ¦ 3000 K ¦ Ra > 95 ¦ flood 45°, DALI |  | 576.6807
MW013175 | fbl-mw-7-rv-45-3000-9016 | Flat-Box-LED profile spotlight | white matt (RAL 9016), set back 190 x 88 x 36 mm ¦ 15 W ¦ 3000 K ¦ Ra > 95 ¦ flood 45°, DALI |  | 576.6807
MW013179 | fbl-mw-7-rv-45-4000-9005 | Flat-Box-LED profile spotlight | black matt (RAL 9005), set back 190 x 88 x 36 mm ¦ 15 W ¦ 4000 K ¦ Ra > 95 ¦ flood 45°, DALI |  | 576.6807
MW013176 | fbl-mw-7-rv-45-4000-9016 | Flat-Box-LED profile spotlight | white matt (RAL 9016), set back 190 x 88 x 36 mm ¦ 15 W ¦ 4000 K ¦ Ra > 95 ¦ flood 45°, DALI |  | 576.6807
MW013195 | fbl-sh | Flat-Box-LED components and accessories | shutter, black matt (anodised) |  | 155.9874
MW013192 | fbl-sl-9005 | Flat-Box-LED floor lamp | black matt (RAL 9005), 250 x 1520 x 250 mm, 15 W ¦ 2700 K ¦ flood 45°, Ra > 90 ¦ dimmable, cable black 2.000 mm, shutterblack included |  | 1545.6933
MW013193 | fbl-sl-b02 | Flat-Box-LED floor lamp | dark bronze, 250 x 1520 x 250 mm, 15 W ¦ 2700 K ¦ flood 45°, Ra > 90 ¦ dimmable, cable black 2.000 mm, shutterblack included |  | 1545.6933
MW013420 | gk-be-cc-9005-bk | Gangkofner-Edition Bergamo pendant light | crystal clear ¦ mounting version black (RAL 9005) ¦ total length 2.770 mm ¦ cable black ¦ E27 socket, light source not included |  | 608.1933
MW015534 | gk-be-cc-9005-bu | Gangkofner-Edition Bergamo pendant light | crystal clear ¦ mounting version black (RAL 9005) ¦ total length 2.770 mm ¦ cable blue ¦ E27 socket, light source not included |  | 608.1933
MW016050 | gk-be-cc-9005-gy | Gangkofner-Edition Bergamo pendant light | crystal clear ¦ mounting version black (RAL 9005) ¦ total length 2.770 mm ¦ cable grey ¦ E27 socket, light source not included |  | 608.1933
MW013422 | gk-be-cc-9005-me1-bk | Gangkofner-Edition Bergamo pendant light | crystal clear ¦ mounting version black (RAL 9005) / tube brass brushed ¦ total length 2.770 mm ¦ cable black ¦ E27 socket, light source not included |  | 798.8445
MW015536 | gk-be-cc-9005-me1-bu | Gangkofner-Edition Bergamo pendant light | crystal clear ¦ mounting version black (RAL 9005) / tube brass brushed ¦ total length 2.770 mm ¦ cable blue ¦ E27 socket, light source not included |  | 798.8445
MW016052 | gk-be-cc-9005-me1-gy | Gangkofner-Edition Bergamo pendant light | crystal clear ¦ mounting version black (RAL 9005) / tube brass brushed ¦ total length 2.770 mm ¦ cable grey ¦ E27 socket, light source not included |  | 798.8445
MW015020 | gk-be-cc-9005-me1-wh | Gangkofner-Edition Bergamo pendant light | crystal clear ¦ mounting version black (RAL 9005) / tube brass brushed ¦ total length 2.770 mm ¦ cable white ¦ E27 socket, light source not included |  | 798.8445
MW013424 | gk-be-cc-9005-me2-bk | Gangkofner-Edition Bergamo pendant light | crystal clear ¦ mounting version black (RAL 9005) / funnel, tube and socket cover brass brushed ¦ total length 2.770 mm ¦ cable black ¦ E27 socket, light source not included |  | 798.8445
MW015538 | gk-be-cc-9005-me2-bu | Gangkofner-Edition Bergamo pendant light | crystal clear ¦ mounting version black (RAL 9005) / funnel, tube and socket cover brass brushed ¦ total length 2.770 mm ¦ cable blue ¦ E27 socket, light source not included |  | 798.8445
MW016054 | gk-be-cc-9005-me2-gy | Gangkofner-Edition Bergamo pendant light | crystal clear ¦ mounting version black (RAL 9005) / funnel, tube and socket cover brass brushed ¦ total length 2.770 mm ¦ cable grey ¦ E27 socket, light source not included |  | 798.8445
MW015022 | gk-be-cc-9005-me2-wh | Gangkofner-Edition Bergamo pendant light | crystal clear ¦ mounting version black (RAL 9005) / funnel, tube and socket cover brass brushed ¦ total length 2.770 mm ¦ cable white ¦ E27 socket, light source not included |  | 798.8445
MW013426 | gk-be-cc-9005-rg1-bk | Gangkofner-Edition Bergamo pendant light | crystal clear ¦ mounting version black (RAL 9005) / tube rosé gold¦ total length 2.770 mm ¦ cable black ¦ E27 socket, light source not included |  | 798.8445
MW015540 | gk-be-cc-9005-rg1-bu | Gangkofner-Edition Bergamo pendant light | crystal clear ¦ mounting version black (RAL 9005) / tube rosé gold¦ total length 2.770 mm ¦ cable blue ¦ E27 socket, light source not included |  | 798.8445
MW016056 | gk-be-cc-9005-rg1-gy | Gangkofner-Edition Bergamo pendant light | crystal clear ¦ mounting version black (RAL 9005) / tube rosé gold¦ total length 2.770 mm ¦ cable grey ¦ E27 socket, light source not included |  | 798.8445
MW015024 | gk-be-cc-9005-rg1-wh | Gangkofner-Edition Bergamo pendant light | crystal clear ¦ mounting version black (RAL 9005) / tube rosé gold¦ total length 2.770 mm ¦ cable white ¦ E27 socket, light source not included |  | 798.8445
MW013428 | gk-be-cc-9005-rg2-bk | Gangkofner-Edition Bergamo pendant light | crystal clear ¦ mounting version black (RAL 9005) / funnel, tube and socket cover rosé gold ¦ total length 2.770 mm ¦ cable black ¦ E27 socket, light source not included |  | 798.8445
MW015542 | gk-be-cc-9005-rg2-bu | Gangkofner-Edition Bergamo pendant light | crystal clear ¦ mounting version black (RAL 9005) / funnel, tube and socket cover rosé gold ¦ total length 2.770 mm ¦ cable blue ¦ E27 socket, light source not included |  | 798.8445
MW016058 | gk-be-cc-9005-rg2-gy | Gangkofner-Edition Bergamo pendant light | crystal clear ¦ mounting version black (RAL 9005) / funnel, tube and socket cover rosé gold ¦ total length 2.770 mm ¦ cable grey ¦ E27 socket, light source not included |  | 798.8445
MW015026 | gk-be-cc-9005-rg2-wh | Gangkofner-Edition Bergamo pendant light | crystal clear ¦ mounting version black (RAL 9005) / funnel, tube and socket cover rosé gold ¦ total length 2.770 mm ¦ cable white ¦ E27 socket, light source not included |  | 798.8445
MW015018 | gk-be-cc-9005-wh | Gangkofner-Edition Bergamo pendant light | crystal clear ¦ mounting version black (RAL 9005) ¦ total length 2.770 mm ¦ cable white ¦ E27 socket, light source not included |  | 608.1933
MW013421 | gk-be-cc-9016-bk | Gangkofner-Edition Bergamo pendant light | crystal clear ¦ mounting version white (RAL 9016) ¦ total length 2.770 mm ¦ cable black ¦ E27 socket, light source not included |  | 608.1933
MW015535 | gk-be-cc-9016-bu | Gangkofner-Edition Bergamo pendant light | crystal clear ¦ mounting version white (RAL 9016) ¦ total length 2.770 mm ¦ cable blue ¦ E27 socket, light source not included |  | 608.1933
MW016051 | gk-be-cc-9016-gy | Gangkofner-Edition Bergamo pendant light | crystal clear ¦ mounting version white (RAL 9016) ¦ total length 2.770 mm ¦ cable grey ¦ E27 socket, light source not included |  | 608.1933
MW013423 | gk-be-cc-9016-me1-bk | Gangkofner-Edition Bergamo pendant light | crystal clear ¦ mounting version white (RAL 9016) / tube brass brushed ¦ total length 2.770 mm ¦ cable black ¦ E27 socket, light source not included |  | 798.8445
MW015537 | gk-be-cc-9016-me1-bu | Gangkofner-Edition Bergamo pendant light | crystal clear ¦ mounting version white (RAL 9016) / tube brass brushed ¦ total length 2.770 mm ¦ cable blue ¦ E27 socket, light source not included |  | 798.8445
MW016053 | gk-be-cc-9016-me1-gy | Gangkofner-Edition Bergamo pendant light | crystal clear ¦ mounting version white (RAL 9016) / tube brass brushed ¦ total length 2.770 mm ¦ cable grey ¦ E27 socket, light source not included |  | 798.8445
MW015021 | gk-be-cc-9016-me1-wh | Gangkofner-Edition Bergamo pendant light | crystal clear ¦ mounting version white (RAL 9016) / tube brass brushed ¦ total length 2.770 mm ¦ cable white ¦ E27 socket, light source not included |  | 798.8445
MW013425 | gk-be-cc-9016-me2-bk | Gangkofner-Edition Bergamo pendant light | crystal clear ¦ mounting version white (RAL 9016) / funnel, tube and socket cover brass brushed ¦ total length 2.770 mm ¦ cable black ¦ E27 socket, light source not included |  | 798.8445
MW015539 | gk-be-cc-9016-me2-bu | Gangkofner-Edition Bergamo pendant light | crystal clear ¦ mounting version white (RAL 9016) / funnel, tube and socket cover brass brushed ¦ total length 2.770 mm ¦ cable blue ¦ E27 socket, light source not included |  | 798.8445
MW016055 | gk-be-cc-9016-me2-gy | Gangkofner-Edition Bergamo pendant light | crystal clear ¦ mounting version white (RAL 9016) / funnel, tube and socket cover brass brushed ¦ total length 2.770 mm ¦ cable grey ¦ E27 socket, light source not included |  | 798.8445
MW015023 | gk-be-cc-9016-me2-wh | Gangkofner-Edition Bergamo pendant light | crystal clear ¦ mounting version white (RAL 9016) / funnel, tube and socket cover brass brushed ¦ total length 2.770 mm ¦ cable white ¦ E27 socket, light source not included |  | 798.8445
MW013427 | gk-be-cc-9016-rg1-bk | Gangkofner-Edition Bergamo pendant light | crystal clear ¦ mounting version white (RAL 9016) / tube rosé gold¦ total length 2.770 mm ¦ cable black ¦ E27 socket, light source not included |  | 798.8445
MW015541 | gk-be-cc-9016-rg1-bu | Gangkofner-Edition Bergamo pendant light | crystal clear ¦ mounting version white (RAL 9016) / tube rosé gold¦ total length 2.770 mm ¦ cable blue ¦ E27 socket, light source not included |  | 798.8445
MW016057 | gk-be-cc-9016-rg1-gy | Gangkofner-Edition Bergamo pendant light | crystal clear ¦ mounting version white (RAL 9016) / tube rosé gold¦ total length 2.770 mm ¦ cable grey ¦ E27 socket, light source not included |  | 798.8445
MW015025 | gk-be-cc-9016-rg1-wh | Gangkofner-Edition Bergamo pendant light | crystal clear ¦ mounting version white (RAL 9016) / tube rosé gold¦ total length 2.770 mm ¦ cable white ¦ E27 socket, light source not included |  | 798.8445
MW013429 | gk-be-cc-9016-rg2-bk | Gangkofner-Edition Bergamo pendant light | crystal clear ¦ mounting version white (RAL 9016) / funnel, tube and socket cover rosé gold ¦ total length 2.770 mm ¦ cable black ¦ E27 socket, light source not included |  | 798.8445
MW015543 | gk-be-cc-9016-rg2-bu | Gangkofner-Edition Bergamo pendant light | crystal clear ¦ mounting version white (RAL 9016) / funnel, tube and socket cover rosé gold ¦ total length 2.770 mm ¦ cable blue ¦ E27 socket, light source not included |  | 798.8445
MW016059 | gk-be-cc-9016-rg2-gy | Gangkofner-Edition Bergamo pendant light | crystal clear ¦ mounting version white (RAL 9016) / funnel, tube and socket cover rosé gold ¦ total length 2.770 mm ¦ cable grey ¦ E27 socket, light source not included |  | 798.8445
MW015027 | gk-be-cc-9016-rg2-wh | Gangkofner-Edition Bergamo pendant light | crystal clear ¦ mounting version white (RAL 9016) / funnel, tube and socket cover rosé gold ¦ total length 2.770 mm ¦ cable white ¦ E27 socket, light source not included |  | 798.8445
MW015019 | gk-be-cc-9016-wh | Gangkofner-Edition Bergamo pendant light | crystal clear ¦ mounting version white (RAL 9016) ¦ total length 2.770 mm ¦ cable white ¦ E27 socket, light source not included |  | 608.1933
MW013430 | gk-be-cd-9005-bk | Gangkofner-Edition Bergamo pendant light | smoked ¦ mounting version black (RAL 9005) ¦ total length 2.770 mm ¦ cable black ¦ E27 socket, light source not included |  | 664.916
MW015544 | gk-be-cd-9005-bu | Gangkofner-Edition Bergamo pendant light | smoked ¦ mounting version black (RAL 9005) ¦ total length 2.770 mm ¦ cable blue ¦ E27 socket, light source not included |  | 664.916
MW016060 | gk-be-cd-9005-gy | Gangkofner-Edition Bergamo pendant light | smoked ¦ mounting version black (RAL 9005) ¦ total length 2.770 mm ¦ cable grey ¦ E27 socket, light source not included |  | 664.916
MW013432 | gk-be-cd-9005-me1-bk | Gangkofner-Edition Bergamo pendant light | smoked ¦ mounting version black (RAL 9005) / tube brass brushed ¦ total length 2.770 mm ¦ cable black ¦ E27 socket, light source not included |  | 855.5672
MW015546 | gk-be-cd-9005-me1-bu | Gangkofner-Edition Bergamo pendant light | smoked ¦ mounting version black (RAL 9005) / tube brass brushed ¦ total length 2.770 mm ¦ cable blue ¦ E27 socket, light source not included |  | 855.5672
MW016062 | gk-be-cd-9005-me1-gy | Gangkofner-Edition Bergamo pendant light | smoked ¦ mounting version black (RAL 9005) / tube brass brushed ¦ total length 2.770 mm ¦ cable grey ¦ E27 socket, light source not included |  | 855.5672
MW015030 | gk-be-cd-9005-me1-wh | Gangkofner-Edition Bergamo pendant light | smoked ¦ mounting version black (RAL 9005) / tube brass brushed ¦ total length 2.770 mm ¦ cable white ¦ E27 socket, light source not included |  | 855.5672
MW013434 | gk-be-cd-9005-me2-bk | Gangkofner-Edition Bergamo pendant light | smoked ¦ mounting version black (RAL 9005) / funnel, tube and socket cover brass brushed ¦ total length 2.770 mm ¦ cable black ¦ E27 socket, light source not included |  | 855.5672
MW015548 | gk-be-cd-9005-me2-bu | Gangkofner-Edition Bergamo pendant light | smoked ¦ mounting version black (RAL 9005) / funnel, tube and socket cover brass brushed ¦ total length 2.770 mm ¦ cable blue ¦ E27 socket, light source not included |  | 855.5672
MW016064 | gk-be-cd-9005-me2-gy | Gangkofner-Edition Bergamo pendant light | smoked ¦ mounting version black (RAL 9005) / funnel, tube and socket cover brass brushed ¦ total length 2.770 mm ¦ cable grey ¦ E27 socket, light source not included |  | 855.5672
MW015032 | gk-be-cd-9005-me2-wh | Gangkofner-Edition Bergamo pendant light | smoked ¦ mounting version black (RAL 9005) / funnel, tube and socket cover brass brushed ¦ total length 2.770 mm ¦ cable white ¦ E27 socket, light source not included |  | 855.5672
MW013436 | gk-be-cd-9005-rg1-bk | Gangkofner-Edition Bergamo pendant light | smoked ¦ mounting version black (RAL 9005) / tube rosé gold ¦ total length 2.770 mm ¦ cable black ¦ E27 socket, light source not included |  | 855.5672
MW015550 | gk-be-cd-9005-rg1-bu | Gangkofner-Edition Bergamo pendant light | smoked ¦ mounting version black (RAL 9005) / tube rosé gold ¦ total length 2.770 mm ¦ cable blue ¦ E27 socket, light source not included |  | 855.5672
MW016066 | gk-be-cd-9005-rg1-gy | Gangkofner-Edition Bergamo pendant light | smoked ¦ mounting version black (RAL 9005) / tube rosé gold ¦ total length 2.770 mm ¦ cable grey ¦ E27 socket, light source not included |  | 855.5672
MW015034 | gk-be-cd-9005-rg1-wh | Gangkofner-Edition Bergamo pendant light | smoked ¦ mounting version black (RAL 9005) / tube rosé gold ¦ total length 2.770 mm ¦ cable white ¦ E27 socket, light source not included |  | 855.5672
MW013438 | gk-be-cd-9005-rg2-bk | Gangkofner-Edition Bergamo pendant light | smoked ¦ mounting version black (RAL 9005) / funnel, tube and socket cover rosé gold ¦ total length 2.770 mm ¦ cable black ¦ E27 socket, light source not included |  | 855.5672
MW015552 | gk-be-cd-9005-rg2-bu | Gangkofner-Edition Bergamo pendant light | smoked ¦ mounting version black (RAL 9005) / funnel, tube and socket cover rosé gold ¦ total length 2.770 mm ¦ cable blue ¦ E27 socket, light source not included |  | 855.5672
MW016068 | gk-be-cd-9005-rg2-gy | Gangkofner-Edition Bergamo pendant light | smoked ¦ mounting version black (RAL 9005) / funnel, tube and socket cover rosé gold ¦ total length 2.770 mm ¦ cable grey ¦ E27 socket, light source not included |  | 855.5672
MW015036 | gk-be-cd-9005-rg2-wh | Gangkofner-Edition Bergamo pendant light | smoked ¦ mounting version black (RAL 9005) / funnel, tube and socket cover rosé gold ¦ total length 2.770 mm ¦ cable white ¦ E27 socket, light source not included |  | 855.5672
MW015028 | gk-be-cd-9005-wh | Gangkofner-Edition Bergamo pendant light | smoked ¦ mounting version black (RAL 9005) ¦ total length 2.770 mm ¦ cable white ¦ E27 socket, light source not included |  | 664.916
MW013431 | gk-be-cd-9016-bk | Gangkofner-Edition Bergamo pendant light | smoked ¦ mounting version white (RAL 9016) ¦ total length 2.770 mm ¦ cable black ¦ E27 socket, light source not included |  | 664.916
MW015545 | gk-be-cd-9016-bu | Gangkofner-Edition Bergamo pendant light | smoked ¦ mounting version white (RAL 9016) ¦ total length 2.770 mm ¦ cable blue ¦ E27 socket, light source not included |  | 664.916
MW016061 | gk-be-cd-9016-gy | Gangkofner-Edition Bergamo pendant light | smoked ¦ mounting version white (RAL 9016) ¦ total length 2.770 mm ¦ cable grey ¦ E27 socket, light source not included |  | 664.916
MW013433 | gk-be-cd-9016-me1-bk | Gangkofner-Edition Bergamo pendant light | smoked ¦ mounting version white (RAL 9016) / tube brass brushed ¦ total length 2.770 mm ¦ cable black ¦ E27 socket, light source not included |  | 855.5672
MW015547 | gk-be-cd-9016-me1-bu | Gangkofner-Edition Bergamo pendant light | smoked ¦ mounting version white (RAL 9016) / tube brass brushed ¦ total length 2.770 mm ¦ cable blue ¦ E27 socket, light source not included |  | 855.5672
MW016063 | gk-be-cd-9016-me1-gy | Gangkofner-Edition Bergamo pendant light | smoked ¦ mounting version white (RAL 9016) / tube brass brushed ¦ total length 2.770 mm ¦ cable grey ¦ E27 socket, light source not included |  | 855.5672
MW015031 | gk-be-cd-9016-me1-wh | Gangkofner-Edition Bergamo pendant light | smoked ¦ mounting version white (RAL 9016) / tube brass brushed ¦ total length 2.770 mm ¦ cable white ¦ E27 socket, light source not included |  | 855.5672
MW013435 | gk-be-cd-9016-me2-bk | Gangkofner-Edition Bergamo pendant light | smoked ¦ mounting version white (RAL 9016) / funnel, tube and socket cover brass brushed ¦ total length 2.770 mm ¦ cable black ¦ E27 socket, light source not included |  | 855.5672
MW015549 | gk-be-cd-9016-me2-bu | Gangkofner-Edition Bergamo pendant light | smoked ¦ mounting version white (RAL 9016) / funnel, tube and socket cover brass brushed ¦ total length 2.770 mm ¦ cable blue ¦ E27 socket, light source not included |  | 855.5672
MW016065 | gk-be-cd-9016-me2-gy | Gangkofner-Edition Bergamo pendant light | smoked ¦ mounting version white (RAL 9016) / funnel, tube and socket cover brass brushed ¦ total length 2.770 mm ¦ cable grey ¦ E27 socket, light source not included |  | 855.5672
MW015033 | gk-be-cd-9016-me2-wh | Gangkofner-Edition Bergamo pendant light | smoked ¦ mounting version white (RAL 9016) / funnel, tube and socket cover brass brushed ¦ total length 2.770 mm ¦ cable white ¦ E27 socket, light source not included |  | 855.5672
MW013437 | gk-be-cd-9016-rg1-bk | Gangkofner-Edition Bergamo pendant light | smoked ¦ mounting version white (RAL 9016) / tube rosé gold¦ total length 2.770 mm ¦ cable black ¦ E27 socket, light source not included |  | 855.5672
MW015551 | gk-be-cd-9016-rg1-bu | Gangkofner-Edition Bergamo pendant light | smoked ¦ mounting version white (RAL 9016) / tube rosé gold¦ total length 2.770 mm ¦ cable blue ¦ E27 socket, light source not included |  | 855.5672
MW016067 | gk-be-cd-9016-rg1-gy | Gangkofner-Edition Bergamo pendant light | smoked ¦ mounting version white (RAL 9016) / tube rosé gold¦ total length 2.770 mm ¦ cable grey ¦ E27 socket, light source not included |  | 855.5672
MW015035 | gk-be-cd-9016-rg1-wh | Gangkofner-Edition Bergamo pendant light | smoked ¦ mounting version white (RAL 9016) / tube rosé gold¦ total length 2.770 mm ¦ cable white ¦ E27 socket, light source not included |  | 855.5672
MW013439 | gk-be-cd-9016-rg2-bk | Gangkofner-Edition Bergamo pendant light | smoked ¦ mounting version white (RAL 9016) / funnel, tube and socket cover rosé gold ¦ total length 2.770 mm ¦ cable black ¦ E27 socket, light source not included |  | 855.5672
MW015553 | gk-be-cd-9016-rg2-bu | Gangkofner-Edition Bergamo pendant light | smoked ¦ mounting version white (RAL 9016) / funnel, tube and socket cover rosé gold ¦ total length 2.770 mm ¦ cable blue ¦ E27 socket, light source not included |  | 855.5672
MW016069 | gk-be-cd-9016-rg2-gy | Gangkofner-Edition Bergamo pendant light | smoked ¦ mounting version white (RAL 9016) / funnel, tube and socket cover rosé gold ¦ total length 2.770 mm ¦ cable grey ¦ E27 socket, light source not included |  | 855.5672
MW015037 | gk-be-cd-9016-rg2-wh | Gangkofner-Edition Bergamo pendant light | smoked ¦ mounting version white (RAL 9016) / funnel, tube and socket cover rosé gold ¦ total length 2.770 mm ¦ cable white ¦ E27 socket, light source not included |  | 855.5672
MW015029 | gk-be-cd-9016-wh | Gangkofner-Edition Bergamo pendant light | smoked ¦ mounting version white (RAL 9016) ¦ total length 2.770 mm ¦ cable white ¦ E27 socket, light source not included |  | 664.916
MW013440 | gk-be-cr-9005-bk | Gangkofner-Edition Bergamo pendant light | chrome with gradient ¦ mounting version black (RAL 9005) ¦ total length 2.770 mm ¦ cable black ¦ E27 socket, light source not included |  | 704.3067
MW015554 | gk-be-cr-9005-bu | Gangkofner-Edition Bergamo pendant light | chrome with gradient ¦ mounting version black (RAL 9005) ¦ total length 2.770 mm ¦ cable blue ¦ E27 socket, light source not included |  | 704.3067
MW016070 | gk-be-cr-9005-gy | Gangkofner-Edition Bergamo pendant light | chrome with gradient ¦ mounting version black (RAL 9005) ¦ total length 2.770 mm ¦ cable grey ¦ E27 socket, light source not included |  | 704.3067
MW013442 | gk-be-cr-9005-me1-bk | Gangkofner-Edition Bergamo pendant light | chrome with gradient ¦ mounting version black (RAL 9005) / tube brass brushed ¦ total length 2.770 mm ¦ cable black ¦ E27 socket, light source not included |  | 894.958
MW015556 | gk-be-cr-9005-me1-bu | Gangkofner-Edition Bergamo pendant light | chrome with gradient ¦ mounting version black (RAL 9005) / tube brass brushed ¦ total length 2.770 mm ¦ cable blue ¦ E27 socket, light source not included |  | 894.958
MW016072 | gk-be-cr-9005-me1-gy | Gangkofner-Edition Bergamo pendant light | chrome with gradient ¦ mounting version black (RAL 9005) / tube brass brushed ¦ total length 2.770 mm ¦ cable grey ¦ E27 socket, light source not included |  | 894.958
MW015040 | gk-be-cr-9005-me1-wh | Gangkofner-Edition Bergamo pendant light | chrome with gradient ¦ mounting version black (RAL 9005) / tube brass brushed ¦ total length 2.770 mm ¦ cable white ¦ E27 socket, light source not included |  | 894.958
MW013444 | gk-be-cr-9005-me2-bk | Gangkofner-Edition Bergamo pendant light | chrome with gradient ¦ mounting version black (RAL 9005) / funnel, tube and socket cover brass brushed ¦ total length 2.770 mm ¦ cable black ¦ E27 socket, light source not included |  | 894.958
MW015558 | gk-be-cr-9005-me2-bu | Gangkofner-Edition Bergamo pendant light | chrome with gradient ¦ mounting version black (RAL 9005) / funnel, tube and socket cover brass brushed ¦ total length 2.770 mm ¦ cable blue ¦ E27 socket, light source not included |  | 894.958
MW016074 | gk-be-cr-9005-me2-gy | Gangkofner-Edition Bergamo pendant light | chrome with gradient ¦ mounting version black (RAL 9005) / funnel, tube and socket cover brass brushed ¦ total length 2.770 mm ¦ cable grey ¦ E27 socket, light source not included |  | 894.958
MW015042 | gk-be-cr-9005-me2-wh | Gangkofner-Edition Bergamo pendant light | chrome with gradient ¦ mounting version black (RAL 9005) / funnel, tube and socket cover brass brushed ¦ total length 2.770 mm ¦ cable white ¦ E27 socket, light source not included |  | 894.958
MW015038 | gk-be-cr-9005-wh | Gangkofner-Edition Bergamo pendant light | chrome with gradient ¦ mounting version black (RAL 9005) ¦ total length 2.770 mm ¦ cable white ¦ E27 socket, light source not included |  | 704.3067
MW013441 | gk-be-cr-9016-bk | Gangkofner-Edition Bergamo pendant light | chrome with gradient ¦ mounting version white (RAL 9016) ¦ total length 2.770 mm ¦ cable black ¦ E27 socket, light source not included |  | 704.3067
MW015555 | gk-be-cr-9016-bu | Gangkofner-Edition Bergamo pendant light | chrome with gradient ¦ mounting version white (RAL 9016) ¦ total length 2.770 mm ¦ cable blue ¦ E27 socket, light source not included |  | 704.3067
MW016071 | gk-be-cr-9016-gy | Gangkofner-Edition Bergamo pendant light | chrome with gradient ¦ mounting version white (RAL 9016) ¦ total length 2.770 mm ¦ cable grey ¦ E27 socket, light source not included |  | 704.3067
MW013443 | gk-be-cr-9016-me1-bk | Gangkofner-Edition Bergamo pendant light | chrome with gradient ¦ mounting version white (RAL 9016) / tube brass brushed ¦ total length 2.770 mm ¦ cable black ¦ E27 socket, light source not included |  | 894.958
MW015557 | gk-be-cr-9016-me1-bu | Gangkofner-Edition Bergamo pendant light | chrome with gradient ¦ mounting version white (RAL 9016) / tube brass brushed ¦ total length 2.770 mm ¦ cable blue ¦ E27 socket, light source not included |  | 894.958
MW016073 | gk-be-cr-9016-me1-gy | Gangkofner-Edition Bergamo pendant light | chrome with gradient ¦ mounting version white (RAL 9016) / tube brass brushed ¦ total length 2.770 mm ¦ cable grey ¦ E27 socket, light source not included |  | 894.958
MW015041 | gk-be-cr-9016-me1-wh | Gangkofner-Edition Bergamo pendant light | chrome with gradient ¦ mounting version white (RAL 9016) / tube brass brushed ¦ total length 2.770 mm ¦ cable white ¦ E27 socket, light source not included |  | 894.958
MW013445 | gk-be-cr-9016-me2-bk | Gangkofner-Edition Bergamo pendant light | chrome with gradient ¦ mounting version white (RAL 9016) / funnel, tube and socket cover brass brushed ¦ total length 2.770 mm ¦ cable black ¦ E27 socket, light source not included |  | 894.958
MW015559 | gk-be-cr-9016-me2-bu | Gangkofner-Edition Bergamo pendant light | chrome with gradient ¦ mounting version white (RAL 9016) / funnel, tube and socket cover brass brushed ¦ total length 2.770 mm ¦ cable blue ¦ E27 socket, light source not included |  | 894.958
MW016075 | gk-be-cr-9016-me2-gy | Gangkofner-Edition Bergamo pendant light | chrome with gradient ¦ mounting version white (RAL 9016) / funnel, tube and socket cover brass brushed ¦ total length 2.770 mm ¦ cable grey ¦ E27 socket, light source not included |  | 894.958
MW015043 | gk-be-cr-9016-me2-wh | Gangkofner-Edition Bergamo pendant light | chrome with gradient ¦ mounting version white (RAL 9016) / funnel, tube and socket cover brass brushed ¦ total length 2.770 mm ¦ cable white ¦ E27 socket, light source not included |  | 894.958
MW015039 | gk-be-cr-9016-wh | Gangkofner-Edition Bergamo pendant light | chrome with gradient ¦ mounting version white (RAL 9016) ¦ total length 2.770 mm ¦ cable white ¦ E27 socket, light source not included |  | 704.3067
MW013410 | gk-be-om-9005-bk | Gangkofner-Edition Bergamo pendant light | opal white matt ¦ mounting version black (RAL 9005) ¦ total length 2.770 mm ¦ cable black ¦ E27 socket, light source not included |  | 606.6176
MW015524 | gk-be-om-9005-bu | Gangkofner-Edition Bergamo pendant light | opal white matt ¦ mounting version black (RAL 9005) ¦ total length 2.770 mm ¦ cable blue ¦ E27 socket, light source not included |  | 606.6176
MW016040 | gk-be-om-9005-gy | Gangkofner-Edition Bergamo pendant light | opal white matt ¦ mounting version black (RAL 9005) ¦ total length 2.770 mm ¦ cable grey ¦ E27 socket, light source not included |  | 606.6176
MW013412 | gk-be-om-9005-me1-bk | Gangkofner-Edition Bergamo pendant light | opal white matt ¦ mounting version black (RAL 9005) / tube brass brushed ¦ total length 2.770 mm ¦ cable black ¦ E27 socket, light source not included |  | 797.2689
MW015526 | gk-be-om-9005-me1-bu | Gangkofner-Edition Bergamo pendant light | opal white matt ¦ mounting version black (RAL 9005) / tube brass brushed ¦ total length 2.770 mm ¦ cable blue ¦ E27 socket, light source not included |  | 797.2689
MW016042 | gk-be-om-9005-me1-gy | Gangkofner-Edition Bergamo pendant light | opal white matt ¦ mounting version black (RAL 9005) / tube brass brushed ¦ total length 2.770 mm ¦ cable grey ¦ E27 socket, light source not included |  | 797.2689
MW015010 | gk-be-om-9005-me1-wh | Gangkofner-Edition Bergamo pendant light | opal white matt ¦ mounting version black (RAL 9005) / tube brass brushed ¦ total length 2.770 mm ¦ cable white ¦ E27 socket, light source not included |  | 797.2689
MW013414 | gk-be-om-9005-me2-bk | Gangkofner-Edition Bergamo pendant light | opal white matt ¦ mounting version black (RAL 9005) / funnel, tube and socket cover brass brushed ¦ total length 2.770 mm ¦ cable black ¦ E27 socket, light source not included |  | 797.2689
MW015528 | gk-be-om-9005-me2-bu | Gangkofner-Edition Bergamo pendant light | opal white matt ¦ mounting version black (RAL 9005) / funnel, tube and socket cover brass brushed ¦ total length 2.770 mm ¦ cable blue ¦ E27 socket, light source not included |  | 797.2689
MW016044 | gk-be-om-9005-me2-gy | Gangkofner-Edition Bergamo pendant light | opal white matt ¦ mounting version black (RAL 9005) / funnel, tube and socket cover brass brushed ¦ total length 2.770 mm ¦ cable grey ¦ E27 socket, light source not included |  | 797.2689
MW015012 | gk-be-om-9005-me2-wh | Gangkofner-Edition Bergamo pendant light | opal white matt ¦ mounting version black (RAL 9005) / funnel, tube and socket cover brass brushed ¦ total length 2.770 mm ¦ cable white ¦ E27 socket, light source not included |  | 797.2689
MW013416 | gk-be-om-9005-rg1-bk | Gangkofner-Edition Bergamo pendant light | opal white matt ¦ mounting version black (RAL 9005) / tube rosé gold¦ total length 2.770 mm ¦ cable black ¦ E27 socket, light source not included |  | 797.2689
MW015530 | gk-be-om-9005-rg1-bu | Gangkofner-Edition Bergamo pendant light | opal white matt ¦ mounting version black (RAL 9005) / tube rosé gold¦ total length 2.770 mm ¦ cable blue ¦ E27 socket, light source not included |  | 797.2689
MW016046 | gk-be-om-9005-rg1-gy | Gangkofner-Edition Bergamo pendant light | opal white matt ¦ mounting version black (RAL 9005) / tube rosé gold¦ total length 2.770 mm ¦ cable grey ¦ E27 socket, light source not included |  | 797.2689
MW015014 | gk-be-om-9005-rg1-wh | Gangkofner-Edition Bergamo pendant light | opal white matt ¦ mounting version black (RAL 9005) / tube rosé gold¦ total length 2.770 mm ¦ cable white ¦ E27 socket, light source not included |  | 797.2689
MW013418 | gk-be-om-9005-rg2-bk | Gangkofner-Edition Bergamo pendant light | opal white matt ¦ mounting version black (RAL 9005) / funnel, tube and socket cover rosé gold ¦ total length 2.770 mm ¦ cable black ¦ E27 socket, light source not included |  | 797.2689
MW015532 | gk-be-om-9005-rg2-bu | Gangkofner-Edition Bergamo pendant light | opal white matt ¦ mounting version black (RAL 9005) / funnel, tube and socket cover rosé gold ¦ total length 2.770 mm ¦ cable blue ¦ E27 socket, light source not included |  | 797.2689
MW016048 | gk-be-om-9005-rg2-gy | Gangkofner-Edition Bergamo pendant light | opal white matt ¦ mounting version black (RAL 9005) / funnel, tube and socket cover rosé gold ¦ total length 2.770 mm ¦ cable grey ¦ E27 socket, light source not included |  | 797.2689
MW015016 | gk-be-om-9005-rg2-wh | Gangkofner-Edition Bergamo pendant light | opal white matt ¦ mounting version black (RAL 9005) / funnel, tube and socket cover rosé gold ¦ total length 2.770 mm ¦ cable white ¦ E27 socket, light source not included |  | 797.2689
MW015008 | gk-be-om-9005-wh | Gangkofner-Edition Bergamo pendant light | opal white matt ¦ mounting version black (RAL 9005) ¦ total length 2.770 mm ¦ cable white ¦ E27 socket, light source not included |  | 606.6176
MW013411 | gk-be-om-9016-bk | Gangkofner-Edition Bergamo pendant light | opal white matt ¦ mounting version white (RAL 9016) ¦ total length 2.770 mm ¦ cable black ¦ E27 socket, light source not included |  | 606.6176
MW015525 | gk-be-om-9016-bu | Gangkofner-Edition Bergamo pendant light | opal white matt ¦ mounting version white (RAL 9016) ¦ total length 2.770 mm ¦ cable blue ¦ E27 socket, light source not included |  | 606.6176
MW016041 | gk-be-om-9016-gy | Gangkofner-Edition Bergamo pendant light | opal white matt ¦ mounting version white (RAL 9016) ¦ total length 2.770 mm ¦ cable grey ¦ E27 socket, light source not included |  | 606.6176
MW013413 | gk-be-om-9016-me1-bk | Gangkofner-Edition Bergamo pendant light | opal white matt ¦ mounting version white (RAL 9016) / tube brass brushed ¦ total length 2.770 mm ¦ cable black ¦ E27 socket, light source not included |  | 797.2689
MW015527 | gk-be-om-9016-me1-bu | Gangkofner-Edition Bergamo pendant light | opal white matt ¦ mounting version white (RAL 9016) / tube brass brushed ¦ total length 2.770 mm ¦ cable blue ¦ E27 socket, light source not included |  | 797.2689
MW016043 | gk-be-om-9016-me1-gy | Gangkofner-Edition Bergamo pendant light | opal white matt ¦ mounting version white (RAL 9016) / tube brass brushed ¦ total length 2.770 mm ¦ cable grey ¦ E27 socket, light source not included |  | 797.2689
MW015011 | gk-be-om-9016-me1-wh | Gangkofner-Edition Bergamo pendant light | opal white matt ¦ mounting version white (RAL 9016) / tube brass brushed ¦ total length 2.770 mm ¦ cable white ¦ E27 socket, light source not included |  | 797.2689
MW013415 | gk-be-om-9016-me2-bk | Gangkofner-Edition Bergamo pendant light | opal white matt ¦ mounting version white (RAL 9016) / funnel, tube and socket cover brass brushed ¦ total length 2.770 mm ¦ cable black ¦ E27 socket, light source not included |  | 797.2689
MW015529 | gk-be-om-9016-me2-bu | Gangkofner-Edition Bergamo pendant light | opal white matt ¦ mounting version white (RAL 9016) / funnel, tube and socket cover brass brushed ¦ total length 2.770 mm ¦ cable blue ¦ E27 socket, light source not included |  | 797.2689
MW016045 | gk-be-om-9016-me2-gy | Gangkofner-Edition Bergamo pendant light | opal white matt ¦ mounting version white (RAL 9016) / funnel, tube and socket cover brass brushed ¦ total length 2.770 mm ¦ cable grey ¦ E27 socket, light source not included |  | 797.2689
MW015013 | gk-be-om-9016-me2-wh | Gangkofner-Edition Bergamo pendant light | opal white matt ¦ mounting version white (RAL 9016) / funnel, tube and socket cover brass brushed ¦ total length 2.770 mm ¦ cable white ¦ E27 socket, light source not included |  | 797.2689
MW013417 | gk-be-om-9016-rg1-bk | Gangkofner-Edition Bergamo pendant light | opal white matt ¦ mounting version white (RAL 9016) / tube rosé gold¦ total length 2.770 mm ¦ cable black ¦ E27 socket, light source not included |  | 797.2689
MW015531 | gk-be-om-9016-rg1-bu | Gangkofner-Edition Bergamo pendant light | opal white matt ¦ mounting version white (RAL 9016) / tube rosé gold¦ total length 2.770 mm ¦ cable blue ¦ E27 socket, light source not included |  | 797.2689
MW016047 | gk-be-om-9016-rg1-gy | Gangkofner-Edition Bergamo pendant light | opal white matt ¦ mounting version white (RAL 9016) / tube rosé gold¦ total length 2.770 mm ¦ cable grey ¦ E27 socket, light source not included |  | 797.2689
MW015015 | gk-be-om-9016-rg1-wh | Gangkofner-Edition Bergamo pendant light | opal white matt ¦ mounting version white (RAL 9016) / tube rosé gold¦ total length 2.770 mm ¦ cable white ¦ E27 socket, light source not included |  | 797.2689
MW013419 | gk-be-om-9016-rg2-bk | Gangkofner-Edition Bergamo pendant light | opal white matt ¦ mounting version white (RAL 9016) / funnel, tube and socket cover rosé gold ¦ total length 2.770 mm ¦ cable black ¦ E27 socket, light source not included |  | 797.2689
MW015533 | gk-be-om-9016-rg2-bu | Gangkofner-Edition Bergamo pendant light | opal white matt ¦ mounting version white (RAL 9016) / funnel, tube and socket cover rosé gold ¦ total length 2.770 mm ¦ cable blue ¦ E27 socket, light source not included |  | 797.2689
MW016049 | gk-be-om-9016-rg2-gy | Gangkofner-Edition Bergamo pendant light | opal white matt ¦ mounting version white (RAL 9016) / funnel, tube and socket cover rosé gold ¦ total length 2.770 mm ¦ cable grey ¦ E27 socket, light source not included |  | 797.2689
MW015017 | gk-be-om-9016-rg2-wh | Gangkofner-Edition Bergamo pendant light | opal white matt ¦ mounting version white (RAL 9016) / funnel, tube and socket cover rosé gold ¦ total length 2.770 mm ¦ cable white ¦ E27 socket, light source not included |  | 797.2689
MW015009 | gk-be-om-9016-wh | Gangkofner-Edition Bergamo pendant light | opal white matt ¦ mounting version white (RAL 9016) ¦ total length 2.770 mm ¦ cable white ¦ E27 socket, light source not included |  | 606.6176
MW013446 | gk-be-rg-9005-bk | Gangkofner-Edition Bergamo pendant light | rosé gold with gradient ¦ mounting version black (RAL 9005) ¦ total length 2.770 mm ¦ cable black ¦ E27 socket, light source not included |  | 704.3067
MW015560 | gk-be-rg-9005-bu | Gangkofner-Edition Bergamo pendant light | rosé gold with gradient ¦ mounting version black (RAL 9005) ¦ total length 2.770 mm ¦ cable blue ¦ E27 socket, light source not included |  | 704.3067
MW016076 | gk-be-rg-9005-gy | Gangkofner-Edition Bergamo pendant light | rosé gold with gradient ¦ mounting version black (RAL 9005) ¦ total length 2.770 mm ¦ cable grey ¦ E27 socket, light source not included |  | 704.3067
MW013448 | gk-be-rg-9005-rg1-bk | Gangkofner-Edition Bergamo pendant light | rosé gold with gradient ¦ mounting version black (RAL 9005) / tube rosé gold with gradient total length 2.770 mm ¦ cable black ¦ E27 socket, light source not included¦ |  | 894.958
MW015562 | gk-be-rg-9005-rg1-bu | Gangkofner-Edition Bergamo pendant light | rosé gold with gradient ¦ mounting version black (RAL 9005) / tube rosé gold with gradient total length 2.770 mm ¦ cable blue ¦ E27 socket, light source not included¦ |  | 894.958
MW016078 | gk-be-rg-9005-rg1-gy | Gangkofner-Edition Bergamo pendant light | rosé gold with gradient ¦ mounting version black (RAL 9005) / tube rosé gold with gradient total length 2.770 mm ¦ cable grey ¦ E27 socket, light source not included¦ |  | 894.958
MW015046 | gk-be-rg-9005-rg1-wh | Gangkofner-Edition Bergamo pendant light | rosé gold with gradient ¦ mounting version black (RAL 9005) / tube rosé gold with gradient total length 2.770 mm ¦ cable white ¦ E27 socket, light source not included¦ |  | 894.958
MW013450 | gk-be-rg-9005-rg2-bk | Gangkofner-Edition Bergamo pendant light | rosé gold with gradient ¦ mounting version black (RAL 9005) / funnel, tube and socket cover rosé gold ¦ total length 2.770 mm ¦ cable black ¦ E27 socket, light source not included |  | 894.958
MW015564 | gk-be-rg-9005-rg2-bu | Gangkofner-Edition Bergamo pendant light | rosé gold with gradient ¦ mounting version black (RAL 9005) / funnel, tube and socket rosé gold ¦ total length 2.770 mm ¦ cable blue ¦ E27 socket, light source not included |  | 894.958
MW016080 | gk-be-rg-9005-rg2-gy | Gangkofner-Edition Bergamo pendant light | rosé gold with gradient ¦ mounting version black (RAL 9005) / funnel, tube and socket cover rosé gold ¦ total length 2.770 mm ¦ cable grey ¦ E27 socket, light source not included |  | 894.958
MW015048 | gk-be-rg-9005-rg2-wh | Gangkofner-Edition Bergamo pendant light | rosé gold with gradient ¦ mounting version black (RAL 9005) / funnel, tube and socket cover rosé gold ¦ total length 2.770 mm ¦ cable white ¦ E27 socket, light source not included |  | 894.958
MW015044 | gk-be-rg-9005-wh | Gangkofner-Edition Bergamo pendant light | rosé gold with gradient ¦ mounting version black (RAL 9005) ¦ total length 2.770 mm ¦ cable white ¦ E27 socket, light source not included |  | 704.3067
MW013447 | gk-be-rg-9016-bk | Gangkofner-Edition Bergamo pendant light | rosé gold with gradient ¦ mounting version white (RAL 9016) ¦ total length 2.770 mm ¦ cable black ¦ E27 socket, light source not included |  | 704.3067
MW015561 | gk-be-rg-9016-bu | Gangkofner-Edition Bergamo pendant light | rosé gold with gradient ¦ mounting version white (RAL 9016) ¦ total length 2.770 mm ¦ cable blue ¦ E27 socket, light source not included |  | 704.3067
MW016077 | gk-be-rg-9016-gy | Gangkofner-Edition Bergamo pendant light | rosé gold with gradient ¦ mounting version white (RAL 9016) ¦ total length 2.770 mm ¦ cable grey ¦ E27 socket, light source not included |  | 704.3067
MW013449 | gk-be-rg-9016-rg1-bk | Gangkofner-Edition Bergamo pendant light | rosé gold with gradient ¦ mounting version white (RAL 9016) / tube rosé gold¦ total length 2.770 mm ¦ cable black ¦ E27 socket, light source not included |  | 894.958
MW015563 | gk-be-rg-9016-rg1-bu | Gangkofner-Edition Bergamo pendant light | rosé gold with gradient ¦ mounting version white (RAL 9016) / tube rosé gold¦ total length 2.770 mm ¦ cable blue ¦ E27 socket, light source not included |  | 894.958
MW016079 | gk-be-rg-9016-rg1-gy | Gangkofner-Edition Bergamo pendant light | rosé gold with gradient ¦ mounting version white (RAL 9016) / tube rosé gold¦ total length 2.770 mm ¦ cable grey ¦ E27 socket, light source not included |  | 894.958
MW015047 | gk-be-rg-9016-rg1-wh | Gangkofner-Edition Bergamo pendant light | rosé gold with gradient ¦ mounting version white (RAL 9016) / tube rosé gold¦ total length 2.770 mm ¦ cable white ¦ E27 socket, light source not included |  | 894.958
MW013451 | gk-be-rg-9016-rg2-bk | Gangkofner-Edition Bergamo pendant light | rosé gold with gradient ¦ mounting version white (RAL 9016) / funnel, tube and socket cover rosé gold ¦ total length 2.770 mm ¦ cable black ¦ E27 socket, light source not included |  | 894.958
MW015565 | gk-be-rg-9016-rg2-bu | Gangkofner-Edition Bergamo pendant light | rosé gold with gradient ¦ mounting version white (RAL 9016) / funnel, tube and socket cover rosé gold ¦ total length 2.770 mm ¦ cable blue ¦ E27 socket, light source not included |  | 894.958
MW016081 | gk-be-rg-9016-rg2-gy | Gangkofner-Edition Bergamo pendant light | rosé gold with gradient ¦ mounting version white (RAL 9016) / funnel, tube and socket cover rosé gold ¦ total length 2.770 mm ¦ cable grey ¦ E27 socket, light source not included |  | 894.958
MW015049 | gk-be-rg-9016-rg2-wh | Gangkofner-Edition Bergamo pendant light | rosé gold with gradient ¦ mounting version white (RAL 9016) / funnel, tube and socket cover rosé gold ¦ total length 2.770 mm ¦ cable white ¦ E27 socket, light source not included |  | 894.958
MW015045 | gk-be-rg-9016-wh | Gangkofner-Edition Bergamo pendant light | rosé gold with gradient ¦ mounting version white (RAL 9016) ¦ total length 2.770 mm ¦ cable white ¦ E27 socket, light source not included |  | 704.3067
MW013566 | gk-bo-bod-b06 | Gangkofner-Edition Bologna floor lamp | bronze, opal white matt, Ø 398 x 521 mm, cable anthracite 2.200 mm with foot dimmer, 9 W ¦ dim2warm 2700 K - 1800 K ¦ Ra > 80 ¦ E27 socket, light source included |  | 1388.1303
MW013400 | gk-bo-om-9005-bk | Gangkofner-Edition Bologna pendant light | opal white matt ¦ mounting version black (RAL 9005) ¦ total length 2.930 mm ¦ cable black ¦ E27 socket, light source not included |  | 1008.4034
MW015514 | gk-bo-om-9005-bu | Gangkofner-Edition Bologna pendant light | opal white matt ¦ mounting version black (RAL 9005) ¦ total length 2.930 mm ¦ cable blue ¦ E27 socket, light source not included |  | 1008.4034
MW016030 | gk-bo-om-9005-gy | Gangkofner-Edition Bologna pendant light | opal white matt ¦ mounting version black (RAL 9005) ¦ total length 2.930 mm ¦ cable grey ¦ E27 socket, light source not included |  | 1008.4034
MW013402 | gk-bo-om-9005-me1-bk | Gangkofner-Edition Bologna pendant light | opal white matt ¦ mounting version black (RAL 9005) / tube brass brushed ¦ total length 2.930 mm ¦ cable black ¦ E27 socket, light source not included |  | 1199.0546
MW015516 | gk-bo-om-9005-me1-bu | Gangkofner-Edition Bologna pendant light | opal white matt ¦ mounting version black (RAL 9005) / tube brass brushed ¦ total length 2.930 mm ¦ cable blue ¦ E27 socket, light source not included |  | 1199.0546
MW016032 | gk-bo-om-9005-me1-gy | Gangkofner-Edition Bologna pendant light | opal white matt ¦ mounting version black (RAL 9005) / tube brass brushed ¦ total length 2.930 mm ¦ cable grey ¦ E27 socket, light source not included |  | 1199.0546
MW015000 | gk-bo-om-9005-me1-wh | Gangkofner-Edition Bologna pendant light | opal white matt ¦ mounting version black (RAL 9005) / tube brass brushed ¦ total length 2.930 mm ¦ cable white ¦ E27 socket, light source not included |  | 1199.0546
MW013404 | gk-bo-om-9005-me2-bk | Gangkofner-Edition Bologna pendant light | opal white matt ¦ mounting version black (RAL 9005) / funnel, tube and socket cover brass brushed ¦ total length 2.930 mm ¦ cable black ¦ E27 socket, light source not included |  | 1199.0546
MW015518 | gk-bo-om-9005-me2-bu | Gangkofner-Edition Bologna pendant light | opal white matt ¦ mounting version black (RAL 9005) / funnel, tube and socket cover brass brushed ¦ total length 2.930 mm ¦ cable blue ¦ E27 socket, light source not included |  | 1199.0546
MW016034 | gk-bo-om-9005-me2-gy | Gangkofner-Edition Bologna pendant light | opal white matt ¦ mounting version black (RAL 9005) / funnel, tube and socket cover brass brushed ¦ total length 2.930 mm ¦ cable grey ¦ E27 socket, light source not included |  | 1199.0546
MW015002 | gk-bo-om-9005-me2-wh | Gangkofner-Edition Bologna pendant light | opal white matt ¦ mounting version black (RAL 9005) / funnel, tube and socket cover brass brushed ¦ total length 2.930 mm ¦ cable white ¦ E27 socket, light source not included |  | 1199.0546
MW013406 | gk-bo-om-9005-rg1-bk | Gangkofner-Edition Bologna pendant light | opal white matt ¦ mounting version black (RAL 9005) / tube rosé gold¦ total length 2.930 mm ¦ cable black ¦ E27 socket, light source not included |  | 1199.0546
MW015520 | gk-bo-om-9005-rg1-bu | Gangkofner-Edition Bologna pendant light | opal white matt ¦ mounting version black (RAL 9005) / tube rosé gold¦ total length 2.930 mm ¦ cable blue ¦ E27 socket, light source not included |  | 1199.0546
MW016036 | gk-bo-om-9005-rg1-gy | Gangkofner-Edition Bologna pendant light | opal white matt ¦ mounting version black (RAL 9005) / tube rosé gold¦ total length 2.930 mm ¦ cable grey ¦ E27 socket, light source not included |  | 1199.0546
MW015004 | gk-bo-om-9005-rg1-wh | Gangkofner-Edition Bologna pendant light | opal white matt ¦ mounting version black (RAL 9005) / tube rosé gold¦ total length 2.930 mm ¦ cable white ¦ E27 socket, light source not included |  | 1199.0546
MW013408 | gk-bo-om-9005-rg2-bk | Gangkofner-Edition Bologna pendant light | opal white matt ¦ mounting version black (RAL 9005) / funnel, tube and socket cover rosé gold ¦ total length 2.930 mm ¦ cable black ¦ E27 socket, light source not included |  | 1199.0546
MW015522 | gk-bo-om-9005-rg2-bu | Gangkofner-Edition Bologna pendant light | opal white matt ¦ mounting version black (RAL 9005) / funnel, tube and socket cover rosé gold ¦ total length 2.930 mm ¦ cable blue ¦ E27 socket, light source not included |  | 1199.0546
MW016038 | gk-bo-om-9005-rg2-gy | Gangkofner-Edition Bologna pendant light | opal white matt ¦ mounting version black (RAL 9005) / funnel, tube and socket cover rosé gold ¦ total length 2.930 mm ¦ cable grey ¦ E27 socket, light source not included |  | 1199.0546
MW015006 | gk-bo-om-9005-rg2-wh | Gangkofner-Edition Bologna pendant light | opal white matt ¦ mounting version black (RAL 9005) / funnel, tube and socket cover rosé gold ¦ total length 2.930 mm ¦ cable white ¦ E27 socket, light source not included |  | 1199.0546
MW014998 | gk-bo-om-9005-wh | Gangkofner-Edition Bologna pendant light | opal white matt ¦ mounting version black (RAL 9005) ¦ total length 2.930 mm ¦ cable white ¦ E27 socket, light source not included |  | 1008.4034
MW013401 | gk-bo-om-9016-bk | Gangkofner-Edition Bologna pendant light | opal white matt ¦ mounting version white (RAL 9016) ¦ total length 2.930 mm ¦ cable black ¦ E27 socket, light source not included |  | 1008.4034
MW015515 | gk-bo-om-9016-bu | Gangkofner-Edition Bologna pendant light | opal white matt ¦ mounting version white (RAL 9016) ¦ total length 2.930 mm ¦ cable blue ¦ E27 socket, light source not included |  | 1008.4034
MW016031 | gk-bo-om-9016-gy | Gangkofner-Edition Bologna pendant light | opal white matt ¦ mounting version white (RAL 9016) ¦ total length 2.930 mm ¦ cable grey ¦ E27 socket, light source not included |  | 1008.4034
MW013403 | gk-bo-om-9016-me1-bk | Gangkofner-Edition Bologna pendant light | opal white matt ¦ mounting version white (RAL 9016) / tube brass brushed ¦ total length 2.930 mm ¦ cable black ¦ E27 socket, light source not included |  | 1199.0546
MW015517 | gk-bo-om-9016-me1-bu | Gangkofner-Edition Bologna pendant light | opal white matt ¦ mounting version white (RAL 9016) / tube brass brushed ¦ total length 2.930 mm ¦ cable blue ¦ E27 socket, light source not included |  | 1199.0546
MW016033 | gk-bo-om-9016-me1-gy | Gangkofner-Edition Bologna pendant light | opal white matt ¦ mounting version white (RAL 9016) / tube brass brushed ¦ total length 2.930 mm ¦ cable grey ¦ E27 socket, light source not included |  | 1199.0546
MW015001 | gk-bo-om-9016-me1-wh | Gangkofner-Edition Bologna pendant light | opal white matt ¦ mounting version white (RAL 9016) / tube brass brushed ¦ total length 2.930 mm ¦ cable white ¦ E27 socket, light source not included |  | 1199.0546
MW013405 | gk-bo-om-9016-me2-bk | Gangkofner-Edition Bologna pendant light | opal white matt ¦ mounting version white (RAL 9016) / funnel, tube and socket cover brass brushed ¦ total length 2.930 mm ¦ cable black ¦ E27 socket, light source not included |  | 1199.0546
MW015519 | gk-bo-om-9016-me2-bu | Gangkofner-Edition Bologna pendant light | opal white matt ¦ mounting version white (RAL 9016) / funnel, tube and socket cover brass brushed ¦ total length 2.930 mm ¦ cable blue ¦ E27 socket, light source not included |  | 1199.0546
MW016035 | gk-bo-om-9016-me2-gy | Gangkofner-Edition Bologna pendant light | opal white matt ¦ mounting version white (RAL 9016) / funnel, tube and socket cover brass brushed ¦ total length 2.930 mm ¦ cable grey ¦ E27 socket, light source not included |  | 1199.0546
MW015003 | gk-bo-om-9016-me2-wh | Gangkofner-Edition Bologna pendant light | opal white matt ¦ mounting version white (RAL 9016) / funnel, tube and socket cover brass brushed ¦ total length 2.930 mm ¦ cable white ¦ E27 socket, light source not included |  | 1199.0546
MW013407 | gk-bo-om-9016-rg1-bk | Gangkofner-Edition Bologna pendant light | opal white matt ¦ mounting version white (RAL 9016) / tube rosé gold¦ total length 2.930 mm ¦ cable black ¦ E27 socket, light source not included |  | 1199.0546
MW015521 | gk-bo-om-9016-rg1-bu | Gangkofner-Edition Bologna pendant light | opal white matt ¦ mounting version white (RAL 9016) / tube rosé gold¦ total length 2.930 mm ¦ cable blue ¦ E27 socket, light source not included |  | 1199.0546
MW016037 | gk-bo-om-9016-rg1-gy | Gangkofner-Edition Bologna pendant light | opal white matt ¦ mounting version white (RAL 9016) / tube rosé gold¦ total length 2.930 mm ¦ cable grey ¦ E27 socket, light source not included |  | 1199.0546
MW015005 | gk-bo-om-9016-rg1-wh | Gangkofner-Edition Bologna pendant light | opal white matt ¦ mounting version white (RAL 9016) / tube rosé gold¦ total length 2.930 mm ¦ cable white ¦ E27 socket, light source not included |  | 1199.0546
MW013409 | gk-bo-om-9016-rg2-bk | Gangkofner-Edition Bologna pendant light | opal white matt ¦ mounting version white (RAL 9016) / funnel, tube and socket cover rosé gold ¦ total length 2.930 mm ¦ cable black ¦ E27 socket, light source not included |  | 1199.0546
MW015523 | gk-bo-om-9016-rg2-bu | Gangkofner-Edition Bologna pendant light | opal white matt ¦ mounting version white (RAL 9016) / funnel, tube and socket cover rosé gold ¦ total length 2.930 mm ¦ cable blue ¦ E27 socket, light source not included |  | 1199.0546
MW016039 | gk-bo-om-9016-rg2-gy | Gangkofner-Edition Bologna pendant light | opal white matt ¦ mounting version white (RAL 9016) / funnel, tube and socket cover rosé gold ¦ total length 2.930 mm ¦ cable grey ¦ E27 socket, light source not included |  | 1199.0546
MW015007 | gk-bo-om-9016-rg2-wh | Gangkofner-Edition Bologna pendant light | opal white matt ¦ mounting version white (RAL 9016) / funnel, tube and socket cover rosé gold ¦ total length 2.930 mm ¦ cable white ¦ E27 socket, light source not included |  | 1199.0546
MW014999 | gk-bo-om-9016-wh | Gangkofner-Edition Bologna pendant light | opal white matt ¦ mounting version white (RAL 9016) ¦ total length 2.930 mm ¦ cable white ¦ E27 socket, light source not included |  | 1008.4034
MW013504 | gk-pi-cc-9005-bk | Gangkofner-Edition Pisa pendant light | crystal clear ¦ mounting version black (RAL 9005) ¦ total length 2.950 mm ¦ cable black ¦ E27 socket, light source not included |  | 855.5672
MW015618 | gk-pi-cc-9005-bu | Gangkofner-Edition Pisa pendant light | crystal clear ¦ mounting version black (RAL 9005) ¦ total length 2.950 mm ¦ cable blue ¦ E27 socket, light source not included |  | 855.5672
MW016134 | gk-pi-cc-9005-gy | Gangkofner-Edition Pisa pendant light | crystal clear ¦ mounting version black (RAL 9005) ¦ total length 2.950 mm ¦ cable grey ¦ E27 socket, light source not included |  | 855.5672
MW013506 | gk-pi-cc-9005-me1-bk | Gangkofner-Edition Pisa pendant light | crystal clear ¦ mounting version black (RAL 9005) / tube brass brushed ¦ total length 2.950 mm ¦ cable black ¦ E27 socket, light source not included |  | 1046.2185
MW015620 | gk-pi-cc-9005-me1-bu | Gangkofner-Edition Pisa pendant light | crystal clear ¦ mounting version black (RAL 9005) / tube brass brushed ¦ total length 2.950 mm ¦ cable blue ¦ E27 socket, light source not included |  | 1046.2185
MW016136 | gk-pi-cc-9005-me1-gy | Gangkofner-Edition Pisa pendant light | crystal clear ¦ mounting version black (RAL 9005) / tube brass brushed ¦ total length 2.950 mm ¦ cable grey ¦ E27 socket, light source not included |  | 1046.2185
MW015104 | gk-pi-cc-9005-me1-wh | Gangkofner-Edition Pisa pendant light | crystal clear ¦ mounting version black (RAL 9005) / tube brass brushed ¦ total length 2.950 mm ¦ cable white ¦ E27 socket, light source not included |  | 1046.2185
MW013508 | gk-pi-cc-9005-me2-bk | Gangkofner-Edition Pisa pendant light | crystal clear ¦ mounting version black (RAL 9005) / funnel, tube and socket cover brass brushed ¦ total length 2.950 mm ¦ cable black ¦ E27 socket, light source not included |  | 1046.2185
MW015622 | gk-pi-cc-9005-me2-bu | Gangkofner-Edition Pisa pendant light | crystal clear ¦ mounting version black (RAL 9005) / funnel, tube and socket cover brass brushed ¦ total length 2.950 mm ¦ cable blue ¦ E27 socket, light source not included |  | 1046.2185
MW016138 | gk-pi-cc-9005-me2-gy | Gangkofner-Edition Pisa pendant light | crystal clear ¦ mounting version black (RAL 9005) / funnel, tube and socket cover brass brushed ¦ total length 2.950 mm ¦ cable grey ¦ E27 socket, light source not included |  | 1046.2185
MW015106 | gk-pi-cc-9005-me2-wh | Gangkofner-Edition Pisa pendant light | crystal clear ¦ mounting version black (RAL 9005) / funnel, tube and socket cover brass brushed ¦ total length 2.950 mm ¦ cable white ¦ E27 socket, light source not included |  | 1046.2185
MW013510 | gk-pi-cc-9005-rg1-bk | Gangkofner-Edition Pisa pendant light | crystal clear ¦ mounting version black (RAL 9005) / tube rosé gold¦ total length 2.950 mm ¦ cable black ¦ E27 socket, light source not included |  | 1046.2185
MW015624 | gk-pi-cc-9005-rg1-bu | Gangkofner-Edition Pisa pendant light | crystal clear ¦ mounting version black (RAL 9005) / tube rosé gold¦ total length 2.950 mm ¦ cable blue ¦ E27 socket, light source not included |  | 1046.2185
MW016140 | gk-pi-cc-9005-rg1-gy | Gangkofner-Edition Pisa pendant light | crystal clear ¦ mounting version black (RAL 9005) / tube rosé gold¦ total length 2.950 mm ¦ cable grey ¦ E27 socket, light source not included |  | 1046.2185
MW015108 | gk-pi-cc-9005-rg1-wh | Gangkofner-Edition Pisa pendant light | crystal clear ¦ mounting version black (RAL 9005) / tube rosé gold¦ total length 2.950 mm ¦ cable white ¦ E27 socket, light source not included |  | 1046.2185
MW013512 | gk-pi-cc-9005-rg2-bk | Gangkofner-Edition Pisa pendant light | crystal clear ¦ mounting version black (RAL 9005) / funnel, tube and socket cover rosé gold ¦ total length 2.950 mm ¦ cable black ¦ E27 socket, light source not included |  | 1046.2185
MW015626 | gk-pi-cc-9005-rg2-bu | Gangkofner-Edition Pisa pendant light | crystal clear ¦ mounting version black (RAL 9005) / funnel, tube and socket cover rosé gold ¦ total length 2.950 mm ¦ cable blue ¦ E27 socket, light source not included |  | 1046.2185
MW016142 | gk-pi-cc-9005-rg2-gy | Gangkofner-Edition Pisa pendant light | crystal clear ¦ mounting version black (RAL 9005) / funnel, tube and socket cover rosé gold ¦ total length 2.950 mm ¦ cable grey ¦ E27 socket, light source not included |  | 1046.2185
MW015110 | gk-pi-cc-9005-rg2-wh | Gangkofner-Edition Pisa pendant light | crystal clear ¦ mounting version black (RAL 9005) / funnel, tube and socket cover rosé gold ¦ total length 2.950 mm ¦ cable white ¦ E27 socket, light source not included |  | 1046.2185
MW015102 | gk-pi-cc-9005-wh | Gangkofner-Edition Pisa pendant light | crystal clear ¦ mounting version black (RAL 9005) ¦ total length 2.950 mm ¦ cable white ¦ E27 socket, light source not included |  | 855.5672
MW013505 | gk-pi-cc-9016-bk | Gangkofner-Edition Pisa pendant light | crystal clear ¦ mounting version white (RAL 9016) ¦ total length 2.950 mm ¦ cable black ¦ E27 socket, light source not included |  | 855.5672
MW015619 | gk-pi-cc-9016-bu | Gangkofner-Edition Pisa pendant light | crystal clear ¦ mounting version white (RAL 9016) ¦ total length 2.950 mm ¦ cable blue ¦ E27 socket, light source not included |  | 855.5672
MW016135 | gk-pi-cc-9016-gy | Gangkofner-Edition Pisa pendant light | crystal clear ¦ mounting version white (RAL 9016) ¦ total length 2.950 mm ¦ cable grey ¦ E27 socket, light source not included |  | 855.5672
MW013507 | gk-pi-cc-9016-me1-bk | Gangkofner-Edition Pisa pendant light | crystal clear ¦ mounting version white (RAL 9016) / tube brass brushed ¦ total length 2.950 mm ¦ cable black ¦ E27 socket, light source not included |  | 1046.2185
MW015621 | gk-pi-cc-9016-me1-bu | Gangkofner-Edition Pisa pendant light | crystal clear ¦ mounting version white (RAL 9016) / tube brass brushed ¦ total length 2.950 mm ¦ cable blue ¦ E27 socket, light source not included |  | 1046.2185
MW016137 | gk-pi-cc-9016-me1-gy | Gangkofner-Edition Pisa pendant light | crystal clear ¦ mounting version white (RAL 9016) / tube brass brushed ¦ total length 2.950 mm ¦ cable grey ¦ E27 socket, light source not included |  | 1046.2185
MW015105 | gk-pi-cc-9016-me1-wh | Gangkofner-Edition Pisa pendant light | crystal clear ¦ mounting version white (RAL 9016) / tube brass brushed ¦ total length 2.950 mm ¦ cable white ¦ E27 socket, light source not included |  | 1046.2185
MW013509 | gk-pi-cc-9016-me2-bk | Gangkofner-Edition Pisa pendant light | crystal clear ¦ mounting version white (RAL 9016) / funnel, tube and socket cover brass brushed ¦ total length 2.950 mm ¦ cable black ¦ E27 socket, light source not included |  | 1046.2185
MW015623 | gk-pi-cc-9016-me2-bu | Gangkofner-Edition Pisa pendant light | crystal clear ¦ mounting version white (RAL 9016) / funnel, tube and socket cover brass brushed ¦ total length 2.950 mm ¦ cable blue ¦ E27 socket, light source not included |  | 1046.2185
MW016139 | gk-pi-cc-9016-me2-gy | Gangkofner-Edition Pisa pendant light | crystal clear ¦ mounting version white (RAL 9016) / funnel, tube and socket cover brass brushed ¦ total length 2.950 mm ¦ cable grey ¦ E27 socket, light source not included |  | 1046.2185
MW015107 | gk-pi-cc-9016-me2-wh | Gangkofner-Edition Pisa pendant light | crystal clear ¦ mounting version white (RAL 9016) / funnel, tube and socket cover brass brushed ¦ total length 2.950 mm ¦ cable white ¦ E27 socket, light source not included |  | 1046.2185
MW013511 | gk-pi-cc-9016-rg1-bk | Gangkofner-Edition Pisa pendant light | crystal clear ¦ mounting version white (RAL 9016) / tube rosé gold¦ total length 2.950 mm ¦ cable black ¦ E27 socket, light source not included |  | 1046.2185
MW015625 | gk-pi-cc-9016-rg1-bu | Gangkofner-Edition Pisa pendant light | crystal clear ¦ mounting version white (RAL 9016) / tube rosé gold¦ total length 2.950 mm ¦ cable blue ¦ E27 socket, light source not included |  | 1046.2185
MW016141 | gk-pi-cc-9016-rg1-gy | Gangkofner-Edition Pisa pendant light | crystal clear ¦ mounting version white (RAL 9016) / tube rosé gold¦ total length 2.950 mm ¦ cable grey ¦ E27 socket, light source not included |  | 1046.2185
MW015109 | gk-pi-cc-9016-rg1-wh | Gangkofner-Edition Pisa pendant light | crystal clear ¦ mounting version white (RAL 9016) / tube rosé gold¦ total length 2.950 mm ¦ cable white ¦ E27 socket, light source not included |  | 1046.2185
MW013513 | gk-pi-cc-9016-rg2-bk | Gangkofner-Edition Pisa pendant light | crystal clear ¦ mounting version white (RAL 9016) / funnel, tube and socket cover rosé gold ¦ total length 2.950 mm ¦ cable black ¦ E27 socket, light source not included |  | 1046.2185
MW015627 | gk-pi-cc-9016-rg2-bu | Gangkofner-Edition Pisa pendant light | crystal clear ¦ mounting version white (RAL 9016) / funnel, tube and socket cover rosé gold ¦ total length 2.950 mm ¦ cable blue ¦ E27 socket, light source not included |  | 1046.2185
MW016143 | gk-pi-cc-9016-rg2-gy | Gangkofner-Edition Pisa pendant light | crystal clear ¦ mounting version white (RAL 9016) / funnel, tube and socket cover rosé gold ¦ total length 2.950 mm ¦ cable grey ¦ E27 socket, light source not included |  | 1046.2185
MW015111 | gk-pi-cc-9016-rg2-wh | Gangkofner-Edition Pisa pendant light | crystal clear ¦ mounting version white (RAL 9016) / funnel, tube and socket cover rosé gold ¦ total length 2.950 mm ¦ cable white ¦ E27 socket, light source not included |  | 1046.2185
MW015103 | gk-pi-cc-9016-wh | Gangkofner-Edition Pisa pendant light | crystal clear ¦ mounting version white (RAL 9016) ¦ total length 2.950 mm ¦ cable white ¦ E27 socket, light source not included |  | 855.5672
MW013514 | gk-pi-cd-9005-bk | Gangkofner-Edition Pisa pendant light | smoked ¦ mounting version black (RAL 9005) ¦ total length 2.950 mm ¦ cable black ¦ E27 socket, light source not included |  | 913.8655
MW015628 | gk-pi-cd-9005-bu | Gangkofner-Edition Pisa pendant light | smoked ¦ mounting version black (RAL 9005) ¦ total length 2.950 mm ¦ cable blue ¦ E27 socket, light source not included |  | 913.8655
MW016144 | gk-pi-cd-9005-gy | Gangkofner-Edition Pisa pendant light | smoked ¦ mounting version black (RAL 9005) ¦ total length 2.950 mm ¦ cable grey ¦ E27 socket, light source not included |  | 913.8655
MW013516 | gk-pi-cd-9005-me1-bk | Gangkofner-Edition Pisa pendant light | smoked ¦ mounting version black (RAL 9005) / tube brass brushed ¦ total length 2.950 mm ¦ cable black ¦ E27 socket, light source not included |  | 1104.5168
MW015630 | gk-pi-cd-9005-me1-bu | Gangkofner-Edition Pisa pendant light | smoked ¦ mounting version black (RAL 9005) / tube brass brushed ¦ total length 2.950 mm ¦ cable blue ¦ E27 socket, light source not included |  | 1104.5168
MW016146 | gk-pi-cd-9005-me1-gy | Gangkofner-Edition Pisa pendant light | smoked ¦ mounting version black (RAL 9005) / tube brass brushed ¦ total length 2.950 mm ¦ cable grey ¦ E27 socket, light source not included |  | 1104.5168
MW015114 | gk-pi-cd-9005-me1-wh | Gangkofner-Edition Pisa pendant light | smoked ¦ mounting version black (RAL 9005) / tube brass brushed ¦ total length 2.950 mm ¦ cable white ¦ E27 socket, light source not included |  | 1104.5168
MW013518 | gk-pi-cd-9005-me2-bk | Gangkofner-Edition Pisa pendant light | smoked ¦ mounting version black (RAL 9005) / funnel, tube and socket cover brass brushed ¦ total length 2.950 mm ¦ cable black ¦ E27 socket, light source not included |  | 1104.5168
MW015632 | gk-pi-cd-9005-me2-bu | Gangkofner-Edition Pisa pendant light | smoked ¦ mounting version black (RAL 9005) / funnel, tube and socket cover brass brushed ¦ total length 2.950 mm ¦ cable blue ¦ E27 socket, light source not included |  | 1104.5168
MW016148 | gk-pi-cd-9005-me2-gy | Gangkofner-Edition Pisa pendant light | smoked ¦ mounting version black (RAL 9005) / funnel, tube and socket cover brass brushed ¦ total length 2.950 mm ¦ cable grey ¦ E27 socket, light source not included |  | 1104.5168
MW015116 | gk-pi-cd-9005-me2-wh | Gangkofner-Edition Pisa pendant light | smoked ¦ mounting version black (RAL 9005) / funnel, tube and socket cover brass brushed ¦ total length 2.950 mm ¦ cable white ¦ E27 socket, light source not included |  | 1104.5168
MW013520 | gk-pi-cd-9005-rg1-bk | Gangkofner-Edition Pisa pendant light | smoked ¦ mounting version black (RAL 9005) / tube rosé gold¦ total length 2.950 mm ¦ cable black ¦ E27 socket, light source not included |  | 1104.5168
MW015634 | gk-pi-cd-9005-rg1-bu | Gangkofner-Edition Pisa pendant light | smoked ¦ mounting version black (RAL 9005) / tube rosé gold¦ total length 2.950 mm ¦ cable blue ¦ E27 socket, light source not included |  | 1104.5168
MW016150 | gk-pi-cd-9005-rg1-gy | Gangkofner-Edition Pisa pendant light | smoked ¦ mounting version black (RAL 9005) / tube rosé gold¦ total length 2.950 mm ¦ cable grey ¦ E27 socket, light source not included |  | 1104.5168
MW015118 | gk-pi-cd-9005-rg1-wh | Gangkofner-Edition Pisa pendant light | smoked ¦ mounting version black (RAL 9005) / tube rosé gold¦ total length 2.950 mm ¦ cable white ¦ E27 socket, light source not included |  | 1104.5168
MW013522 | gk-pi-cd-9005-rg2-bk | Gangkofner-Edition Pisa pendant light | smoked ¦ mounting version black (RAL 9005) / funnel, tube and socket cover rosé gold ¦ total length 2.950 mm ¦ cable black ¦ E27 socket, light source not included |  | 1104.5168
MW015636 | gk-pi-cd-9005-rg2-bu | Gangkofner-Edition Pisa pendant light | smoked ¦ mounting version black (RAL 9005) / funnel, tube and socket cover rosé gold ¦ total length 2.950 mm ¦ cable blue ¦ E27 socket, light source not included |  | 1104.5168
MW016152 | gk-pi-cd-9005-rg2-gy | Gangkofner-Edition Pisa pendant light | smoked ¦ mounting version black (RAL 9005) / funnel, tube and socket cover rosé gold ¦ total length 2.950 mm ¦ cable grey ¦ E27 socket, light source not included |  | 1104.5168
MW015120 | gk-pi-cd-9005-rg2-wh | Gangkofner-Edition Pisa pendant light | smoked ¦ mounting version black (RAL 9005) / funnel, tube and socket cover rosé gold ¦ total length 2.950 mm ¦ cable white ¦ E27 socket, light source not included |  | 1104.5168
MW015112 | gk-pi-cd-9005-wh | Gangkofner-Edition Pisa pendant light | smoked ¦ mounting version black (RAL 9005) ¦ total length 2.950 mm ¦ cable white ¦ E27 socket, light source not included |  | 913.8655
MW013515 | gk-pi-cd-9016-bk | Gangkofner-Edition Pisa pendant light | smoked ¦ mounting version white (RAL 9016) ¦ total length 2.950 mm ¦ cable black ¦ E27 socket, light source not included |  | 913.8655
MW015629 | gk-pi-cd-9016-bu | Gangkofner-Edition Pisa pendant light | smoked ¦ mounting version white (RAL 9016) ¦ total length 2.950 mm ¦ cable blue ¦ E27 socket, light source not included |  | 913.8655
MW016145 | gk-pi-cd-9016-gy | Gangkofner-Edition Pisa pendant light | smoked ¦ mounting version white (RAL 9016) ¦ total length 2.950 mm ¦ cable grey ¦ E27 socket, light source not included |  | 913.8655
MW013517 | gk-pi-cd-9016-me1-bk | Gangkofner-Edition Pisa pendant light | smoked ¦ mounting version white (RAL 9016) / tube brass brushed ¦ total length 2.950 mm ¦ cable black ¦ E27 socket, light source not included |  | 1104.5168
MW015631 | gk-pi-cd-9016-me1-bu | Gangkofner-Edition Pisa pendant light | smoked ¦ mounting version white (RAL 9016) / tube brass brushed ¦ total length 2.950 mm ¦ cable blue ¦ E27 socket, light source not included |  | 1104.5168
MW016147 | gk-pi-cd-9016-me1-gy | Gangkofner-Edition Pisa pendant light | smoked ¦ mounting version white (RAL 9016) / tube brass brushed ¦ total length 2.950 mm ¦ cable grey ¦ E27 socket, light source not included |  | 1104.5168
MW015115 | gk-pi-cd-9016-me1-wh | Gangkofner-Edition Pisa pendant light | smoked ¦ mounting version white (RAL 9016) / tube brass brushed ¦ total length 2.950 mm ¦ cable white ¦ E27 socket, light source not included |  | 1104.5168
MW013519 | gk-pi-cd-9016-me2-bk | Gangkofner-Edition Pisa pendant light | smoked ¦ mounting version white (RAL 9016) / funnel, tube and socket cover brass brushed ¦ total length 2.950 mm ¦ cable black ¦ E27 socket, light source not included |  | 1104.5168
MW015633 | gk-pi-cd-9016-me2-bu | Gangkofner-Edition Pisa pendant light | smoked ¦ mounting version white (RAL 9016) / funnel, tube and socket cover brass brushed ¦ total length 2.950 mm ¦ cable blue ¦ E27 socket, light source not included |  | 1104.5168
MW016149 | gk-pi-cd-9016-me2-gy | Gangkofner-Edition Pisa pendant light | smoked ¦ mounting version white (RAL 9016) / funnel, tube and socket cover brass brushed ¦ total length 2.950 mm ¦ cable grey ¦ E27 socket, light source not included |  | 1104.5168
MW015117 | gk-pi-cd-9016-me2-wh | Gangkofner-Edition Pisa pendant light | smoked ¦ mounting version white (RAL 9016) / funnel, tube and socket cover brass brushed ¦ total length 2.950 mm ¦ cable white ¦ E27 socket, light source not included |  | 1104.5168
MW013521 | gk-pi-cd-9016-rg1-bk | Gangkofner-Edition Pisa pendant light | smoked ¦ mounting version white (RAL 9016) / tube rosé gold¦ total length 2.950 mm ¦ cable black ¦ E27 socket, light source not included |  | 1104.5168
MW015635 | gk-pi-cd-9016-rg1-bu | Gangkofner-Edition Pisa pendant light | smoked ¦ mounting version white (RAL 9016) / tube rosé gold¦ total length 2.950 mm ¦ cable blue ¦ E27 socket, light source not included |  | 1104.5168
MW016151 | gk-pi-cd-9016-rg1-gy | Gangkofner-Edition Pisa pendant light | smoked ¦ mounting version white (RAL 9016) / tube rosé gold¦ total length 2.950 mm ¦ cable grey ¦ E27 socket, light source not included |  | 1104.5168
MW015119 | gk-pi-cd-9016-rg1-wh | Gangkofner-Edition Pisa pendant light | smoked ¦ mounting version white (RAL 9016) / tube rosé gold¦ total length 2.950 mm ¦ cable white ¦ E27 socket, light source not included |  | 1104.5168
MW013523 | gk-pi-cd-9016-rg2-bk | Gangkofner-Edition Pisa pendant light | smoked ¦ mounting version white (RAL 9016) / funnel, tube and socket cover rosé gold ¦ total length 2.950 mm ¦ cable black ¦ E27 socket, light source not included |  | 1104.5168
MW015637 | gk-pi-cd-9016-rg2-bu | Gangkofner-Edition Pisa pendant light | smoked ¦ mounting version white (RAL 9016) / funnel, tube and socket cover rosé gold ¦ total length 2.950 mm ¦ cable blue ¦ E27 socket, light source not included |  | 1104.5168
MW016153 | gk-pi-cd-9016-rg2-gy | Gangkofner-Edition Pisa pendant light | smoked ¦ mounting version white (RAL 9016) / funnel, tube and socket cover rosé gold ¦ total length 2.950 mm ¦ cable grey ¦ E27 socket, light source not included |  | 1104.5168
MW015121 | gk-pi-cd-9016-rg2-wh | Gangkofner-Edition Pisa pendant light | smoked ¦ mounting version white (RAL 9016) / funnel, tube and socket cover rosé gold ¦ total length 2.950 mm ¦ cable white ¦ E27 socket, light source not included |  | 1104.5168
MW015113 | gk-pi-cd-9016-wh | Gangkofner-Edition Pisa pendant light | smoked ¦ mounting version white (RAL 9016) ¦ total length 2.950 mm ¦ cable white ¦ E27 socket, light source not included |  | 913.8655
MW013494 | gk-pi-om-9005-bk | Gangkofner-Edition Pisa pendant light | opal white matt ¦ mounting version black (RAL 9005) ¦ total length 2.950 mm ¦ cable black ¦ E27 socket, light source not included |  | 855.5672
MW015608 | gk-pi-om-9005-bu | Gangkofner-Edition Pisa pendant light | opal white matt ¦ mounting version black (RAL 9005) ¦ total length 2.950 mm ¦ cable blue ¦ E27 socket, light source not included |  | 855.5672
MW016124 | gk-pi-om-9005-gy | Gangkofner-Edition Pisa pendant light | opal white matt ¦ mounting version black (RAL 9005) ¦ total length 2.950 mm ¦ cable grey ¦ E27 socket, light source not included |  | 855.5672
MW013496 | gk-pi-om-9005-me1-bk | Gangkofner-Edition Pisa pendant light | opal white matt ¦ mounting version black (RAL 9005) / tube brass brushed ¦ total length 2.950 mm ¦ cable black ¦ E27 socket, light source not included |  | 1046.2185
MW015610 | gk-pi-om-9005-me1-bu | Gangkofner-Edition Pisa pendant light | opal white matt ¦ mounting version black (RAL 9005) / tube brass brushed ¦ total length 2.950 mm ¦ cable blue ¦ E27 socket, light source not included |  | 1046.2185
MW016126 | gk-pi-om-9005-me1-gy | Gangkofner-Edition Pisa pendant light | opal white matt ¦ mounting version black (RAL 9005) / tube brass brushed ¦ total length 2.950 mm ¦ cable grey ¦ E27 socket, light source not included |  | 1046.2185
MW015094 | gk-pi-om-9005-me1-wh | Gangkofner-Edition Pisa pendant light | opal white matt ¦ mounting version black (RAL 9005) / tube brass brushed ¦ total length 2.950 mm ¦ cable white ¦ E27 socket, light source not included |  | 1046.2185
MW013498 | gk-pi-om-9005-me2-bk | Gangkofner-Edition Pisa pendant light | opal white matt ¦ mounting version black (RAL 9005) / funnel, tube and socket cover brass brushed ¦ total length 2.950 mm ¦ cable black ¦ E27 socket, light source not included |  | 1046.2185
MW015612 | gk-pi-om-9005-me2-bu | Gangkofner-Edition Pisa pendant light | opal white matt ¦ mounting version black (RAL 9005) / funnel, tube and socket cover brass brushed ¦ total length 2.950 mm ¦ cable blue ¦ E27 socket, light source not included |  | 1046.2185
MW016128 | gk-pi-om-9005-me2-gy | Gangkofner-Edition Pisa pendant light | opal white matt ¦ mounting version black (RAL 9005) / funnel, tube and socket cover brass brushed ¦ total length 2.950 mm ¦ cable grey ¦ E27 socket, light source not included |  | 1046.2185
MW015096 | gk-pi-om-9005-me2-wh | Gangkofner-Edition Pisa pendant light | opal white matt ¦ mounting version black (RAL 9005) / funnel, tube and socket cover brass brushed ¦ total length 2.950 mm ¦ cable white ¦ E27 socket, light source not included |  | 1046.2185
MW013500 | gk-pi-om-9005-rg1-bk | Gangkofner-Edition Pisa pendant light | opal white matt ¦ mounting version black (RAL 9005) / tube rosé gold¦ total length 2.950 mm ¦ cable black ¦ E27 socket, light source not included |  | 1046.2185
MW015614 | gk-pi-om-9005-rg1-bu | Gangkofner-Edition Pisa pendant light | opal white matt ¦ mounting version black (RAL 9005) / tube rosé gold¦ total length 2.950 mm ¦ cable blue ¦ E27 socket, light source not included |  | 1046.2185
MW016130 | gk-pi-om-9005-rg1-gy | Gangkofner-Edition Pisa pendant light | opal white matt ¦ mounting version black (RAL 9005) / tube rosé gold¦ total length 2.950 mm ¦ cable grey ¦ E27 socket, light source not included |  | 1046.2185
MW015098 | gk-pi-om-9005-rg1-wh | Gangkofner-Edition Pisa pendant light | opal white matt ¦ mounting version black (RAL 9005) / tube rosé gold¦ total length 2.950 mm ¦ cable white ¦ E27 socket, light source not included |  | 1046.2185
MW013502 | gk-pi-om-9005-rg2-bk | Gangkofner-Edition Pisa pendant light | opal white matt ¦ mounting version black (RAL 9005) / funnel, tube and socket cover rosé gold ¦ total length 2.950 mm ¦ cable black ¦ E27 socket, light source not included |  | 1046.2185
MW015616 | gk-pi-om-9005-rg2-bu | Gangkofner-Edition Pisa pendant light | opal white matt ¦ mounting version black (RAL 9005) / funnel, tube and socket cover rosé gold ¦ total length 2.950 mm ¦ cable blue ¦ E27 socket, light source not included |  | 1046.2185
MW016132 | gk-pi-om-9005-rg2-gy | Gangkofner-Edition Pisa pendant light | opal white matt ¦ mounting version black (RAL 9005) / funnel, tube and socket cover rosé gold ¦ total length 2.950 mm ¦ cable grey ¦ E27 socket, light source not included |  | 1046.2185
MW015100 | gk-pi-om-9005-rg2-wh | Gangkofner-Edition Pisa pendant light | opal white matt ¦ mounting version black (RAL 9005) / funnel, tube and socket cover rosé gold ¦ total length 2.950 mm ¦ cable white ¦ E27 socket, light source not included |  | 1046.2185
MW015092 | gk-pi-om-9005-wh | Gangkofner-Edition Pisa pendant light | opal white matt ¦ mounting version black (RAL 9005) ¦ total length 2.950 mm ¦ cable white ¦ E27 socket, light source not included |  | 855.5672
MW013495 | gk-pi-om-9016-bk | Gangkofner-Edition Pisa pendant light | opal white matt ¦ mounting version white (RAL 9016) ¦ total length 2.950 mm ¦ cable black ¦ E27 socket, light source not included |  | 855.5672
MW015609 | gk-pi-om-9016-bu | Gangkofner-Edition Pisa pendant light | opal white matt ¦ mounting version white (RAL 9016) ¦ total length 2.950 mm ¦ cable blue ¦ E27 socket, light source not included |  | 855.5672
MW016125 | gk-pi-om-9016-gy | Gangkofner-Edition Pisa pendant light | opal white matt ¦ mounting version white (RAL 9016) ¦ total length 2.950 mm ¦ cable grey ¦ E27 socket, light source not included |  | 855.5672
MW013497 | gk-pi-om-9016-me1-bk | Gangkofner-Edition Pisa pendant light | opal white matt ¦ mounting version white (RAL 9016) / tube brass brushed ¦ total length 2.950 mm ¦ cable black ¦ E27 socket, light source not included |  | 1046.2185
MW015611 | gk-pi-om-9016-me1-bu | Gangkofner-Edition Pisa pendant light | opal white matt ¦ mounting version white (RAL 9016) / tube brass brushed ¦ total length 2.950 mm ¦ cable blue ¦ E27 socket, light source not included |  | 1046.2185
MW016127 | gk-pi-om-9016-me1-gy | Gangkofner-Edition Pisa pendant light | opal white matt ¦ mounting version white (RAL 9016) / tube brass brushed ¦ total length 2.950 mm ¦ cable grey ¦ E27 socket, light source not included |  | 1046.2185
MW015095 | gk-pi-om-9016-me1-wh | Gangkofner-Edition Pisa pendant light | opal white matt ¦ mounting version white (RAL 9016) / tube brass brushed ¦ total length 2.950 mm ¦ cable white ¦ E27 socket, light source not included |  | 1046.2185
MW013499 | gk-pi-om-9016-me2-bk | Gangkofner-Edition Pisa pendant light | opal white matt ¦ mounting version white (RAL 9016) / funnel, tube and socket cover brass brushed ¦ total length 2.950 mm ¦ cable black ¦ E27 socket, light source not included |  | 1046.2185
MW015613 | gk-pi-om-9016-me2-bu | Gangkofner-Edition Pisa pendant light | opal white matt ¦ mounting version white (RAL 9016) / funnel, tube and socket cover brass brushed ¦ total length 2.950 mm ¦ cable blue ¦ E27 socket, light source not included |  | 1046.2185
MW016129 | gk-pi-om-9016-me2-gy | Gangkofner-Edition Pisa pendant light | opal white matt ¦ mounting version white (RAL 9016) / funnel, tube and socket cover brass brushed ¦ total length 2.950 mm ¦ cable grey ¦ E27 socket, light source not included |  | 1046.2185
MW015097 | gk-pi-om-9016-me2-wh | Gangkofner-Edition Pisa pendant light | opal white matt ¦ mounting version white (RAL 9016) / funnel, tube and socket cover brass brushed ¦ total length 2.950 mm ¦ cable white ¦ E27 socket, light source not included |  | 1046.2185
MW013501 | gk-pi-om-9016-rg1-bk | Gangkofner-Edition Pisa pendant light | opal white matt ¦ mounting version white (RAL 9016) / tube rosé gold¦ total length 2.950 mm ¦ cable black ¦ E27 socket, light source not included |  | 1046.2185
MW015615 | gk-pi-om-9016-rg1-bu | Gangkofner-Edition Pisa pendant light | opal white matt ¦ mounting version white (RAL 9016) / tube rosé gold¦ total length 2.950 mm ¦ cable blue ¦ E27 socket, light source not included |  | 1046.2185
MW016131 | gk-pi-om-9016-rg1-gy | Gangkofner-Edition Pisa pendant light | opal white matt ¦ mounting version white (RAL 9016) / tube rosé gold¦ total length 2.950 mm ¦ cable grey ¦ E27 socket, light source not included |  | 1046.2185
MW015099 | gk-pi-om-9016-rg1-wh | Gangkofner-Edition Pisa pendant light | opal white matt ¦ mounting version white (RAL 9016) / tube rosé gold¦ total length 2.950 mm ¦ cable white ¦ E27 socket, light source not included |  | 1046.2185
MW013503 | gk-pi-om-9016-rg2-bk | Gangkofner-Edition Pisa pendant light | opal white matt ¦ mounting version white (RAL 9016) / funnel, tube and socket cover rosé gold ¦ total length 2.950 mm ¦ cable black ¦ E27 socket, light source not included |  | 1046.2185
MW015617 | gk-pi-om-9016-rg2-bu | Gangkofner-Edition Pisa pendant light | opal white matt ¦ mounting version white (RAL 9016) / funnel, tube and socket cover rosé gold ¦ total length 2.950 mm ¦ cable blue ¦ E27 socket, light source not included |  | 1046.2185
MW016133 | gk-pi-om-9016-rg2-gy | Gangkofner-Edition Pisa pendant light | opal white matt ¦ mounting version white (RAL 9016) / funnel, tube and socket cover rosé gold ¦ total length 2.950 mm ¦ cable grey ¦ E27 socket, light source not included |  | 1046.2185
MW015101 | gk-pi-om-9016-rg2-wh | Gangkofner-Edition Pisa pendant light | opal white matt ¦ mounting version white (RAL 9016) / funnel, tube and socket cover rosé gold ¦ total length 2.950 mm ¦ cable white ¦ E27 socket, light source not included |  | 1046.2185
MW015093 | gk-pi-om-9016-wh | Gangkofner-Edition Pisa pendant light | opal white matt ¦ mounting version white (RAL 9016) ¦ total length 2.950 mm ¦ cable white ¦ E27 socket, light source not included |  | 855.5672
MW013780 | ha1 | Havanna 1 pendant light | opal, Ø 248 x 440 mm, cotton cable silver 2.000 mm ¦ E27 socket, light source not included |  | 474.2647
MW013781 | ha1-d | Havanna 1 pendant light | opal, Ø 248 x 440 mm, wire suspension & transparent feed cable 2.000 mm¦ E27 socket, light source not included |  | 497.8992
MW013782 | ha2 | Havanna 2 pendant light | opal, Ø 239 x 350 mm, cotton cable silver 2.000 mm ¦ E27 socket, light source not included |  | 467.9622
MW013783 | ha2-d | Havanna 2 pendant light | opal, Ø 239 x 350 mm, wire suspension & transparent feed cable 2.000 mm ¦ E27 socket, light source not included |  | 491.5966
MW014169 | ku2-cc-2700-4-702 | Glaskugelleuchte pendant light | clear, Ø 200 mm, grey metallic (DB 702), cable transparent 2.500 mm ¦ 12.7 W ¦ 2700 K ¦ Ra > 90 ¦ DALI |  | 798.8445
MW014170 | ku2-cc-2700-4-9005 | Glaskugelleuchte pendant light | clear, Ø 200 mm, black matt (RAL 9005), cable transparent 2.500 mm ¦ 12.7 W ¦ 2700 K ¦ Ra > 90 ¦ DALI |  | 798.8445
MW014168 | ku2-cc-2700-4-9016 | Glaskugelleuchte pendant light | clear, Ø 200 mm, white matt (RAL 9016), cable transparent 2.500 mm ¦ 12.7 W ¦ 2700 K ¦ Ra > 90 ¦ DALI |  | 798.8445
MW014177 | ku2-cc-2700-7-702 | Glaskugelleuchte pendant light | clear, Ø 200 mm, grey metallic (DB 702), cable transparent 2.500 mm ¦ 12.7 W ¦ 2700 K ¦ Ra > 90 ¦ Leading edge/trailing edge |  | 798.8445
MW014178 | ku2-cc-2700-7-9005 | Glaskugelleuchte pendant light | clear, Ø 200 mm, black matt (RAL 9005), cable transparent 2.500 mm ¦ 12.7 W ¦ 2700 K ¦ Ra > 90 ¦ Leading edge/trailing edge |  | 798.8445
MW014176 | ku2-cc-2700-7-9016 | Glaskugelleuchte pendant light | clear, Ø 200 mm, white matt (RAL 9016), cable transparent 2.500 mm ¦ 12.7 W ¦ 2700 K ¦ Ra > 90 ¦ Leading edge/trailing edge |  | 798.8445
MW014185 | ku2-cc-3000-4-702 | Glaskugelleuchte pendant light | clear, Ø 200 mm, grey metallic (DB 702), cable transparent 2.500 mm ¦ 12.7 W ¦ 3000 K ¦ Ra > 90 ¦ DALI |  | 798.8445
MW014186 | ku2-cc-3000-4-9005 | Glaskugelleuchte pendant light | clear, Ø 200 mm, black matt (RAL 9005), cable transparent 2.500 mm ¦ 12.7 W ¦ 3000 K ¦ Ra > 90 ¦ DALI |  | 798.8445
MW014184 | ku2-cc-3000-4-9016 | Glaskugelleuchte pendant light | clear, Ø 200 mm, white matt (RAL 9016), cable transparent 2.500 mm ¦ 12.7 W ¦ 3000 K ¦ Ra > 90 ¦ DALI |  | 798.8445
MW014193 | ku2-cc-3000-7-702 | Glaskugelleuchte pendant light | clear, Ø 200 mm, grey metallic (DB 702), cable transparent 2.500 mm ¦ 12.7 W ¦ 3000 K ¦ Ra > 90 ¦ Leading edge/trailing edge |  | 798.8445
MW014194 | ku2-cc-3000-7-9005 | Glaskugelleuchte pendant light | clear, Ø 200 mm, black matt (RAL 9005), cable transparent 2.500 mm ¦ 12.7 W ¦ 3000 K ¦ Ra > 90 ¦ Leading edge/trailing edge |  | 798.8445
MW014195 | ku2-cc-3000-7-9005 | Glaskugelleuchte pendant light | clear, Ø 200 mm, surface according to specification, cable transparent 2.500 mm ¦ 12.7 W ¦ 3000 K ¦ Ra > 90 ¦ Leading edge/trailing edge |  | 798.8445
MW014192 | ku2-cc-3000-7-9016 | Glaskugelleuchte pendant light | clear, Ø 200 mm, white matt (RAL 9016), cable transparent 2.500 mm ¦ 12.7 W ¦ 3000 K ¦ Ra > 90 ¦ Leading edge/trailing edge |  | 798.8445
MW014201 | ku2-cc-4000-4-702 | Glaskugelleuchte pendant light | clear, Ø 200 mm, grey metallic (DB 702), cable transparent 2.500 mm ¦ 12.7 W ¦ 4000 K ¦ Ra > 90 ¦ DALI |  | 798.8445
MW014202 | ku2-cc-4000-4-9005 | Glaskugelleuchte pendant light | clear, Ø 200 mm, black matt (RAL 9005), cable transparent 2.500 mm ¦ 12.7 W ¦ 4000 K ¦ Ra > 90 ¦ DALI |  | 798.8445
MW014200 | ku2-cc-4000-4-9016 | Glaskugelleuchte pendant light | clear, Ø 200 mm, white matt (RAL 9016), cable transparent 2.500 mm ¦ 12.7 W ¦ 4000 K ¦ Ra > 90 ¦ DALI |  | 798.8445
MW014209 | ku2-cc-4000-7-702 | Glaskugelleuchte pendant light | clear, Ø 200 mm, grey metallic (DB 702), cable transparent 2.500 mm ¦ 12.7 W ¦ 4000 K ¦ Ra > 90 ¦ Leading edge/trailing edge |  | 798.8445
MW014210 | ku2-cc-4000-7-9005 | Glaskugelleuchte pendant light | clear, Ø 200 mm, black matt (RAL 9005), cable transparent 2.500 mm ¦ 12.7 W ¦ 4000 K ¦ Ra > 90 ¦ Leading edge/trailing edge |  | 798.8445
MW014208 | ku2-cc-4000-7-9016 | Glaskugelleuchte pendant light | clear, Ø 200 mm, white matt (RAL 9016), cable transparent 2.500 mm ¦ 12.7 W ¦ 4000 K ¦ Ra > 90 ¦ Leading edge/trailing edge |  | 798.8445
MW014173 | ku2-om-2700-4-702 | Glaskugelleuchte pendant light | matt, Ø 200 mm, grey metallic (DB 702), cable transparent 2.500 mm ¦ 12.7 W ¦ 2700 K ¦ Ra > 90 ¦ DALI |  | 798.8445
MW014174 | ku2-om-2700-4-9005 | Glaskugelleuchte pendant light | matt, Ø 200 mm, black matt (RAL 9005), cable transparent 2.500 mm ¦ 12.7 W ¦ 2700 K ¦ Ra > 90 ¦ DALI |  | 798.8445
MW014172 | ku2-om-2700-4-9016 | Glaskugelleuchte pendant light | matt, Ø 200 mm, white matt (RAL 9016), cable transparent 2.500 mm ¦ 12.7 W ¦ 2700 K ¦ Ra > 90 ¦ DALI |  | 798.8445
MW014181 | ku2-om-2700-7-702 | Glaskugelleuchte pendant light | matt, Ø 200 mm, grey metallic (DB 702), cable transparent 2.500 mm ¦ 12.7 W ¦ 2700 K ¦ Ra > 90 ¦ Leading edge/trailing edge |  | 798.8445
MW014182 | ku2-om-2700-7-9005 | Glaskugelleuchte pendant light | matt, Ø 200 mm, black matt (RAL 9005), cable transparent 2.500 mm ¦ 12.7 W ¦ 2700 K ¦ Ra > 90 ¦ Leading edge/trailing edge |  | 798.8445
MW014180 | ku2-om-2700-7-9016 | Glaskugelleuchte pendant light | matt, Ø 200 mm, white matt (RAL 9016), cable transparent 2.500 mm ¦ 12.7 W ¦ 2700 K ¦ Ra > 90 ¦ Leading edge/trailing edge |  | 798.8445
MW014189 | ku2-om-3000-4-702 | Glaskugelleuchte pendant light | matt, Ø 200 mm, grey metallic (DB 702), cable transparent 2.500 mm ¦ 12.7 W ¦ 3000 K ¦ Ra > 90 ¦ DALI |  | 798.8445
MW014190 | ku2-om-3000-4-9005 | Glaskugelleuchte pendant light | matt, Ø 200 mm, black matt (RAL 9005), cable transparent 2.500 mm ¦ 12.7 W ¦ 3000 K ¦ Ra > 90 ¦ DALI |  | 798.8445
MW014188 | ku2-om-3000-4-9016 | Glaskugelleuchte pendant light | matt, Ø 200 mm, white matt (RAL 9016), cable transparent 2.500 mm ¦ 12.7 W ¦ 3000 K ¦ Ra > 90 ¦ DALI |  | 798.8445
MW014197 | ku2-om-3000-7-702 | Glaskugelleuchte pendant light | matt, Ø 200 mm, grey metallic (DB 702), cable transparent 2.500 mm ¦ 12.7 W ¦ 3000 K ¦ Ra > 90 ¦ Leading edge/trailing edge |  | 798.8445
MW014198 | ku2-om-3000-7-9005 | Glaskugelleuchte pendant light | matt, Ø 200 mm, black matt (RAL 9005), cable transparent 2.500 mm ¦ 12.7 W ¦ 3000 K ¦ Ra > 90 ¦ Leading edge/trailing edge |  | 798.8445
MW014196 | ku2-om-3000-7-9016 | Glaskugelleuchte pendant light | matt, Ø 200 mm, white matt (RAL 9016), cable transparent 2.500 mm ¦ 12.7 W ¦ 3000 K ¦ Ra > 90 ¦ Leading edge/trailing edge |  | 798.8445
MW014205 | ku2-om-4000-4-702 | Glaskugelleuchte pendant light | matt, Ø 200 mm, grey metallic (DB 702), cable transparent 2.500 mm ¦ 12.7 W ¦ 4000 K ¦ Ra > 90 ¦ DALI |  | 798.8445
MW014206 | ku2-om-4000-4-9005 | Glaskugelleuchte pendant light | matt, Ø 200 mm, black matt (RAL 9005), cable transparent 2.500 mm ¦ 12.7 W ¦ 4000 K ¦ Ra > 90 ¦ DALI |  | 798.8445
MW014204 | ku2-om-4000-4-9016 | Glaskugelleuchte pendant light | matt, Ø 200 mm, white matt (RAL 9016), cable transparent 2.500 mm ¦ 12.7 W ¦ 4000 K ¦ Ra > 90 ¦ DALI |  | 798.8445
MW014213 | ku2-om-4000-7-702 | Glaskugelleuchte pendant light | matt, Ø 200 mm, grey metallic (DB 702), cable transparent 2.500 mm ¦ 12.7 W ¦ 4000 K ¦ Ra > 90 ¦ Leading edge/trailing edge |  | 798.8445
MW014214 | ku2-om-4000-7-9005 | Glaskugelleuchte pendant light | matt, Ø 200 mm, black matt (RAL 9005), cable transparent 2.500 mm ¦ 12.7 W ¦ 4000 K ¦ Ra > 90 ¦ Leading edge/trailing edge |  | 798.8445
MW014212 | ku2-om-4000-7-9016 | Glaskugelleuchte pendant light | matt, Ø 200 mm, white matt (RAL 9016), cable transparent 2.500 mm ¦ 12.7 W ¦ 4000 K ¦ Ra > 90 ¦ Leading edge/trailing edge |  | 798.8445
MW014217 | ku3-cc-2700-4-702 | Glaskugelleuchte pendant light | clear, Ø 300 mm, grey metallic (DB 702), cable transparent 2.500 mm ¦ 12.7 W ¦ 2700 K ¦ Ra > 90 ¦ DALI |  | 1008.4034
MW014218 | ku3-cc-2700-4-9005 | Glaskugelleuchte pendant light | clear, Ø 300 mm, black matt (RAL 9005), cable transparent 2.500 mm ¦ 12.7 W ¦ 2700 K ¦ Ra > 90 ¦ DALI |  | 1008.4034
MW014216 | ku3-cc-2700-4-9016 | Glaskugelleuchte pendant light | clear, Ø 300 mm, white matt (RAL 9016), cable transparent 2.500 mm ¦ 12.7 W ¦ 2700 K ¦ Ra > 90 ¦ DALI |  | 1008.4034
MW014225 | ku3-cc-2700-7-702 | Glaskugelleuchte pendant light | clear, Ø 300 mm, grey metallic (DB 702), cable transparent 2.500 mm ¦ 12.7 W ¦ 2700 K ¦ Ra > 90 ¦ Leading edge/trailing edge |  | 1008.4034
MW014226 | ku3-cc-2700-7-9005 | Glaskugelleuchte pendant light | clear, Ø 300 mm, black matt (RAL 9005), cable transparent 2.500 mm ¦ 12.7 W ¦ 2700 K ¦ Ra > 90 ¦ Leading edge/trailing edge |  | 1008.4034
MW014224 | ku3-cc-2700-7-9016 | Glaskugelleuchte pendant light | clear, Ø 300 mm, white matt (RAL 9016), cable transparent 2.500 mm ¦ 12.7 W ¦ 2700 K ¦ Ra > 90 ¦ Leading edge/trailing edge |  | 1008.4034
MW014233 | ku3-cc-3000-4-702 | Glaskugelleuchte pendant light | clear, Ø 300 mm, grey metallic (DB 702), cable transparent 2.500 mm ¦ 12.7 W ¦ 3000 K ¦ Ra > 90 ¦ DALI |  | 1008.4034
MW014234 | ku3-cc-3000-4-9005 | Glaskugelleuchte pendant light | clear, Ø 300 mm, black matt (RAL 9005), cable transparent 2.500 mm ¦ 12.7 W ¦ 3000 K ¦ Ra > 90 ¦ DALI |  | 1008.4034
MW014232 | ku3-cc-3000-4-9016 | Glaskugelleuchte pendant light | clear, Ø 300 mm, white matt (RAL 9016), cable transparent 2.500 mm ¦ 12.7 W ¦ 3000 K ¦ Ra > 90 ¦ DALI |  | 1008.4034
MW014241 | ku3-cc-3000-7-702 | Glaskugelleuchte pendant light | clear, Ø 300 mm, grey metallic (DB 702), cable transparent 2.500 mm ¦ 12.7 W ¦ 3000 K ¦ Ra > 90 ¦ Leading edge/trailing edge |  | 1008.4034
MW014242 | ku3-cc-3000-7-9005 | Glaskugelleuchte pendant light | clear, Ø 300 mm, black matt (RAL 9005), cable transparent 2.500 mm ¦ 12.7 W ¦ 3000 K ¦ Ra > 90 ¦ Leading edge/trailing edge |  | 1008.4034
MW014243 | ku3-cc-3000-7-9005 | Glaskugelleuchte pendant light | clear, Ø 300 mm, surface according to specification, cable transparent 2.500 mm ¦ 12.7 W ¦ 3000 K ¦ Ra > 90 ¦ Leading edge/trailing edge |  | 1008.4034
MW014240 | ku3-cc-3000-7-9016 | Glaskugelleuchte pendant light | clear, Ø 300 mm, white matt (RAL 9016), cable transparent 2.500 mm ¦ 12.7 W ¦ 3000 K ¦ Ra > 90 ¦ Leading edge/trailing edge |  | 1008.4034
MW014249 | ku3-cc-4000-4-702 | Glaskugelleuchte pendant light | clear, Ø 300 mm, grey metallic (DB 702), cable transparent 2.500 mm ¦ 12.7 W ¦ 4000 K ¦ Ra > 90 ¦ DALI |  | 1008.4034
MW014250 | ku3-cc-4000-4-9005 | Glaskugelleuchte pendant light | clear, Ø 300 mm, black matt (RAL 9005), cable transparent 2.500 mm ¦ 12.7 W ¦ 4000 K ¦ Ra > 90 ¦ DALI |  | 1008.4034
MW014248 | ku3-cc-4000-4-9016 | Glaskugelleuchte pendant light | clear, Ø 300 mm, white matt (RAL 9016), cable transparent 2.500 mm ¦ 12.7 W ¦ 4000 K ¦ Ra > 90 ¦ DALI |  | 1008.4034
MW014257 | ku3-cc-4000-7-702 | Glaskugelleuchte pendant light | clear, Ø 300 mm, grey metallic (DB 702), cable transparent 2.500 mm ¦ 12.7 W ¦ 4000 K ¦ Ra > 90 ¦ Leading edge/trailing edge |  | 1008.4034
MW014258 | ku3-cc-4000-7-9005 | Glaskugelleuchte pendant light | clear, Ø 300 mm, black matt (RAL 9005), cable transparent 2.500 mm ¦ 12.7 W ¦ 4000 K ¦ Ra > 90 ¦ Leading edge/trailing edge |  | 1008.4034
MW014256 | ku3-cc-4000-7-9016 | Glaskugelleuchte pendant light | clear, Ø 300 mm, white matt (RAL 9016), cable transparent 2.500 mm ¦ 12.7 W ¦ 4000 K ¦ Ra > 90 ¦ Leading edge/trailing edge |  | 1008.4034
MW014221 | ku3-om-2700-4-702 | Glaskugelleuchte pendant light | matt, Ø 300 mm, grey metallic (DB 702), cable transparent 2.500 mm ¦ 12.7 W ¦ 2700 K ¦ Ra > 90 ¦ DALI |  | 1008.4034
MW014222 | ku3-om-2700-4-9005 | Glaskugelleuchte pendant light | matt, Ø 300 mm, black matt (RAL 9005), cable transparent 2.500 mm ¦ 12.7 W ¦ 2700 K ¦ Ra > 90 ¦ DALI |  | 1008.4034
MW014220 | ku3-om-2700-4-9016 | Glaskugelleuchte pendant light | matt, Ø 300 mm, white matt (RAL 9016), cable transparent 2.500 mm ¦ 12.7 W ¦ 2700 K ¦ Ra > 90 ¦ DALI |  | 1008.4034
MW014229 | ku3-om-2700-7-702 | Glaskugelleuchte pendant light | matt, Ø 300 mm, grey metallic (DB 702), cable transparent 2.500 mm ¦ 12.7 W ¦ 2700 K ¦ Ra > 90 ¦ Leading edge/trailing edge |  | 1008.4034
MW014230 | ku3-om-2700-7-9005 | Glaskugelleuchte pendant light | matt, Ø 300 mm, black matt (RAL 9005), cable transparent 2.500 mm ¦ 12.7 W ¦ 2700 K ¦ Ra > 90 ¦ Leading edge/trailing edge |  | 1008.4034
MW014228 | ku3-om-2700-7-9016 | Glaskugelleuchte pendant light | matt, Ø 300 mm, white matt (RAL 9016), cable transparent 2.500 mm ¦ 12.7 W ¦ 2700 K ¦ Ra > 90 ¦ Leading edge/trailing edge |  | 1008.4034
MW014237 | ku3-om-3000-4-702 | Glaskugelleuchte pendant light | matt, Ø 300 mm, grey metallic (DB 702), cable transparent 2.500 mm ¦ 12.7 W ¦ 3000 K ¦ Ra > 90 ¦ DALI |  | 1008.4034
MW014238 | ku3-om-3000-4-9005 | Glaskugelleuchte pendant light | matt, Ø 300 mm, black matt (RAL 9005), cable transparent 2.500 mm ¦ 12.7 W ¦ 3000 K ¦ Ra > 90 ¦ DALI |  | 1008.4034
MW014236 | ku3-om-3000-4-9016 | Glaskugelleuchte pendant light | matt, Ø 300 mm, white matt (RAL 9016), cable transparent 2.500 mm ¦ 12.7 W ¦ 3000 K ¦ Ra > 90 ¦ DALI |  | 1008.4034
MW014245 | ku3-om-3000-7-702 | Glaskugelleuchte pendant light | matt, Ø 300 mm, grey metallic (DB 702), cable transparent 2.500 mm ¦ 12.7 W ¦ 3000 K ¦ Ra > 90 ¦ Leading edge/trailing edge |  | 1008.4034
MW014246 | ku3-om-3000-7-9005 | Glaskugelleuchte pendant light | matt, Ø 300 mm, black matt (RAL 9005), cable transparent 2.500 mm ¦ 12.7 W ¦ 3000 K ¦ Ra > 90 ¦ Leading edge/trailing edge |  | 1008.4034
MW014244 | ku3-om-3000-7-9016 | Glaskugelleuchte pendant light | matt, Ø 300 mm, white matt (RAL 9016), cable transparent 2.500 mm ¦ 12.7 W ¦ 3000 K ¦ Ra > 90 ¦ Leading edge/trailing edge |  | 1008.4034
MW014253 | ku3-om-4000-4-702 | Glaskugelleuchte pendant light | matt, Ø 300 mm, grey metallic (DB 702), cable transparent 2.500 mm ¦ 12.7 W ¦ 4000 K ¦ Ra > 90 ¦ DALI |  | 1008.4034
MW014254 | ku3-om-4000-4-9005 | Glaskugelleuchte pendant light | matt, Ø 300 mm, black matt (RAL 9005), cable transparent 2.500 mm ¦ 12.7 W ¦ 4000 K ¦ Ra > 90 ¦ DALI |  | 1008.4034
MW014252 | ku3-om-4000-4-9016 | Glaskugelleuchte pendant light | matt, Ø 300 mm, white matt (RAL 9016), cable transparent 2.500 mm ¦ 12.7 W ¦ 4000 K ¦ Ra > 90 ¦ DALI |  | 1008.4034
MW014261 | ku3-om-4000-7-702 | Glaskugelleuchte pendant light | matt, Ø 300 mm, grey metallic (DB 702), cable transparent 2.500 mm ¦ 12.7 W ¦ 4000 K ¦ Ra > 90 ¦ Leading edge/trailing edge |  | 1008.4034
MW014262 | ku3-om-4000-7-9005 | Glaskugelleuchte pendant light | matt, Ø 300 mm, black matt (RAL 9005), cable transparent 2.500 mm ¦ 12.7 W ¦ 4000 K ¦ Ra > 90 ¦ Leading edge/trailing edge |  | 1008.4034
MW014260 | ku3-om-4000-7-9016 | Glaskugelleuchte pendant light | matt, Ø 300 mm, white matt (RAL 9016), cable transparent 2.500 mm ¦ 12.7 W ¦ 4000 K ¦ Ra > 90 ¦ Leading edge/trailing edge |  | 1008.4034
MW014265 | ku4-cc-2700-4-702 | Glaskugelleuchte pendant light | clear, Ø 400 mm, grey metallic (DB 702), cable transparent 2.500 mm ¦ 12.7 W ¦ 2700 K ¦ Ra > 90 ¦ DALI |  | 1217.9622
MW014266 | ku4-cc-2700-4-9005 | Glaskugelleuchte pendant light | clear, Ø 400 mm, black matt (RAL 9005), cable transparent 2.500 mm ¦ 12.7 W ¦ 2700 K ¦ Ra > 90 ¦ DALI |  | 1217.9622
MW014264 | ku4-cc-2700-4-9016 | Glaskugelleuchte pendant light | clear, Ø 400 mm, white matt (RAL 9016), cable transparent 2.500 mm ¦ 12.7 W ¦ 2700 K ¦ Ra > 90 ¦ DALI |  | 1217.9622
MW014273 | ku4-cc-2700-7-702 | Glaskugelleuchte pendant light | clear, Ø 400 mm, grey metallic (DB 702), cable transparent 2.500 mm ¦ 12.7 W ¦ 2700 K ¦ Ra > 90 ¦ Leading edge/trailing edge |  | 1217.9622
MW014274 | ku4-cc-2700-7-9005 | Glaskugelleuchte pendant light | clear, Ø 400 mm, black matt (RAL 9005), cable transparent 2.500 mm ¦ 12.7 W ¦ 2700 K ¦ Ra > 90 ¦ Leading edge/trailing edge |  | 1217.9622
MW014272 | ku4-cc-2700-7-9016 | Glaskugelleuchte pendant light | clear, Ø 400 mm, white matt (RAL 9016), cable transparent 2.500 mm ¦ 12.7 W ¦ 2700 K ¦ Ra > 90 ¦ Leading edge/trailing edge |  | 1217.9622
MW014281 | ku4-cc-3000-4-702 | Glaskugelleuchte pendant light | clear, Ø 400 mm, grey metallic (DB 702), cable transparent 2.500 mm ¦ 12.7 W ¦ 4000 K ¦ Ra > 90 ¦ DALI |  | 1217.9622
MW014282 | ku4-cc-3000-4-9005 | Glaskugelleuchte pendant light | clear, Ø 400 mm, black matt (RAL 9005), cable transparent 2.500 mm ¦ 12.7 W ¦ 4000 K ¦ Ra > 90 ¦ DALI |  | 1217.9622
MW014280 | ku4-cc-3000-4-9016 | Glaskugelleuchte pendant light | clear, Ø 400 mm, white matt (RAL 9016), cable transparent 2.500 mm ¦ 12.7 W ¦ 4000 K ¦ Ra > 90 ¦ DALI |  | 1217.9622
MW014289 | ku4-cc-3000-7-702 | Glaskugelleuchte pendant light | clear, Ø 400 mm, grey metallic (DB 702), cable transparent 2.500 mm ¦ 12.7 W ¦ 4000 K ¦ Ra > 90 ¦ Leading edge/trailing edge |  | 1217.9622
MW014290 | ku4-cc-3000-7-9005 | Glaskugelleuchte pendant light | clear, Ø 400 mm, black matt (RAL 9005), cable transparent 2.500 mm ¦ 12.7 W ¦ 4000 K ¦ Ra > 90 ¦ Leading edge/trailing edge |  | 1217.9622
MW014291 | ku4-cc-3000-7-9005 | Glaskugelleuchte pendant light | clear, Ø 400 mm, surface according to specification, cable transparent 2.500 mm ¦ 12.7 W ¦ 4000 K ¦ Ra > 90 ¦ Leading edge/trailing edge |  | 1217.9622
MW014288 | ku4-cc-3000-7-9016 | Glaskugelleuchte pendant light | clear, Ø 400 mm, white matt (RAL 9016), cable transparent 2.500 mm ¦ 12.7 W ¦ 4000 K ¦ Ra > 90 ¦ Leading edge/trailing edge |  | 1217.9622
MW014297 | ku4-cc-4000-4-702 | Glaskugelleuchte pendant light | clear, Ø 400 mm, grey metallic (DB 702), cable transparent 2.500 mm ¦ 12.7 W ¦ 4000 K ¦ Ra > 90 ¦ DALI |  | 1217.9622
MW014298 | ku4-cc-4000-4-9005 | Glaskugelleuchte pendant light | clear, Ø 400 mm, black matt (RAL 9005), cable transparent 2.500 mm ¦ 12.7 W ¦ 4000 K ¦ Ra > 90 ¦ DALI |  | 1217.9622
MW014296 | ku4-cc-4000-4-9016 | Glaskugelleuchte pendant light | clear, Ø 400 mm, white matt (RAL 9016), cable transparent 2.500 mm ¦ 12.7 W ¦ 4000 K ¦ Ra > 90 ¦ DALI |  | 1217.9622
MW014305 | ku4-cc-4000-7-702 | Glaskugelleuchte pendant light | clear, Ø 400 mm, grey metallic (DB 702), cable transparent 2.500 mm ¦ 12.7 W ¦ 4000 K ¦ Ra > 90 ¦ Leading edge/trailing edge |  | 1217.9622
MW014306 | ku4-cc-4000-7-9005 | Glaskugelleuchte pendant light | clear, Ø 400 mm, black matt (RAL 9005), cable transparent 2.500 mm ¦ 12.7 W ¦ 4000 K ¦ Ra > 90 ¦ Leading edge/trailing edge |  | 1217.9622
MW014304 | ku4-cc-4000-7-9016 | Glaskugelleuchte pendant light | clear, Ø 400 mm, white matt (RAL 9016), cable transparent 2.500 mm ¦ 12.7 W ¦ 4000 K ¦ Ra > 90 ¦ Leading edge/trailing edge |  | 1217.9622
MW014269 | ku4-om-2700-4-702 | Glaskugelleuchte pendant light | matt, Ø 400 mm, grey metallic (DB 702), cable transparent 2.500 mm ¦ 12.7 W ¦ 2700 K ¦ Ra > 90 ¦ DALI |  | 1217.9622
MW014270 | ku4-om-2700-4-9005 | Glaskugelleuchte pendant light | matt, Ø 400 mm, black matt (RAL 9005), cable transparent 2.500 mm ¦ 12.7 W ¦ 2700 K ¦ Ra > 90 ¦ DALI |  | 1217.9622
MW014268 | ku4-om-2700-4-9016 | Glaskugelleuchte pendant light | matt, Ø 400 mm, white matt (RAL 9016), cable transparent 2.500 mm ¦ 12.7 W ¦ 2700 K ¦ Ra > 90 ¦ DALI |  | 1217.9622
MW014277 | ku4-om-2700-7-702 | Glaskugelleuchte pendant light | matt, Ø 400 mm, grey metallic (DB 702), cable transparent 2.500 mm ¦ 12.7 W ¦ 2700 K ¦ Ra > 90 ¦ Leading edge/trailing edge |  | 1217.9622
MW014278 | ku4-om-2700-7-9005 | Glaskugelleuchte pendant light | matt, Ø 400 mm, black matt (RAL 9005), cable transparent 2.500 mm ¦ 12.7 W ¦ 2700 K ¦ Ra > 90 ¦ Leading edge/trailing edge |  | 1217.9622
MW014276 | ku4-om-2700-7-9016 | Glaskugelleuchte pendant light | matt, Ø 400 mm, white matt (RAL 9016), cable transparent 2.500 mm ¦ 12.7 W ¦ 2700 K ¦ Ra > 90 ¦ Leading edge/trailing edge |  | 1217.9622
MW014285 | ku4-om-3000-4-702 | Glaskugelleuchte pendant light | matt, Ø 400 mm, grey metallic (DB 702), cable transparent 2.500 mm ¦ 12.7 W ¦ 4000 K ¦ Ra > 90 ¦ DALI |  | 1217.9622
MW014286 | ku4-om-3000-4-9005 | Glaskugelleuchte pendant light | matt, Ø 400 mm, black matt (RAL 9005), cable transparent 2.500 mm ¦ 12.7 W ¦ 4000 K ¦ Ra > 90 ¦ DALI |  | 1217.9622
MW014284 | ku4-om-3000-4-9016 | Glaskugelleuchte pendant light | matt, Ø 400 mm, white matt (RAL 9016), cable transparent 2.500 mm ¦ 12.7 W ¦ 4000 K ¦ Ra > 90 ¦ DALI |  | 1217.9622
MW014293 | ku4-om-3000-7-702 | Glaskugelleuchte pendant light | matt, Ø 400 mm, grey metallic (DB 702), cable transparent 2.500 mm ¦ 12.7 W ¦ 4000 K ¦ Ra > 90 ¦ Leading edge/trailing edge |  | 1217.9622
MW014294 | ku4-om-3000-7-9005 | Glaskugelleuchte pendant light | matt, Ø 400 mm, black matt (RAL 9005), cable transparent 2.500 mm ¦ 12.7 W ¦ 4000 K ¦ Ra > 90 ¦ Leading edge/trailing edge |  | 1217.9622
MW014292 | ku4-om-3000-7-9016 | Glaskugelleuchte pendant light | matt, Ø 400 mm, white matt (RAL 9016), cable transparent 2.500 mm ¦ 12.7 W ¦ 4000 K ¦ Ra > 90 ¦ Leading edge/trailing edge |  | 1217.9622
MW014301 | ku4-om-4000-4-702 | Glaskugelleuchte pendant light | matt, Ø 400 mm, grey metallic (DB 702), cable transparent 2.500 mm ¦ 12.7 W ¦ 4000 K ¦ Ra > 90 ¦ DALI |  | 1217.9622
MW014302 | ku4-om-4000-4-9005 | Glaskugelleuchte pendant light | matt, Ø 400 mm, black matt (RAL 9005), cable transparent 2.500 mm ¦ 12.7 W ¦ 4000 K ¦ Ra > 90 ¦ DALI |  | 1217.9622
MW014300 | ku4-om-4000-4-9016 | Glaskugelleuchte pendant light | matt, Ø 400 mm, white matt (RAL 9016), cable transparent 2.500 mm ¦ 12.7 W ¦ 4000 K ¦ Ra > 90 ¦ DALI |  | 1217.9622
MW014309 | ku4-om-4000-7-702 | Glaskugelleuchte pendant light | matt, Ø 400 mm, grey metallic (DB 702), cable transparent 2.500 mm ¦ 12.7 W ¦ 4000 K ¦ Ra > 90 ¦ Leading edge/trailing edge |  | 1217.9622
MW014310 | ku4-om-4000-7-9005 | Glaskugelleuchte pendant light | matt, Ø 400 mm, black matt (RAL 9005), cable transparent 2.500 mm ¦ 12.7 W ¦ 4000 K ¦ Ra > 90 ¦ Leading edge/trailing edge |  | 1217.9622
MW014308 | ku4-om-4000-7-9016 | Glaskugelleuchte pendant light | matt, Ø 400 mm, white matt (RAL 9016), cable transparent 2.500 mm ¦ 12.7 W ¦ 4000 K ¦ Ra > 90 ¦ Leading edge/trailing edge |  | 1217.9622
| li7 c/ni |  | Graduated price | from 10 | 89.8109
| li7 c/ni |  | Graduated price | from 20 | 86.6597
| li7 cu/me |  | Graduated price | from 10 | 108.7185
| li7 cu/me |  | Graduated price | from 20 | 105.5672
| li7 RAL |  | Graduated price | from 10 | 70.9034
| li7 RAL |  | Graduated price | from 20 | 67.7521
MW013220 | li7-9005 | Linestra 7 wall light | black matt (RAL 9005), 38 x 85 x 47 mm ¦ S14d socket, light source not included | Note: Quantity-dependent graduated prices apply. | 74.0546
MW013219 | li7-9016 | Linestra 7 wall light | white matt (RAL 9016), 38 x 85 x 47 mm ¦ S14d socket, light source not included | Note: Quantity-dependent graduated prices apply. | 74.0546
MW013217 | li7-c | Linestra 7 wall light | chrome, 38 x 85 x 47 mm ¦ S14d socket, light source not included | Note: Quantity-dependent graduated prices apply. | 92.9622
MW013223 | li7-cu | Linestra 7 wall light | copper-plated, 38 x 85 x 47 mm ¦ S14d socket, light source not included | Note: Quantity-dependent graduated prices apply. | 113.4454
MW013222 | li7-me | Linestra 7 wall light | brass, 38 x 85 x 47 mm ¦ S14d socket, light source not included | Note: Quantity-dependent graduated prices apply. | 113.4454
MW013218 | li7-ni | Linestra 7 wall light | nickel, 38 x 85 x 47 mm ¦ S14d socket, light source not included | Note: Quantity-dependent graduated prices apply. | 92.9622
| li7b c/ni |  | Graduated price | from 10 | 107.1429
| li7b c/ni |  | Graduated price | from 20 | 102.416
| li7b cu/me |  | Graduated price | from 10 | 126.0504
| li7b cu/me |  | Graduated price | from 20 | 121.3235
| li7b RAL |  | Graduated price | from 10 | 107.1429
| li7b RAL |  | Graduated price | from 20 | 102.416
MW017473 | li7b-9005 | Linestra 7b wall / ceiling light | black matt (RAL 9005), 38 x 85 x 47 mm ¦ with clamp for fixing the lamp ¦ S14d socket, light source not included | Note: Quantity-dependent graduated prices apply. | 113.4454
MW013224 | li7b-9016 | Linestra 7b wall / ceiling light | white matt (RAL 9016), 38 x 85 x 47 mm ¦ with clamp for fixing the lamp ¦ S14d socket, light source not included | Note: Quantity-dependent graduated prices apply. | 113.4454
MW013226 | li7b-c | Linestra 7b wall / ceiling light | chrome, 38 x 85 x 47 mm ¦ with clamp for fixing the lamp ¦ S14d socket, light source not included | Note: Quantity-dependent graduated prices apply. | 113.4454
MW013229 | li7b-cu | Linestra 7b wall / ceiling light | copper, 38 x 85 x 47 mm ¦ with clamp for fixing the lamp ¦ S14d socket, light source not included | Note: Quantity-dependent graduated prices apply. | 132.3529
MW013227 | li7b-me | Linestra 7b wall / ceiling light | brass, 38 x 85 x 47 mm ¦ with clamp for fixing the lamp ¦ S14d socket, light source not included | Note: Quantity-dependent graduated prices apply. | 132.3529
MW013228 | li7b-ni | Linestra 7b wall / ceiling light | nickel, 38 x 85 x 47 mm ¦ with clamp for fixing the lamp ¦ S14d socket, light source not included | Note: Quantity-dependent graduated prices apply. | 113.4454
MW013234 | li8-9016 | Linestra 8 wall light | white matt (RAL 9016), 38 x 85 x 47 mm (2x socket) ¦ S14s socket, light source not included |  | 226.8908
MW013231 | li8-c | Linestra 8 wall light | chrome, 38 x 85 x 47 mm (2x socket) ¦ S14s socket, light source not included |  | 264.7059
MW013232 | li8-cu | Linestra 8 wall light | copper, 38 x 85 x 47 mm (2x socket) ¦ S14s socket, light source not included |  | 360.8193
MW013233 | li8-me | Linestra 8 wall light | brass, 38 x 85 x 47 mm (2x socket) ¦ S14s socket, light source not included |  | 341.9118
MW013230 | li8-ni | Linestra 8 wall light | nickel, 38 x 85 x 47 mm (2x socket) ¦ S14s socket, light source not included |  | 264.7059
MW018210 | mag4-2700-9005-me | Maggy 4 wall light | black matt (RAL 9005), 200 x 76 x 175 mm, 11 W ¦ 2700 K ¦ Ra > 90 ¦ dimmable via push button brass |  | 474.2647
MW018209 | mag4-2700-9005-si | Maggy 4 wall light | black matt (RAL 9005), 200 x 76 x 175 mm, 11 W ¦ 2700 K ¦ Ra > 90 ¦ dimmable via push button silver anodised |  | 474.2647
MW018208 | mag4-2700-9016-me | Maggy 4 wall light | white matt (RAL 9016), 200 x 76 x 175 mm, 11 W ¦ 2700 K ¦ Ra > 90 ¦ dimmable via push button brass |  | 474.2647
MW013274 | mag4-2700-9016-si | Maggy 4 wall light | white matt (RAL 9016), 200 x 76 x 175 mm, 11 W ¦ 2700 K ¦ Ra > 90 ¦ dimmable via push button silver anodised |  | 474.2647
MW013784 | mon1 | Mondello pendant light | opal, Ø 380 x 180 mm, cable silver 2.000 mm ¦ E27 socket, light source not included |  | 627.1008
MW013785 | mon1-d-tr | Mondello pendant light | opal, Ø 380 x 180 mm, wire suspension & transparent feed cable 2.000 mm ¦ E27 socket, light source not included |  | 627.1008
MW013599 | op6-2700-4-702 | One Piece 6 wall light | grey metallic (DB 702), 200 x 145 x 36 mm, 24 W ¦ 2700 K ¦ Ra > 90 ¦ DALI |  | 660.1891
MW013597 | op6-2700-4-9016 | One Piece 6 wall light | white matt (RAL 9016), 200 x 145 x 36 mm, 24 W ¦ 2700 K ¦ Ra > 90 ¦ DALI |  | 660.1891
MW013598 | op6-2700-4-b01 | One Piece 6 wall light | dark bronze, 200 x 145 x 36 mm, 24 W ¦ 2700 K ¦ Ra > 90 ¦ DALI |  | 660.1891
MW013611 | op6-2700-7-702 | One Piece 6 wall light | grey metallic (DB 702), 200 x 145 x 36 mm, 24 W ¦ 2700 K ¦ Ra > 90 ¦ Leading edge/trailing edge |  | 581.4076
MW013609 | op6-2700-7-9016 | One Piece 6 wall light | white matt (RAL 9016), 200 x 145 x 36 mm, 24 W ¦ 2700 K ¦ Ra > 90 ¦ Leading edge/trailing edge |  | 581.4076
MW013610 | op6-2700-7-b01 | One Piece 6 wall light | dark bronze, 200 x 145 x 36 mm, 24 W ¦ 2700 K ¦ Ra > 90 ¦ Leading edge/trailing edge |  | 581.4076
MW013603 | op6-3000-4-702 | One Piece 6 wall light | grey metallic (DB 702), 200 x 145 x 36 mm, 24 W ¦ 3000 K ¦ Ra > 90 ¦ DALI |  | 660.1891
MW013601 | op6-3000-4-9016 | One Piece 6 wall light | white matt (RAL 9016), 200 x 145 x 36 mm, 24 W ¦ 3000 K ¦ Ra > 90 ¦ DALI |  | 660.1891
MW013602 | op6-3000-4-b01 | One Piece 6 wall light | dark bronze, 200 x 145 x 36 mm, 24 W ¦ 3000 K ¦ Ra > 90 ¦ DALI |  | 660.1891
MW013615 | op6-3000-7-702 | One Piece 6 wall light | grey metallic (DB 702), 200 x 145 x 36 mm, 24 W ¦ 3000 K ¦ Ra > 90 ¦ Leading edge/trailing edge |  | 581.4076
MW013613 | op6-3000-7-9016 | One Piece 6 wall light | white matt (RAL 9016), 200 x 145 x 36 mm, 24 W ¦ 3000 K ¦ Ra > 90 ¦ Leading edge/trailing edge |  | 581.4076
MW013614 | op6-3000-7-b01 | One Piece 6 wall light | dark bronze, 200 x 145 x 36 mm, 24 W ¦ 3000 K ¦ Ra > 90 ¦ Leading edge/trailing edge |  | 581.4076
MW013607 | op6-4000-4-702 | One Piece 6 wall light | grey metallic (DB 702), 200 x 145 x 36 mm, 24 W ¦ 4000 K ¦ Ra > 90 ¦ DALI |  | 660.1891
MW013605 | op6-4000-4-9016 | One Piece 6 wall light | white matt (RAL 9016), 200 x 145 x 36 mm, 24 W ¦ 4000 K ¦ Ra > 90 ¦ DALI |  | 660.1891
MW013606 | op6-4000-4-b01 | One Piece 6 wall light | dark bronze, 200 x 145 x 36 mm, 24 W ¦ 4000 K ¦ Ra > 90 ¦ DALI |  | 660.1891
MW013619 | op6-4000-7-702 | One Piece 6 wall light | grey metallic (DB 702), 200 x 145 x 36 mm, 24 W ¦ 4000 K ¦ Ra > 90 ¦ Leading edge/trailing edge |  | 581.4076
MW013617 | op6-4000-7-9016 | One Piece 6 wall light | white matt (RAL 9016), 200 x 145 x 36 mm, 24 W ¦ 4000 K ¦ Ra > 90 ¦ Leading edge/trailing edge |  | 581.4076
MW013618 | op6-4000-7-b01 | One Piece 6 wall light | dark bronze, 200 x 145 x 36 mm, 24 W ¦ 4000 K ¦ Ra > 90 ¦ Leading edge/trailing edge |  | 581.4076
MW013635 | op7-2700-4-702 | One Piece 7 wall light | grey metallic (DB 702), 270 x 165 x 36 mm, 19 W ¦ 2700 K ¦ Ra > 90 ¦ DALI |  | 713.7605
MW013633 | op7-2700-4-9016 | One Piece 7 wall light | white matt (RAL 9016), 270 x 165 x 36 mm, 19 W ¦ 2700 K ¦ Ra > 90 ¦ DALI |  | 713.7605
MW013634 | op7-2700-4-b01 | One Piece 7 wall light | dark bronze, 270 x 165 x 36 mm, 19 W ¦ 2700 K ¦ Ra > 90 ¦ DALI |  | 713.7605
MW013647 | op7-2700-7-702 | One Piece 7 wall light | grey metallic (DB 702), 270 x 165 x 36 mm, 19 W ¦ 2700 K ¦ Ra > 90 ¦ Leading edge/trailing edge |  | 634.979
MW013645 | op7-2700-7-9016 | One Piece 7 wall light | white matt (RAL 9016), 270 x 165 x 36 mm, 19 W ¦ 2700 K ¦ Ra > 90 ¦ Leading edge/trailing edge |  | 634.979
MW013646 | op7-2700-7-b01 | One Piece 7 wall light | dark bronze, 270 x 165 x 36 mm, 19 W ¦ 2700 K ¦ Ra > 90 ¦ Leading edge/trailing edge |  | 634.979
MW013639 | op7-3000-4-702 | One Piece 7 wall light | grey metallic (DB 702), 270 x 165 x 36 mm, 19 W ¦ 3000 K ¦ Ra > 90 ¦ DALI |  | 713.7605
MW013637 | op7-3000-4-9016 | One Piece 7 wall light | white matt (RAL 9016), 270 x 165 x 36 mm, 19 W ¦ 3000 K ¦ Ra > 90 ¦ DALI |  | 713.7605
MW013638 | op7-3000-4-b01 | One Piece 7 wall light | dark bronze, 270 x 165 x 36 mm, 19 W ¦ 3000 K ¦ Ra > 90 ¦ DALI |  | 713.7605
MW013651 | op7-3000-7-702 | One Piece 7 wall light | grey metallic (DB 702), 270 x 165 x 36 mm, 19 W ¦ 3000 K ¦ Ra > 90 ¦ Leading edge/trailing edge |  | 634.979
MW013649 | op7-3000-7-9016 | One Piece 7 wall light | white matt (RAL 9016), 270 x 165 x 36 mm, 19 W ¦ 3000 K ¦ Ra > 90 ¦ Leading edge/trailing edge |  | 634.979
MW013650 | op7-3000-7-b01 | One Piece 7 wall light | dark bronze, 270 x 165 x 36 mm, 19 W ¦ 3000 K ¦ Ra > 90 ¦ Leading edge/trailing edge |  | 634.979
MW013643 | op7-4000-4-702 | One Piece 7 wall light | grey metallic (DB 702), 270 x 165 x 36 mm, 19 W ¦ 4000 K ¦ Ra > 90 ¦ DALI |  | 713.7605
MW013641 | op7-4000-4-9016 | One Piece 7 wall light | white matt (RAL 9016), 270 x 165 x 36 mm, 19 W ¦ 4000 K ¦ Ra > 90 ¦ DALI |  | 713.7605
MW013642 | op7-4000-4-b01 | One Piece 7 wall light | dark bronze, 270 x 165 x 36 mm, 19 W ¦ 4000 K ¦ Ra > 90 ¦ DALI |  | 713.7605
MW013655 | op7-4000-7-702 | One Piece 7 wall light | grey metallic (DB 702), 270 x 165 x 36 mm, 19 W ¦ 4000 K ¦ Ra > 90 ¦ Leading edge/trailing edge |  | 634.979
MW013653 | op7-4000-7-9016 | One Piece 7 wall light | white matt (RAL 9016), 270 x 165 x 36 mm, 19 W ¦ 4000 K ¦ Ra > 90 ¦ Leading edge/trailing edge |  | 634.979
MW013654 | op7-4000-7-b01 | One Piece 7 wall light | dark bronze, 270 x 165 x 36 mm, 19 W ¦ 4000 K ¦ Ra > 90 ¦ Leading edge/trailing edge |  | 634.979
MW013683 | op8-2700-4-702 | One Piece 8 wall light | grey metallic (DB 702), 310 x 165 x 36 mm, 43 W ¦ 2700 K ¦ Ra > 90 ¦ DALI |  | 913.8655
MW013681 | op8-2700-4-9016 | One Piece 8 wall light | white matt (RAL 9016), 310 x 165 x 36 mm, 43 W ¦ 2700 K ¦ Ra > 90 ¦ DALI |  | 913.8655
MW013682 | op8-2700-4-b01 | One Piece 8 wall light | dark bronze, 310 x 165 x 36 mm, 43 W ¦ 2700 K ¦ Ra > 90 ¦ DALI |  | 913.8655
MW013695 | op8-2700-7-702 | One Piece 8 wall light | grey metallic (DB 702), 310 x 165 x 36 mm, 43 W ¦ 2700 K ¦ Ra > 90 ¦ Leading edge/trailing edge |  | 835.084
MW013693 | op8-2700-7-9016 | One Piece 8 wall light | white matt (RAL 9016), 310 x 165 x 36 mm, 43 W ¦ 2700 K ¦ Ra > 90 ¦ Leading edge/trailing edge |  | 835.084
MW013694 | op8-2700-7-b01 | One Piece 8 wall light | dark bronze, 310 x 165 x 36 mm, 43 W ¦ 2700 K ¦ Ra > 90 ¦ Leading edge/trailing edge |  | 835.084
MW013687 | op8-3000-4-702 | One Piece 8 wall light | grey metallic (DB 702), 310 x 165 x 36 mm, 43 W ¦ 3000 K ¦ Ra > 90 ¦ DALI |  | 913.8655
MW013685 | op8-3000-4-9016 | One Piece 8 wall light | white matt (RAL 9016), 310 x 165 x 36 mm, 43 W ¦ 3000 K ¦ Ra > 90 ¦ DALI |  | 913.8655
MW013686 | op8-3000-4-b01 | One Piece 8 wall light | dark bronze, 310 x 165 x 36 mm, 43 W ¦ 3000 K ¦ Ra > 90 ¦ DALI |  | 913.8655
MW013699 | op8-3000-7-702 | One Piece 8 wall light | grey metallic (DB 702), 310 x 165 x 36 mm, 43 W ¦ 3000 K ¦ Ra > 90 ¦ Leading edge/trailing edge |  | 835.084
MW013697 | op8-3000-7-9016 | One Piece 8 wall light | white matt (RAL 9016), 310 x 165 x 36 mm, 43 W ¦ 3000 K ¦ Ra > 90 ¦ Leading edge/trailing edge |  | 835.084
MW013698 | op8-3000-7-b01 | One Piece 8 wall light | dark bronze, 310 x 165 x 36 mm, 43 W ¦ 3000 K ¦ Ra > 90 ¦ Leading edge/trailing edge |  | 835.084
MW013691 | op8-4000-4-702 | One Piece 8 wall light | grey metallic (DB 702), 310 x 165 x 36 mm, 43 W ¦ 4000 K ¦ Ra > 90 ¦ DALI |  | 913.8655
MW013689 | op8-4000-4-9016 | One Piece 8 wall light | white matt (RAL 9016), 310 x 165 x 36 mm, 43 W ¦ 4000 K ¦ Ra > 90 ¦ DALI |  | 913.8655
MW013690 | op8-4000-4-b01 | One Piece 8 wall light | dark bronze, 310 x 165 x 36 mm, 43 W ¦ 4000 K ¦ Ra > 90 ¦ DALI |  | 913.8655
MW013703 | op8-4000-7-702 | One Piece 8 wall light | grey metallic (DB 702), 310 x 165 x 36 mm, 43 W ¦ 4000 K ¦ Ra > 90 ¦ Leading edge/trailing edge |  | 835.084
MW013701 | op8-4000-7-9016 | One Piece 8 wall light | white matt (RAL 9016), 310 x 165 x 36 mm, 43 W ¦ 4000 K ¦ Ra > 90 ¦ Leading edge/trailing edge |  | 835.084
MW013702 | op8-4000-7-b01 | One Piece 8 wall light | dark bronze, 310 x 165 x 36 mm, 43 W ¦ 4000 K ¦ Ra > 90 ¦ Leading edge/trailing edge |  | 835.084
MW013726 | op9-2700-4-9016 | One Piece 9 wall light | white matt (RAL 9016), 360 x 200 x 54 mm, 86 W ¦ 2700 K ¦ Ra > 90 ¦ DALI |  | 1405.4622
MW013727 | op9-2700-4-b01 | One Piece 9 wall light | dark bronze, 360 x 200 x 54 mm, 86 W ¦ 2700 K ¦ Ra > 90 ¦ DALI |  | 1405.4622
MW013735 | op9-2700-7-9016 | One Piece 9 wall light | white matt (RAL 9016), 360 x 200 x 54 mm, 86 W ¦ 2700 K ¦ Ra > 90 ¦ Leading edge/trailing edge |  | 1326.6807
MW013736 | op9-2700-7-b01 | One Piece 9 wall light | dark bronze, 360 x 200 x 54 mm, 86 W ¦ 2700 K ¦ Ra > 90 ¦ Leading edge/trailing edge |  | 1326.6807
MW013729 | op9-3000-4-9016 | One Piece 9 wall light | white matt (RAL 9016), 360 x 200 x 54 mm, 86 W ¦ 3000 K ¦ Ra > 90 ¦ DALI |  | 1405.4622
MW013730 | op9-3000-4-b01 | One Piece 9 wall light | dark bronze, 360 x 200 x 54 mm, 86 W ¦ 3000 K ¦ Ra > 90 ¦ DALI |  | 1405.4622
MW013738 | op9-3000-7-9016 | One Piece 9 wall light | white matt (RAL 9016), 360 x 200 x 54 mm, 86 W ¦ 3000 K ¦ Ra > 90 ¦ Leading edge/trailing edge |  | 1326.6807
MW013739 | op9-3000-7-b01 | One Piece 9 wall light | dark bronze, 360 x 200 x 54 mm, 86 W ¦ 3000 K ¦ Ra > 90 ¦ Leading edge/trailing edge |  | 1326.6807
MW013732 | op9-4000-4-9016 | One Piece 9 wall light | white matt (RAL 9016), 360 x 200 x 54 mm, 86 W ¦ 4000 K ¦ Ra > 90 ¦ DALI |  | 1405.4622
MW013733 | op9-4000-4-b01 | One Piece 9 wall light | dark bronze, 360 x 200 x 54 mm, 86 W ¦ 4000 K ¦ Ra > 90 ¦ DALI |  | 1405.4622
MW013741 | op9-4000-7-9016 | One Piece 9 wall light | white matt (RAL 9016), 360 x 200 x 54 mm, 86 W ¦ 4000 K ¦ Ra > 90 ¦ Leading edge/trailing edge |  | 1326.6807
MW013742 | op9-4000-7-b01 | One Piece 9 wall light | dark bronze, 360 x 200 x 54 mm, 86 W ¦ 4000 K ¦ Ra > 90 ¦ Leading edge/trailing edge |  | 1326.6807
| os1 |  | Graduated price | from 5 | 182.7731
| os1 |  | Graduated price | from 10 | 173.3193
| os1 |  | Graduated price | from 20 | 163.8655
| os1 bundle |  | Graduated price | from 10 | 200.105
| os1 bundle |  | Graduated price | from 20 | 190.6513
| os1 dim |  | Graduated price | from 5 | 239.4958
| os1 dim |  | Graduated price | from 10 | 230.042
| os1 dim |  | Graduated price | from 20 | 215.8613
| os1 dim bundle |  | Graduated price | from 5 | 283.6134
| os1 dim bundle |  | Graduated price | from 10 | 275.7353
| os1 dim bundle |  | Graduated price | from 20 | 266.2815
MW013571 | os1-9005-gy | Oskar table lamp | black matt (RAL 9005), Ø 82 × 77 mm, cable grey 2.400 mm with key switch ¦ E27 socket, light source not included | Note: Minimum order quantity 5 pieces - Quantity-dependent graduated prices apply. | 182.7731
MW013583 | os1-9005-gy-bu | Oskar table lamp bundle | black matt (RAL 9005), Ø 82 × 77 mm, cable grey 2.400 mm with key switch ¦ E27 socket, light source included | Note: Minimum order quantity 5 pieces - Quantity-dependent graduated prices apply. | 207.9832
MW013570 | os1-9005-og | Oskar table lamp | black matt (RAL 9005), Ø 82 × 77 mm, cable orange 2.400 mm with key switch ¦ E27 socket, light source not included | Note: Minimum order quantity 5 pieces - Quantity-dependent graduated prices apply. | 182.7731
MW013582 | os1-9005-og-bu | Oskar table lamp bundle | black matt (RAL 9005), Ø 82 × 77 mm, cable orange 2.400 mm with key switch ¦ E27 socket, light source included | Note: Minimum order quantity 5 pieces - Quantity-dependent graduated prices apply. | 207.9832
MW013569 | os1-cr-gy | Oskar table lamp | chrome, Ø 82 × 77 mm, cable grey 2.400 mm with key switch ¦ E27 socket, light source not included | Note: Minimum order quantity 5 pieces - Quantity-dependent graduated prices apply. | 182.7731
MW013581 | os1-cr-gy-bu | Oskar table lamp bundle | chrome, Ø 82 × 77 mm, cable grey 2.400 mm with key switch ¦ E27 socket, light source included | Note: Minimum order quantity 5 pieces - Quantity-dependent graduated prices apply. | 207.9832
MW013568 | os1-cu-gy | Oskar table lamp | copper, Ø 82 × 77 mm, cable grey 2.400 mm with key switch ¦ E27 socket, light source not included | Note: Minimum order quantity 5 pieces - Quantity-dependent graduated prices apply. | 182.7731
MW013584 | os1-cu-gy-bu | Oskar table lamp bundle | copper, Ø 82 × 77 mm, cable grey 2.400 mm with key switch ¦ E27 socket, light source included | Note: Minimum order quantity 5 pieces - Quantity-dependent graduated prices apply. | 207.9832
MW018422 | os1-dim-4004-gy | Oskar table lamp | bordeaux violet fine structure (RAL 4004), Ø 82 × 77 mm, cable grey 1.800 mm with dimmer switch ¦ E27 socket, light source not included | Note: Minimum order quantity 5 pieces - Quantity-dependent graduated prices apply. | 239.4958
MW018777 | os1-dim-4004-gy-bu | Oskar table lamp bundle | bordeaux violet fine structure (RAL 4004), Ø 82 × 77 mm, cable grey 1.800 mm with dimmer switch ¦ E27 socket, light source included | Note: Minimum order quantity 5 pieces - Quantity-dependent graduated prices apply. | 283.6134
MW018423 | os1-dim-5020-gy | Oskar table lamp | ocean blue fine structure (RAL 5020), Ø 82 × 77 mm, cable grey 1.800 mm with dimmer switch ¦ E27 socket, light source not included | Note: Minimum order quantity 5 pieces - Quantity-dependent graduated prices apply. | 239.4958
MW018776 | os1-dim-5020-gy-bu | Oskar table lamp bundle | ocean blue fine structure (RAL 5020), Ø 82 × 77 mm, cable grey 1.800 mm with dimmer switch ¦ E27 socket, light source included | Note: Minimum order quantity 5 pieces - Quantity-dependent graduated prices apply. | 283.6134
MW018424 | os1-dim-7033-gy | Oskar table lamp | cement grey fine structure (RAL 7033), Ø 82 × 77 mm, cable grey 1.800 mm with dimmer switch ¦ E27 socket, light source not included | Note: Minimum order quantity 5 pieces - Quantity-dependent graduated prices apply. | 239.4958
MW018775 | os1-dim-7033-gy-bu | Oskar table lamp bundle | cement grey fine structure (RAL 7033), Ø 82 × 77 mm, cable grey 1.800 mm with dimmer switch ¦ E27 socket, light source included | Note: Minimum order quantity 5 pieces - Quantity-dependent graduated prices apply. | 283.6134
MW000002 | os1-dim-9005-gy | Oskar table lamp | black matt (RAL 9005), Ø 82 × 77 mm, cable grey 1.800 mm with dimmer switch ¦ E27 socket, light source not included | Note: Minimum order quantity 5 pieces - Quantity-dependent graduated prices apply. | 239.4958
MW013579 | os1-dim-9005-gy-bu | Oskar table lamp bundle | black matt (RAL 9005), Ø 82 × 77 mm, cable grey 1.800 mm with dimmer switch ¦ E27 socket, light source included | Note: Minimum order quantity 5 pieces - Quantity-dependent graduated prices apply. | 283.6134
MW000001 | os1-dim-9005-og | Oskar table lamp | black matt (RAL 9005), Ø 82 × 77 mm, cable orange 1.800 mm with dimmer switch ¦ E27 socket, light source not included | Note: Minimum order quantity 5 pieces - Quantity-dependent graduated prices apply. | 239.4958
MW013578 | os1-dim-9005-og-bu | Oskar table lamp bundle | black matt (RAL 9005), Ø 82 × 77 mm, cable orange 1.800 mm with dimmer switch ¦ E27 socket, light source included | Note: Minimum order quantity 5 pieces - Quantity-dependent graduated prices apply. | 283.6134
MW000003 | os1-dim-cr-gy | Oskar table lamp | chrome, Ø 82 × 77 mm, cable grey 1.800 mm with dimmer switch ¦ E27 socket, light source not included | Note: Minimum order quantity 5 pieces - Quantity-dependent graduated prices apply. | 239.4958
MW013577 | os1-dim-cr-gy-bu | Oskar table lamp bundle | chrome, Ø 82 × 77 mm, cable grey 1.800 mm with dimmer switch ¦ E27 socket, light source included | Note: Minimum order quantity 5 pieces - Quantity-dependent graduated prices apply. | 283.6134
MW000004 | os1-dim-cu-gy | Oskar table lamp | copper, Ø 82 × 77 mm, cable grey 1.800 mm with dimmer switch ¦ E27 socket, light source not included | Note: Minimum order quantity 5 pieces - Quantity-dependent graduated prices apply. | 239.4958
MW013585 | os1-dim-cu-gy-bu | Oskar table lamp bundle | copper, Ø 82 × 77 mm, cable grey 1.800 mm with dimmer switch ¦ E27 socket, light source included | Note: Minimum order quantity 5 pieces - Quantity-dependent graduated prices apply. | 283.6134
MW018425 | os1-dim-ind-gy | Oskar table lamp | industrial, Ø 82 × 77 mm, cable grey 1.800 mm with dimmer switch ¦ E27 socket, light source not included | Note: Minimum order quantity 5 pieces - Quantity-dependent graduated prices apply. | 378.1513
MW018774 | os1-dim-ind-gy-bu | Oskar table lamp bundle | industrial, Ø 82 × 77 mm, cable grey 1.800 mm with dimmer switch ¦ E27 socket, light source included | Note: Minimum order quantity 5 pieces - Quantity-dependent graduated prices apply. | 422.2689
MW000005 | os1-dim-me-gy | Oskar table lamp | brass, Ø 82 × 77 mm, cable grey 1.800 mm with dimmer switch ¦ E27 socket, light source not included | Note: Minimum order quantity 5 pieces - Quantity-dependent graduated prices apply. | 239.4958
MW013576 | os1-dim-me-gy-bu | Oskar table lamp bundle | brass, Ø 82 × 77 mm, cable grey 1.800 mm with dimmer switch ¦ E27 socket, light source included | Note: Minimum order quantity 5 pieces - Quantity-dependent graduated prices apply. | 283.6134
MW013567 | os1-me-gy | Oskar table lamp | brass, Ø 82 × 77 mm, cable grey 2.400 mm with key switch ¦ E27 socket, light source not included | Note: Minimum order quantity 5 pieces - Quantity-dependent graduated prices apply. | 182.7731
MW013580 | os1-me-gy-bu | Oskar table lamp bundle | brass, Ø 82 × 77 mm, cable grey 2.400 mm with key switch ¦ E27 socket, light source included | Note: Minimum order quantity 5 pieces - Quantity-dependent graduated prices apply. | 207.9832
| os1bundle |  | Graduated price | from 5 | 207.9832
MW013302 | ov3-2700-4-702 | Oval Office 3 wall / ceiling light | grey metallic (DB 702), 375 x 95 x 104 mm, 8,3 W ¦ 2700 K ¦ Ra > 90 ¦ DALI |  | 586.1345
MW013301 | ov3-2700-4-9016 | Oval Office 3 wall / ceiling light | white matt (RAL 9016), 375 x 95 x 104 mm, 8,3 W ¦ 2700 K ¦ Ra > 90 ¦ DALI |  | 586.1345
MW013303 | ov3-2700-4-b02 | Oval Office 3 wall / ceiling light | dark bronze, 375 x 95 x 104 mm, 8,3 W ¦ 2700 K ¦ Ra > 90 ¦ DALI |  | 586.1345
MW013310 | ov3-2700-7-702 | Oval Office 3 wall / ceiling light | grey metallic (DB 702), 375 x 95 x 104 mm, 8,3 W ¦ 2700 K ¦ Ra > 90 ¦ Leading edge/trailing edge |  | 507.3529
MW013309 | ov3-2700-7-9016 | Oval Office 3 wall / ceiling light | white matt (RAL 9016), 375 x 95 x 104 mm, 8,3 W ¦ 2700 K ¦ Ra > 90 ¦ Leading edge/trailing edge |  | 507.3529
MW013311 | ov3-2700-7-b02 | Oval Office 3 wall / ceiling light | dark bronze, 375 x 95 x 104 mm, 8,3 W ¦ 2700 K ¦ Ra > 90 ¦ Leading edge/trailing edge |  | 507.3529
MW013306 | ov3-3000-4-702 | Oval Office 3 wall / ceiling light | grey metallic (DB 702), 375 x 95 x 104 mm, 8,3 W ¦ 3000 K ¦ Ra > 90 ¦ DALI |  | 586.1345
MW013305 | ov3-3000-4-9016 | Oval Office 3 wall / ceiling light | white matt (RAL 9016), 375 x 95 x 104 mm, 8,3 W ¦ 3000 K ¦ Ra > 90 ¦ DALI |  | 586.1345
MW013307 | ov3-3000-4-b02 | Oval Office 3 wall / ceiling light | dark bronze, 375 x 95 x 104 mm, 8,3 W ¦ 3000 K ¦ Ra > 90 ¦ DALI |  | 586.1345
MW013314 | ov3-3000-7-702 | Oval Office 3 wall / ceiling light | grey metallic (DB 702), 375 x 95 x 104 mm, 8,3 W ¦ 3000 K ¦ Ra > 90 ¦ Leading edge/trailing edge |  | 507.3529
MW013313 | ov3-3000-7-9016 | Oval Office 3 wall / ceiling light | white matt (RAL 9016), 375 x 95 x 104 mm, 8,3 W ¦ 3000 K ¦ Ra > 90 ¦ Leading edge/trailing edge |  | 507.3529
MW013315 | ov3-3000-7-b02 | Oval Office 3 wall / ceiling light | dark bronze, 375 x 95 x 104 mm, 8,3 W ¦ 3000 K ¦ Ra > 90 ¦ Leading edge/trailing edge |  | 507.3529
MW013318 | ov4-2700-4-702 | Oval Office 4 wall light | grey metallic (DB 702), 375 x 118 x 100 mm, up- and downlight 16.6 W ¦ 2700 K ¦ Ra > 90 ¦ DALI |  | 660.1891
MW013317 | ov4-2700-4-9016 | Oval Office 4 wall light | white matt (RAL 9016), 375 x 118 x 100 mm, up- and downlight 16.6 W ¦ 2700 K ¦ Ra > 90 ¦ DALI |  | 660.1891
MW013319 | ov4-2700-4-b02 | Oval Office 4 wall light | dark bronze, 375 x 118 x 100 mm, up- and downlight 16.6 W ¦ 2700 K ¦ Ra > 90 ¦ DALI |  | 660.1891
MW013326 | ov4-2700-7-702 | Oval Office 4 wall light | grey metallic (DB 702), 375 x 118 x 100 mm, up- and downlight 16.6 W ¦ 2700 K ¦ Ra > 90 ¦ Leading edge/trailing edge |  | 581.4076
MW013325 | ov4-2700-7-9016 | Oval Office 4 wall light | white matt (RAL 9016), 375 x 118 x 100 mm, up- and downlight 16.6 W ¦ 2700 K ¦ Ra > 90 ¦ Leading edge/trailing edge |  | 581.4076
MW013327 | ov4-2700-7-b02 | Oval Office 4 wall light | dark bronze, 375 x 118 x 100 mm, up- and downlight 16.6 W ¦ 2700 K ¦ Ra > 90 ¦ Leading edge/trailing edge |  | 581.4076
MW013322 | ov4-3000-4-702 | Oval Office 4 wall light | grey metallic (DB 702), 375 x 118 x 100 mm, up- and downlight 16.6 W ¦ 3000 K ¦ Ra > 90 ¦ DALI |  | 660.1891
MW013321 | ov4-3000-4-9016 | Oval Office 4 wall light | white matt (RAL 9016), 375 x 118 x 100 mm, up- and downlight 16.6 W ¦ 3000 K ¦ Ra > 90 ¦ DALI |  | 660.1891
MW013323 | ov4-3000-4-b02 | Oval Office 4 wall light | dark bronze, 375 x 118 x 100 mm, up- and downlight 16.6 W ¦ 3000 K ¦ Ra > 90 ¦ DALI |  | 660.1891
MW013330 | ov4-3000-7-702 | Oval Office 4 wall light | grey metallic (DB 702), 375 x 118 x 100 mm, up- and downlight 16.6 W ¦ 3000 K ¦ Ra > 90 ¦ Leading edge/trailing edge |  | 581.4076
MW013329 | ov4-3000-7-9016 | Oval Office 4 wall light | white matt (RAL 9016), 375 x 118 x 100 mm, up- and downlight 16.6 W ¦ 3000 K ¦ Ra > 90 ¦ Leading edge/trailing edge |  | 581.4076
MW013331 | ov4-3000-7-b02 | Oval Office 4 wall light | dark bronze, 375 x 118 x 100 mm, up- and downlight 16.6 W ¦ 3000 K ¦ Ra > 90 ¦ Leading edge/trailing edge |  | 581.4076
MW013334 | ov5-2700-4-702 | Oval Office 5 pendant light | grey metallic (DB 702), 1220 x 95 x 100 mm, up- and downlight 35 W ¦ 2700 K ¦ Ra > 90 ¦ DALI |  | 1405.4622
MW013333 | ov5-2700-4-9016 | Oval Office 5 pendant light | white matt (RAL 9016), 1220 x 95 x 100 mm, up- and downlight 35 W ¦ 2700 K ¦ Ra > 90 ¦ DALI |  | 1405.4622
MW013335 | ov5-2700-4-b02 | Oval Office 5 pendant light | dark bronze, 1220 x 95 x 100 mm, up- and downlight 35 W ¦ 2700 K ¦ Ra > 90 ¦ DALI |  | 1405.4622
MW013342 | ov5-2700-7-702 | Oval Office 5 pendant light | grey metallic (DB 702), 1220 x 95 x 100 mm, up- and downlight 35 W ¦ 2700 K ¦ Ra > 90 ¦ Leading edge/trailing edge |  | 1326.6807
MW013341 | ov5-2700-7-9016 | Oval Office 5 pendant light | white matt (RAL 9016), 1220 x 95 x 100 mm, up- and downlight 35 W ¦ 2700 K ¦ Ra > 90 ¦ Leading edge/trailing edge |  | 1326.6807
MW013343 | ov5-2700-7-b02 | Oval Office 5 pendant light | dark bronze, 1220 x 95 x 100 mm, up- and downlight 35 W ¦ 2700 K ¦ Ra > 90 ¦ Leading edge/trailing edge |  | 1326.6807
MW013338 | ov5-3000-4-702 | Oval Office 5 pendant light | grey metallic (DB 702), 1220 x 95 x 100 mm, up- and downlight 35 W ¦ 3000 K ¦ Ra > 90 ¦ DALI |  | 1405.4622
MW013337 | ov5-3000-4-9016 | Oval Office 5 pendant light | white matt (RAL 9016), 1220 x 95 x 100 mm, up- and downlight 35 W ¦ 3000 K ¦ Ra > 90 ¦ DALI |  | 1405.4622
MW013339 | ov5-3000-4-b02 | Oval Office 5 pendant light | dark bronze, 1220 x 95 x 100 mm, up- and downlight 35 W ¦ 3000 K ¦ Ra > 90 ¦ DALI |  | 1405.4622
MW013346 | ov5-3000-7-702 | Oval Office 5 pendant light | grey metallic (DB 702), 1220 x 95 x 100 mm, up- and downlight 35 W ¦ 3000 K ¦ Ra > 90 ¦ Leading edge/trailing edge |  | 1326.6807
MW013345 | ov5-3000-7-9016 | Oval Office 5 pendant light | white matt (RAL 9016), 1220 x 95 x 100 mm, up- and downlight 35 W ¦ 3000 K ¦ Ra > 90 ¦ Leading edge/trailing edge |  | 1326.6807
MW013347 | ov5-3000-7-b02 | Oval Office 5 pendant light | dark bronze, 1220 x 95 x 100 mm, up- and downlight 35 W ¦ 3000 K ¦ Ra > 90 ¦ Leading edge/trailing edge |  | 1326.6807
MW013350 | ov6-2700-4-702 | Oval Office 6 pendant light | grey metallic (DB 702), 940 x 95 x 100 mm, up- and downlight 26 W ¦ 2700 K ¦ Ra > 90 ¦ DALI |  | 1224.2647
MW013349 | ov6-2700-4-9016 | Oval Office 6 pendant light | white matt (RAL 9016), 940 x 95 x 100 mm, up- and downlight 26 W ¦ 2700 K ¦ Ra > 90 ¦ DALI |  | 1224.2647
MW013351 | ov6-2700-4-b02 | Oval Office 6 pendant light | dark bronze, 940 x 95 x 100 mm, up- and downlight 26 W ¦ 2700 K ¦ Ra > 90 ¦ DALI |  | 1224.2647
MW013358 | ov6-2700-7-702 | Oval Office 6 pendant light | grey metallic (DB 702), 940 x 95 x 100 mm, up- and downlight 26 W ¦ 2700 K ¦ Ra > 90 ¦ Leading edge/trailing edge |  | 1145.4832
MW013357 | ov6-2700-7-9016 | Oval Office 6 pendant light | white matt (RAL 9016), 940 x 95 x 100 mm, up- and downlight 26 W ¦ 2700 K ¦ Ra > 90 ¦ Leading edge/trailing edge |  | 1145.4832
MW013359 | ov6-2700-7-b02 | Oval Office 6 pendant light | dark bronze, 940 x 95 x 100 mm, up- and downlight 26 W ¦ 2700 K ¦ Ra > 90 ¦ Leading edge/trailing edge |  | 1145.4832
MW013354 | ov6-3000-4-702 | Oval Office 6 pendant light | grey metallic (DB 702), 940 x 95 x 100 mm, up- and downlight 26 W ¦ 3000 K ¦ Ra > 90 ¦ DALI |  | 1224.2647
MW013353 | ov6-3000-4-9016 | Oval Office 6 pendant light | white matt (RAL 9016), 940 x 95 x 100 mm, up- and downlight 26 W ¦ 3000 K ¦ Ra > 90 ¦ DALI |  | 1224.2647
MW013355 | ov6-3000-4-b02 | Oval Office 6 pendant light | dark bronze, 940 x 95 x 100 mm, up- and downlight 26 W ¦ 3000 K ¦ Ra > 90 ¦ DALI |  | 1224.2647
MW013362 | ov6-3000-7-702 | Oval Office 6 pendant light | grey metallic (DB 702), 940 x 95 x 100 mm, up- and downlight 26 W ¦ 3000 K ¦ Ra > 90 ¦ Leading edge/trailing edge |  | 1145.4832
MW013361 | ov6-3000-7-9016 | Oval Office 6 pendant light | white matt (RAL 9016), 940 x 95 x 100 mm, up- and downlight 26 W ¦ 3000 K ¦ Ra > 90 ¦ Leading edge/trailing edge |  | 1145.4832
MW013363 | ov6-3000-7-b02 | Oval Office 6 pendant light | dark bronze, 940 x 95 x 100 mm, up- and downlight 26 W ¦ 3000 K ¦ Ra > 90 ¦ Leading edge/trailing edge |  | 1145.4832
MW013366 | ov7-2700-4-702 | Oval Office 7 wall light | grey metallic (DB 702), 235 x 118 x 100 mm, up- and downlight 9 W ¦ 2700 K ¦ Ra > 90 ¦ DALI |  | 586.1345
MW013365 | ov7-2700-4-9016 | Oval Office 7 wall light | white matt (RAL 9016), 235 x 118 x 100 mm, up- and downlight 9 W ¦ 2700 K ¦ Ra > 90 ¦ DALI |  | 586.1345
MW013367 | ov7-2700-4-b02 | Oval Office 7 wall light | dark bronze, 235 x 118 x 100 mm, up- and downlight 9 W ¦ 2700 K ¦ Ra > 90 ¦ DALI |  | 586.1345
MW013374 | ov7-2700-7-702 | Oval Office 7 wall light | grey metallic (DB 702), 235 x 118 x 100 mm, up- and downlight 9 W ¦ 2700 K ¦ Ra > 90 ¦ Leading edge/trailing edge |  | 507.3529
MW013373 | ov7-2700-7-9016 | Oval Office 7 wall light | white matt (RAL 9016), 235 x 118 x 100 mm, up- and downlight 9 W ¦ 2700 K ¦ Ra > 90 ¦ Leading edge/trailing edge |  | 507.3529
MW013375 | ov7-2700-7-b02 | Oval Office 7 wall light | dark bronze, 235 x 118 x 100 mm, up- and downlight 9 W ¦ 2700 K ¦ Ra > 90 ¦ Leading edge/trailing edge |  | 507.3529
MW013370 | ov7-3000-4-702 | Oval Office 7 wall light | grey metallic (DB 702), 235 x 118 x 100 mm, up- and downlight 9 W ¦ 3000 K ¦ Ra > 90 ¦ DALI |  | 586.1345
MW013369 | ov7-3000-4-9016 | Oval Office 7 wall light | white matt (RAL 9016), 235 x 118 x 100 mm, up- and downlight 9 W ¦ 3000 K ¦ Ra > 90 ¦ DALI |  | 586.1345
MW013371 | ov7-3000-4-b02 | Oval Office 7 wall light | dark bronze, 235 x 118 x 100 mm, up- and downlight 9 W ¦ 3000 K ¦ Ra > 90 ¦ DALI |  | 586.1345
MW013378 | ov7-3000-7-702 | Oval Office 7 wall light | grey metallic (DB 702), 235 x 118 x 100 mm, up- and downlight 9 W ¦ 3000 K ¦ Ra > 90 ¦ Leading edge/trailing edge |  | 507.3529
MW013377 | ov7-3000-7-9016 | Oval Office 7 wall light | white matt (RAL 9016), 235 x 118 x 100 mm, up- and downlight 9 W ¦ 3000 K ¦ Ra > 90 ¦ Leading edge/trailing edge |  | 507.3529
MW013379 | ov7-3000-7-b02 | Oval Office 7 wall light | dark bronze, 235 x 118 x 100 mm, up- and downlight 9 W ¦ 3000 K ¦ Ra > 90 ¦ Leading edge/trailing edge |  | 507.3529
MW013382 | ov8-2700-4-702 | Oval Office 8 wall light | grey metallic (DB 702), 655 x 118 x 100 mm, up- and downlight 34 W ¦ 2700 K ¦ Ra > 90 ¦ DALI |  | 950.105
MW013381 | ov8-2700-4-9016 | Oval Office 8 wall light | white matt (RAL 9016), 655 x 118 x 100 mm, up- and downlight 34 W ¦ 2700 K ¦ Ra > 90 ¦ DALI |  | 950.105
MW013383 | ov8-2700-4-b02 | Oval Office 8 wall light | dark bronze, 655 x 118 x 100 mm, up- and downlight 34 W ¦ 2700 K ¦ Ra > 90 ¦ DALI |  | 950.105
MW013390 | ov8-2700-7-702 | Oval Office 8 wall light | grey metallic (DB 702), 655 x 118 x 100 mm, up- and downlight 34 W ¦ 2700 K ¦ Ra > 90 ¦ Leading edge/trailing edge |  | 871.3235
MW013389 | ov8-2700-7-9016 | Oval Office 8 wall light | white matt (RAL 9016), 655 x 118 x 100 mm, up- and downlight 34 W ¦ 2700 K ¦ Ra > 90 ¦ Leading edge/trailing edge |  | 871.3235
MW013391 | ov8-2700-7-b02 | Oval Office 8 wall light | dark bronze, 655 x 118 x 100 mm, up- and downlight 34 W ¦ 2700 K ¦ Ra > 90 ¦ Leading edge/trailing edge |  | 871.3235
MW013386 | ov8-3000-4-702 | Oval Office 8 wall light | grey metallic (DB 702), 655 x 118 x 100 mm, up- and downlight 34 W ¦ 3000 K ¦ Ra > 90 ¦ DALI |  | 950.105
MW013385 | ov8-3000-4-9016 | Oval Office 8 wall light | white matt (RAL 9016), 655 x 118 x 100 mm, up- and downlight 34 W ¦ 3000 K ¦ Ra > 90 ¦ DALI |  | 950.105
MW013387 | ov8-3000-4-b02 | Oval Office 8 wall light | dark bronze, 655 x 118 x 100 mm, up- and downlight 34 W ¦ 3000 K ¦ Ra > 90 ¦ DALI |  | 950.105
MW013394 | ov8-3000-7-702 | Oval Office 8 wall light | grey metallic (DB 702), 655 x 118 x 100 mm, up- and downlight 34 W ¦ 3000 K ¦ Ra > 90 ¦ Leading edge/trailing edge |  | 871.3235
MW013393 | ov8-3000-7-9016 | Oval Office 8 wall light | white matt (RAL 9016), 655 x 118 x 100 mm, up- and downlight 34 W ¦ 3000 K ¦ Ra > 90 ¦ Leading edge/trailing edge |  | 871.3235
MW013395 | ov8-3000-7-b02 | Oval Office 8 wall light | dark bronze, 655 x 118 x 100 mm, up- and downlight 34 W ¦ 3000 K ¦ Ra > 90 ¦ Leading edge/trailing edge |  | 871.3235
MW019037 | pt1-2700-4-9005-ed | Porto pendant lighting system | black matt (RAL 9005), highlights stainless steel brushed, 1240 x 90 x 127 mm, canopy white matt RAL 9016, cable grey, wire suspension 3.400 mm, 36 W ¦ 2700 K ¦ Ra > 90 ¦ DALI |  | 1599.2647
MW019038 | pt1-2700-4-9005-me | Porto pendant lighting system | black matt (RAL 9005), highlights brass brushed, 1240 x 90 x 127 mm, canopy white matt RAL 9016, cable grey, wire suspension 3.400 mm, 36 W ¦ 2700 K ¦ Ra > 90 ¦ DALI |  | 1599.2647
MW019013 | pt1-2700-4-9016-ed | Porto pendant lighting system | white matt (RAL 9016), highlights stainless steel brushed, 1240 x 90 x 127 mm, canopy white matt RAL 9016, cable grey, wire suspension 3.400 mm, 36 W ¦ 2700 K ¦ Ra > 90 ¦ DALI |  | 1599.2647
MW019014 | pt1-2700-4-9016-me | Porto pendant lighting system | white matt (RAL 9016), highlights brass brushed, 1240 x 90 x 127 mm, canopy white matt RAL 9016, cable grey, wire suspension 3.400 mm, 36 W ¦ 2700 K ¦ Ra > 90 ¦ DALI |  | 1599.2647
MW018278 | pt1-2700-4-bhe-gy01-ed | Porto pendant lighting system | grey, highlights stainless steel brushed, 1240 x 90 x 127 mm, canopy white matt RAL 9016, cable grey, wire suspension 3.400 mm, 36 W ¦ 2700 K ¦ Ra > 90 ¦ DALI |  | 1811.9748
MW018279 | pt1-2700-4-bhe-gy01-me | Porto pendant lighting system | grey, highlights brass brushed, 1240 x 90 x 127 mm, canopy white matt RAL 9016, cable grey, wire suspension 3.400 mm, 36 W ¦ 2700 K ¦ Ra > 90 ¦ DALI |  | 1811.9748
MW018218 | pt1-2700-4-ind-ed | Porto pendant lighting system | mawa industrial, highlights stainless steel brushed, 1240 x 90 x 127 mm, canopy white matt RAL 9016, cable grey, wire suspension 3.400 mm, 36 W ¦ 2700 K ¦ Ra > 90 ¦ DALI |  | 1811.9748
MW018219 | pt1-2700-4-ind-me | Porto pendant lighting system | mawa industrial, highlights brass brushed, 1240 x 90 x 127 mm, canopy white matt RAL 9016, cable grey, wire suspension 3.400 mm, 36 W ¦ 2700 K ¦ Ra > 90 ¦ DALI |  | 1811.9748
MW019039 | pt1-2700-9-9005-ed | Porto pendant lighting system | black matt (RAL 9005), highlights stainless steel brushed, 1240 x 90 x 127 mm, canopy white matt RAL 9016, cable grey, wire suspension 3.400 mm, 36 W ¦ 2700 K ¦ Ra > 90 ¦ Bluetooth Casambi |  | 1599.2647
MW019040 | pt1-2700-9-9005-me | Porto pendant lighting system | black matt (RAL 9005), highlights brass brushed, 1240 x 90 x 127 mm, canopy white matt RAL 9016, cable grey, wire suspension 3.400 mm, 36 W ¦ 2700 K ¦ Ra > 90 ¦ Bluetooth Casambi |  | 1599.2647
MW019015 | pt1-2700-9-9016-ed | Porto pendant lighting system | white matt (RAL 9016), highlights stainless steel brushed, 1240 x 90 x 127 mm, canopy white matt RAL 9016, cable grey, wire suspension 3.400 mm, 36 W ¦ 2700 K ¦ Ra > 90 ¦ Bluetooth Casambi |  | 1599.2647
MW018910 | pt1-2700-9-9016-me | Porto pendant lighting system | white matt (RAL 9016), highlights brass brushed, 1240 x 90 x 127 mm, canopy white matt RAL 9016, cable grey, wire suspension 3.400 mm, 36 W ¦ 2700 K ¦ Ra > 90 ¦ Bluetooth Casambi |  | 1599.2647
MW018975 | pt1-2700-9-bhe-gy01-ed | Porto pendant lighting system | grey, highlights stainless steel brushed, 1240 x 90 x 127 mm, canopy white matt RAL 9016, cable grey, wire suspension 3.400 mm, 36 W ¦ 2700 K ¦ Ra > 90 ¦ Bluetooth Casambi |  | 1811.9748
MW018976 | pt1-2700-9-bhe-gy01-me | Porto pendant lighting system | grey, highlights brass brushed, 1240 x 90 x 127 mm, canopy white matt RAL 9016, cable grey, wire suspension 3.400 mm, 36 W ¦ 2700 K ¦ Ra > 90 ¦ Bluetooth Casambi |  | 1811.9748
MW018915 | pt1-2700-9-ind-ed | Porto pendant lighting system | mawa industrial, highlights stainless steel brushed, 1240 x 90 x 127 mm, canopy white matt RAL 9016, cable grey, wire suspension 3.400 mm, 36 W ¦ 2700 K ¦ Ra > 90 ¦ Bluetooth Casambi |  | 1811.9748
MW018916 | pt1-2700-9-ind-me | Porto pendant lighting system | mawa industrial, highlights brass brushed, 1240 x 90 x 127 mm, canopy white matt RAL 9016, cable grey, wire suspension 3.400 mm, 36 W ¦ 2700 K ¦ Ra > 90 ¦ Bluetooth Casambi |  | 1811.9748
MW019041 | pt1-3000-4-9005-ed | Porto pendant lighting system | black matt (RAL 9005), highlights stainless steel brushed, 1240 x 90 x 127 mm, canopy white matt RAL 9016, cable grey, wire suspension 3.400 mm, 36 W ¦ 3000 K ¦ Ra > 90 ¦ Bluetooth Casambi |  | 1599.2647
MW019042 | pt1-3000-4-9005-me | Porto pendant lighting system | black matt (RAL 9005), highlights brass brushed, 1240 x 90 x 127 mm, canopy white matt RAL 9016, cable grey, wire suspension 3.400 mm, 36 W ¦ 3000 K ¦ Ra > 90 ¦ Bluetooth Casambi |  | 1599.2647
MW019017 | pt1-3000-4-9016-ed | Porto pendant lighting system | white matt (RAL 9016), highlights stainless steel brushed, 1240 x 90 x 127 mm, canopy white matt RAL 9016, cable grey, wire suspension 3.400 mm, 36 W ¦ 3000 K ¦ Ra > 90 ¦ Bluetooth Casambi |  | 1599.2647
MW019018 | pt1-3000-4-9016-me | Porto pendant lighting system | white matt (RAL 9016), highlights brass brushed, 1240 x 90 x 127 mm, canopy white matt RAL 9016, cable grey, wire suspension 3.400 mm, 36 W ¦ 3000 K ¦ Ra > 90 ¦ Bluetooth Casambi |  | 1599.2647
MW018288 | pt1-3000-4-bhe-gy01-ed | Porto pendant lighting system | grey, highlights stainless steel brushed, 1240 x 90 x 127 mm, canopy white matt RAL 9016, cable grey, wire suspension 3.400 mm, 36 W ¦ 3000 K ¦ Ra > 90 ¦ Bluetooth Casambi |  | 1811.9748
MW018289 | pt1-3000-4-bhe-gy01-me | Porto pendant lighting system | grey, highlights brass brushed, 1240 x 90 x 127 mm, canopy white matt RAL 9016, cable grey, wire suspension 3.400 mm, 36 W ¦ 3000 K ¦ Ra > 90 ¦ Bluetooth Casambi |  | 1811.9748
MW018228 | pt1-3000-4-ind-ed | Porto pendant lighting system | mawa industrial, highlights stainless steel brushed, 1240 x 90 x 127 mm, canopy white matt RAL 9016, cable grey, wire suspension 3.400 mm, 36 W ¦ 3000 K ¦ Ra > 90 ¦ DALI |  | 1811.9748
MW018229 | pt1-3000-4-ind-me | Porto pendant lighting system | mawa industrial, highlights brass brushed, 1240 x 90 x 127 mm, canopy white matt RAL 9016, cable grey, wire suspension 3.400 mm, 36 W ¦ 3000 K ¦ Ra > 90 ¦ DALI |  | 1811.9748
MW019043 | pt1-3000-9-9005-ed | Porto pendant lighting system | black matt (RAL 9005), highlights stainless steel brushed, 1240 x 90 x 127 mm, canopy white matt RAL 9016, cable grey, wire suspension 3.400 mm, 36 W ¦ 3000 K ¦ Ra > 90 ¦ DALI |  | 1599.2647
MW019044 | pt1-3000-9-9005-me | Porto pendant lighting system | black matt (RAL 9005), highlights brass brushed, 1240 x 90 x 127 mm, canopy white matt RAL 9016, cable grey, wire suspension 3.400 mm, 36 W ¦ 3000 K ¦ Ra > 90 ¦ DALI |  | 1599.2647
MW019019 | pt1-3000-9-9016-ed | Porto pendant lighting system | white matt (RAL 9016), highlights stainless steel brushed, 1240 x 90 x 127 mm, canopy white matt RAL 9016, cable grey, wire suspension 3.400 mm, 36 W ¦ 3000 K ¦ Ra > 90 ¦ DALI |  | 1599.2647
MW019020 | pt1-3000-9-9016-me | Porto pendant lighting system | white matt (RAL 9016), highlights brass brushed, 1240 x 90 x 127 mm, canopy white matt RAL 9016, cable grey, wire suspension 3.400 mm, 36 W ¦ 3000 K ¦ Ra > 90 ¦ DALI |  | 1599.2647
MW018985 | pt1-3000-9-bhe-gy01-ed | Porto pendant lighting system | grey, highlights stainless steel brushed, 1240 x 90 x 127 mm, canopy white matt RAL 9016, cable grey, wire suspension 3.400 mm, 36 W ¦ 3000 K ¦ Ra > 90 ¦ DALI |  | 1811.9748
MW018986 | pt1-3000-9-bhe-gy01-me | Porto pendant lighting system | grey, highlights brass brushed, 1240 x 90 x 127 mm, canopy white matt RAL 9016, cable grey, wire suspension 3.400 mm, 36 W ¦ 3000 K ¦ Ra > 90 ¦ DALI |  | 1811.9748
MW018925 | pt1-3000-9-ind-ed | Porto pendant lighting system | mawa industrial, highlights stainless steel brushed, 1240 x 90 x 127 mm, canopy white matt RAL 9016, cable grey, wire suspension 3.400 mm, 36 W ¦ 3000 K ¦ Ra > 90 ¦ Bluetooth Casambi |  | 1811.9748
MW018926 | pt1-3000-9-ind-me | Porto pendant lighting system | mawa industrial, highlights brass brushed, 1240 x 90 x 127 mm, canopy white matt RAL 9016, cable grey, wire suspension 3.400 mm, 36 W ¦ 3000 K ¦ Ra > 90 ¦ Bluetooth Casambi |  | 1811.9748
MW019045 | pt1-4000-4-9005-ed | Porto pendant lighting system | black matt (RAL 9005), highlights stainless steel brushed, 1240 x 90 x 127 mm, canopy white matt RAL 9016, cable grey, wire suspension 3.400 mm, 36 W ¦ 4000 K ¦ Ra > 90 ¦ DALI |  | 1599.2647
MW019046 | pt1-4000-4-9005-me | Porto pendant lighting system | black matt (RAL 9005), highlights brass brushed, 1240 x 90 x 127 mm, canopy white matt RAL 9016, cable grey, wire suspension 3.400 mm, 36 W ¦ 4000 K ¦ Ra > 90 ¦ DALI |  | 1599.2647
MW019021 | pt1-4000-4-9016-ed | Porto pendant lighting system | white matt (RAL 9016), highlights stainless steel brushed, 1240 x 90 x 127 mm, canopy white matt RAL 9016, cable grey, wire suspension 3.400 mm, 36 W ¦ 4000 K ¦ Ra > 90 ¦ DALI |  | 1599.2647
MW019022 | pt1-4000-4-9016-me | Porto pendant lighting system | white matt (RAL 9016), highlights brass brushed, 1240 x 90 x 127 mm, canopy white matt RAL 9016, cable grey, wire suspension 3.400 mm, 36 W ¦ 4000 K ¦ Ra > 90 ¦ DALI |  | 1599.2647
MW018298 | pt1-4000-4-bhe-gy01-ed | Porto pendant lighting system | grey, highlights stainless steel brushed, 1240 x 90 x 127 mm, canopy white matt RAL 9016, cable grey, wire suspension 3.400 mm, 36 W ¦ 4000 K ¦ Ra > 90 ¦ DALI |  | 1811.9748
MW018299 | pt1-4000-4-bhe-gy01-me | Porto pendant lighting system | grey, highlights brass brushed, 1240 x 90 x 127 mm, canopy white matt RAL 9016, cable grey, wire suspension 3.400 mm, 36 W ¦ 4000 K ¦ Ra > 90 ¦ DALI |  | 1811.9748
MW018238 | pt1-4000-4-ind-ed | Porto pendant lighting system | mawa industrial, highlights stainless steel brushed, 1240 x 90 x 127 mm, canopy white matt RAL 9016, cable grey, wire suspension 3.400 mm, 36 W ¦ 4000 K ¦ Ra > 90 ¦ DALI |  | 1811.9748
MW018239 | pt1-4000-4-ind-me | Porto pendant lighting system | mawa industrial, highlights brass brushed, 1240 x 90 x 127 mm, canopy white matt RAL 9016, cable grey, wire suspension 3.400 mm, 36 W ¦ 4000 K ¦ Ra > 90 ¦ DALI |  | 1811.9748
MW019047 | pt1-4000-9-9005-ed | Porto pendant lighting system | black matt (RAL 9005), highlights stainless steel brushed, 1240 x 90 x 127 mm, canopy white matt RAL 9016, cable grey, wire suspension 3.400 mm, 36 W ¦ 4000 K ¦ Ra > 90 ¦ Bluetooth Casambi |  | 1599.2647
MW019048 | pt1-4000-9-9005-me | Porto pendant lighting system | black matt (RAL 9005), highlights brass brushed, 1240 x 90 x 127 mm, canopy white matt RAL 9016, cable grey, wire suspension 3.400 mm, 36 W ¦ 4000 K ¦ Ra > 90 ¦ Bluetooth Casambi |  | 1599.2647
MW019023 | pt1-4000-9-9016-ed | Porto pendant lighting system | white matt (RAL 9016), highlights stainless steel brushed, 1240 x 90 x 127 mm, canopy white matt RAL 9016, cable grey, wire suspension 3.400 mm, 36 W ¦ 4000 K ¦ Ra > 90 ¦ Bluetooth Casambi |  | 1599.2647
MW019024 | pt1-4000-9-9016-me | Porto pendant lighting system | white matt (RAL 9016), highlights brass brushed, 1240 x 90 x 127 mm, canopy white matt RAL 9016, cable grey, wire suspension 3.400 mm, 36 W ¦ 4000 K ¦ Ra > 90 ¦ Bluetooth Casambi |  | 1599.2647
MW018995 | pt1-4000-9-bhe-gy01-ed | Porto pendant lighting system | grey, highlights stainless steel brushed, 1240 x 90 x 127 mm, canopy white matt RAL 9016, cable grey, wire suspension 3.400 mm, 36 W ¦ 4000 K ¦ Ra > 90 ¦ Bluetooth Casambi |  | 1811.9748
MW018996 | pt1-4000-9-bhe-gy01-me | Porto pendant lighting system | grey, highlights brass brushed, 1240 x 90 x 127 mm, canopy white matt RAL 9016, cable grey, wire suspension 3.400 mm, 36 W ¦ 4000 K ¦ Ra > 90 ¦ Bluetooth Casambi |  | 1811.9748
MW018935 | pt1-4000-9-ind-ed | Porto pendant lighting system | mawa industrial, highlights stainless steel brushed, 1240 x 90 x 127 mm, canopy white matt RAL 9016, cable grey, wire suspension 3.400 mm, 36 W ¦ 4000 K ¦ Ra > 90 ¦ Bluetooth Casambi |  | 1811.9748
MW018936 | pt1-4000-9-ind-me | Porto pendant lighting system | mawa industrial, highlights brass brushed, 1240 x 90 x 127 mm, canopy white matt RAL 9016, cable grey, wire suspension 3.400 mm, 36 W ¦ 4000 K ¦ Ra > 90 ¦ Bluetooth Casambi |  | 1811.9748
MW019049 | pt1-ew-2700-4-9005-ed | Porto extension module pendant lighting system | black matt (RAL 9005), highlights stainless steel brushed, 1240 x 90 x 127 mm, canopy white matt RAL 9016, cable grey, wire suspension 3.400 mm, 36 W ¦ 2700 K ¦ Ra > 90 ¦ DALI |  | 1575.6303
MW019050 | pt1-ew-2700-4-9005-me | Porto extension module pendant lighting system | black matt (RAL 9005), highlights brass brushed, 1240 x 90 x 127 mm, canopy white matt RAL 9016, cable grey, wire suspension 3.400 mm, 36 W ¦ 2700 K ¦ Ra > 90 ¦ DALI |  | 1575.6303
MW019025 | pt1-ew-2700-4-9016-ed | Porto extension module pendant lighting system | white matt (RAL 9016), highlights stainless steel brushed, 1240 x 90 x 127 mm, canopy white matt RAL 9016, cable grey, wire suspension 3.400 mm, 36 W ¦ 2700 K ¦ Ra > 90 ¦ DALI |  | 1575.6303
MW019026 | pt1-ew-2700-4-9016-me | Porto extension module pendant lighting system | white matt (RAL 9016), highlights brass brushed, 1240 x 90 x 127 mm, canopy white matt RAL 9016, cable grey, wire suspension 3.400 mm, 36 W ¦ 2700 K ¦ Ra > 90 ¦ DALI |  | 1575.6303
MW019001 | pt1-ew-2700-4-bhe-gy01-ed | Porto extension module pendant lighting system | grey, highlights stainless steel brushed, 1240 x 90 x 127 mm, canopy white matt RAL 9016, cable grey, wire suspension 3.400 mm, 36 W ¦ 2700 K ¦ Ra > 90 ¦ DALI |  | 1786.7647
MW019002 | pt1-ew-2700-4-bhe-gy01-me | Porto extension module pendant lighting system | grey, highlights brass brushed, 1240 x 90 x 127 mm, canopy white matt RAL 9016, cable grey, wire suspension 3.400 mm, 36 W ¦ 2700 K ¦ Ra > 90 ¦ DALI |  | 1786.7647
MW018248 | pt1-ew-2700-4-ind-ed | Porto extension module pendant lighting system | mawa industrial, highlights stainless steel brushed, 1240 x 90 x 127 mm, canopy white matt RAL 9016, cable grey, wire suspension 3.400 mm, 36 W ¦ 2700 K ¦ Ra > 90 ¦ DALI |  | 1786.7647
MW018249 | pt1-ew-2700-4-ind-me | Porto extension module pendant lighting system | mawa industrial, highlights brass brushed, 1240 x 90 x 127 mm, canopy white matt RAL 9016, cable grey, wire suspension 3.400 mm, 36 W ¦ 2700 K ¦ Ra > 90 ¦ DALI |  | 1786.7647
MW019051 | pt1-ew-2700-9-9005-ed | Porto extension module pendant lighting system | black matt (RAL 9005), highlights stainless steel brushed, 1240 x 90 x 127 mm, canopy white matt RAL 9016, cable grey, wire suspension 3.400 mm, 36 W ¦ 2700 K ¦ Ra > 90 ¦ Bluetooth Casambi |  | 1575.6303
MW019052 | pt1-ew-2700-9-9005-me | Porto extension module pendant lighting system | black matt (RAL 9005), highlights brass brushed, 1240 x 90 x 127 mm, canopy white matt RAL 9016, cable grey, wire suspension 3.400 mm, 36 W ¦ 2700 K ¦ Ra > 90 ¦ Bluetooth Casambi |  | 1575.6303
MW019027 | pt1-ew-2700-9-9016-ed | Porto extension module pendant lighting system | white matt (RAL 9016), highlights stainless steel brushed, 1240 x 90 x 127 mm, canopy white matt RAL 9016, cable grey, wire suspension 3.400 mm, 36 W ¦ 2700 K ¦ Ra > 90 ¦ Bluetooth Casambi |  | 1575.6303
MW019028 | pt1-ew-2700-9-9016-me | Porto extension module pendant lighting system | white matt (RAL 9016), highlights brass brushed, 1240 x 90 x 127 mm, canopy white matt RAL 9016, cable grey, wire suspension 3.400 mm, 36 W ¦ 2700 K ¦ Ra > 90 ¦ Bluetooth Casambi |  | 1575.6303
MW019003 | pt1-ew-2700-9-bhe-gy01-ed | Porto extension module pendant lighting system | grey, highlights stainless steel brushed, 1240 x 90 x 127 mm, canopy white matt RAL 9016, cable grey, wire suspension 3.400 mm, 36 W ¦ 2700 K ¦ Ra > 90 ¦ Bluetooth Casambi |  | 1786.7647
MW019004 | pt1-ew-2700-9-bhe-gy01-me | Porto extension module pendant lighting system | grey, highlights brass brushed, 1240 x 90 x 127 mm, canopy white matt RAL 9016, cable grey, wire suspension 3.400 mm, 36 W ¦ 2700 K ¦ Ra > 90 ¦ Bluetooth Casambi |  | 1786.7647
MW018945 | pt1-ew-2700-9-ind-ed | Porto extension module pendant lighting system | mawa industrial, highlights stainless steel brushed, 1240 x 90 x 127 mm, canopy white matt RAL 9016, cable grey, wire suspension 3.400 mm, 36 W ¦ 2700 K ¦ Ra > 90 ¦ Bluetooth Casambi |  | 1786.7647
MW018946 | pt1-ew-2700-9-ind-me | Porto extension module pendant lighting system | mawa industrial, highlights brass brushed, 1240 x 90 x 127 mm, canopy white matt RAL 9016, cable grey, wire suspension 3.400 mm, 36 W ¦ 2700 K ¦ Ra > 90 ¦ Bluetooth Casambi |  | 1786.7647
MW019055 | pt1-ew-3000-4-9005-ed | Porto extension module pendant lighting system | black matt (RAL 9005), highlights stainless steel brushed, 1240 x 90 x 127 mm, canopy white matt RAL 9016, cable grey, wire suspension 3.400 mm, 36 W ¦ 3000 K ¦ Ra > 90 ¦ DALI |  | 1575.6303
MW019056 | pt1-ew-3000-4-9005-me | Porto extension module pendant lighting system | black matt (RAL 9005), highlights brass brushed, 1240 x 90 x 127 mm, canopy white matt RAL 9016, cable grey, wire suspension 3.400 mm, 36 W ¦ 3000 K ¦ Ra > 90 ¦ DALI |  | 1575.6303
MW019031 | pt1-ew-3000-4-9016-ed | Porto extension module pendant lighting system | white matt (RAL 9016), highlights stainless steel brushed, 1240 x 90 x 127 mm, canopy white matt RAL 9016, cable grey, wire suspension 3.400 mm, 36 W ¦ 3000 K ¦ Ra > 90 ¦ DALI |  | 1575.6303
MW019032 | pt1-ew-3000-4-9016-me | Porto extension module pendant lighting system | white matt (RAL 9016), highlights brass brushed, 1240 x 90 x 127 mm, canopy white matt RAL 9016, cable grey, wire suspension 3.400 mm, 36 W ¦ 3000 K ¦ Ra > 90 ¦ DALI |  | 1575.6303
MW019007 | pt1-ew-3000-4-bhe-gy01-ed | Porto extension module pendant lighting system | grey, highlights stainless steel brushed, 1240 x 90 x 127 mm, canopy white matt RAL 9016, cable grey, wire suspension 3.400 mm, 36 W ¦ 3000 K ¦ Ra > 90 ¦ DALI |  | 1786.7647
MW019008 | pt1-ew-3000-4-bhe-gy01-me | Porto extension module pendant lighting system | grey, highlights brass brushed, 1240 x 90 x 127 mm, canopy white matt RAL 9016, cable grey, wire suspension 3.400 mm, 36 W ¦ 3000 K ¦ Ra > 90 ¦ DALI |  | 1786.7647
MW018258 | pt1-ew-3000-4-ind-ed | Porto extension module pendant lighting system | mawa industrial, highlights stainless steel brushed, 1240 x 90 x 127 mm, canopy white matt RAL 9016, cable grey, wire suspension 3.400 mm, 36 W ¦ 3000 K ¦ Ra > 90 ¦ DALI |  | 1786.7647
MW018259 | pt1-ew-3000-4-ind-me | Porto extension module pendant lighting system | mawa industrial, highlights brass brushed, 1240 x 90 x 127 mm, canopy white matt RAL 9016, cable grey, wire suspension 3.400 mm, 36 W ¦ 3000 K ¦ Ra > 90 ¦ DALI |  | 1786.7647
MW019053 | pt1-ew-3000-9-9005-ed | Porto extension module pendant lighting system | black matt (RAL 9005), highlights stainless steel brushed, 1240 x 90 x 127 mm, canopy white matt RAL 9016, cable grey, wire suspension 3.400 mm, 36 W ¦ 3000 K ¦ Ra > 90 ¦ Bluetooth Casambi |  | 1575.6303
MW019054 | pt1-ew-3000-9-9005-me | Porto extension module pendant lighting system | black matt (RAL 9005), highlights brass brushed, 1240 x 90 x 127 mm, canopy white matt RAL 9016, cable grey, wire suspension 3.400 mm, 36 W ¦ 3000 K ¦ Ra > 90 ¦ Bluetooth Casambi |  | 1575.6303
MW019029 | pt1-ew-3000-9-9016-ed | Porto extension module pendant lighting system | white matt (RAL 9016), highlights stainless steel brushed, 1240 x 90 x 127 mm, canopy white matt RAL 9016, cable grey, wire suspension 3.400 mm, 36 W ¦ 3000 K ¦ Ra > 90 ¦ Bluetooth Casambi |  | 1575.6303
MW019030 | pt1-ew-3000-9-9016-me | Porto extension module pendant lighting system | white matt (RAL 9016), highlights brass brushed, 1240 x 90 x 127 mm, canopy white matt RAL 9016, cable grey, wire suspension 3.400 mm, 36 W ¦ 3000 K ¦ Ra > 90 ¦ Bluetooth Casambi |  | 1575.6303
MW019005 | pt1-ew-3000-9-bhe-gy01-ed | Porto extension module pendant lighting system | grey, highlights stainless steel brushed, 1240 x 90 x 127 mm, canopy white matt RAL 9016, cable grey, wire suspension 3.400 mm, 36 W ¦ 3000 K ¦ Ra > 90 ¦ Bluetooth Casambi |  | 1786.7647
MW019006 | pt1-ew-3000-9-bhe-gy01-me | Porto extension module pendant lighting system | grey, highlights brass brushed, 1240 x 90 x 127 mm, canopy white matt RAL 9016, cable grey, wire suspension 3.400 mm, 36 W ¦ 3000 K ¦ Ra > 90 ¦ Bluetooth Casambi |  | 1786.7647
MW018955 | pt1-ew-3000-9-ind-ed | Porto extension module pendant lighting system | grey, highlights stainless steel brushed, 1240 x 90 x 127 mm, canopy white matt RAL 9016, cable grey, wire suspension 3.400 mm, 36 W ¦ 3000 K ¦ Ra > 90 ¦ Bluetooth Casambi |  | 1786.7647
MW018956 | pt1-ew-3000-9-ind-me | Porto extension module pendant lighting system | grey, highlights brass brushed, 1240 x 90 x 127 mm, canopy white matt RAL 9016, cable grey, wire suspension 3.400 mm, 36 W ¦ 3000 K ¦ Ra > 90 ¦ Bluetooth Casambi |  | 1786.7647
MW019057 | pt1-ew-4000-4-9005-ed | Porto extension module pendant lighting system | black matt (RAL 9005), highlights stainless steel brushed, 1240 x 90 x 127 mm, canopy white matt RAL 9016, cable grey, wire suspension 3.400 mm, 36 W ¦ 4000 K ¦ Ra > 90 ¦ DALI |  | 1575.6303
MW019058 | pt1-ew-4000-4-9005-me | Porto extension module pendant lighting system | black matt (RAL 9005), highlights brass brushed, 1240 x 90 x 127 mm, canopy white matt RAL 9016, cable grey, wire suspension 3.400 mm, 36 W ¦ 4000 K ¦ Ra > 90 ¦ DALI |  | 1575.6303
MW019033 | pt1-ew-4000-4-9016-ed | Porto extension module pendant lighting system | white matt (RAL 9016), highlights stainless steel brushed, 1240 x 90 x 127 mm, canopy white matt RAL 9016, cable grey, wire suspension 3.400 mm, 36 W ¦ 4000 K ¦ Ra > 90 ¦ DALI |  | 1575.6303
MW019034 | pt1-ew-4000-4-9016-me | Porto extension module pendant lighting system | white matt (RAL 9016), highlights brass brushed, 1240 x 90 x 127 mm, canopy white matt RAL 9016, cable grey, wire suspension 3.400 mm, 36 W ¦ 4000 K ¦ Ra > 90 ¦ DALI |  | 1575.6303
MW019009 | pt1-ew-4000-4-bhe-gy01-ed | Porto extension module pendant lighting system | grey, highlights stainless steel brushed, 1240 x 90 x 127 mm, canopy white matt RAL 9016, cable grey, wire suspension 3.400 mm, 36 W ¦ 4000 K ¦ Ra > 90 ¦ DALI |  | 1786.7647
MW019010 | pt1-ew-4000-4-bhe-gy01-me | Porto extension module pendant lighting system | grey, highlights brass brushed, 1240 x 90 x 127 mm, canopy white matt RAL 9016, cable grey, wire suspension 3.400 mm, 36 W ¦ 4000 K ¦ Ra > 90 ¦ DALI |  | 1786.7647
MW018268 | pt1-ew-4000-4-ind-ed | Porto extension module pendant lighting system | grey, highlights stainless steel brushed, 1240 x 90 x 127 mm, canopy white matt RAL 9016, cable grey, wire suspension 3.400 mm, 36 W ¦ 4000 K ¦ Ra > 90 ¦ DALI |  | 1786.7647
MW018269 | pt1-ew-4000-4-ind-me | Porto extension module pendant lighting system | grey, highlights brass brushed, 1240 x 90 x 127 mm, canopy white matt RAL 9016, cable grey, wire suspension 3.400 mm, 36 W ¦ 4000 K ¦ Ra > 90 ¦ DALI |  | 1786.7647
MW019059 | pt1-ew-4000-9-9005-ed | Porto extension module pendant lighting system | black matt (RAL 9005), highlights stainless steel brushed, 1240 x 90 x 127 mm, canopy white matt RAL 9016, cable grey, wire suspension 3.400 mm, 36 W ¦ 4000 K ¦ Ra > 90 ¦ Bluetooth Casambi |  | 1575.6303
MW019060 | pt1-ew-4000-9-9005-me | Porto extension module pendant lighting system | black matt (RAL 9005), highlights brass brushed, 1240 x 90 x 127 mm, canopy white matt RAL 9016, cable grey, wire suspension 3.400 mm, 36 W ¦ 4000 K ¦ Ra > 90 ¦ Bluetooth Casambi |  | 1575.6303
MW019035 | pt1-ew-4000-9-9016-ed | Porto extension module pendant lighting system | white matt (RAL 9016), highlights stainless steel brushed, 1240 x 90 x 127 mm, canopy white matt RAL 9016, cable grey, wire suspension 3.400 mm, 36 W ¦ 4000 K ¦ Ra > 90 ¦ Bluetooth Casambi |  | 1575.6303
MW019036 | pt1-ew-4000-9-9016-me | Porto extension module pendant lighting system | white matt (RAL 9016), highlights brass brushed, 1240 x 90 x 127 mm, canopy white matt RAL 9016, cable grey, wire suspension 3.400 mm, 36 W ¦ 4000 K ¦ Ra > 90 ¦ Bluetooth Casambi |  | 1575.6303
MW019011 | pt1-ew-4000-9-bhe-gy01-ed | Porto extension module pendant lighting system | grey, highlights stainless steel brushed, 1240 x 90 x 127 mm, canopy white matt RAL 9016, cable grey, wire suspension 3.400 mm, 36 W ¦ 4000 K ¦ Ra > 90 ¦ Bluetooth Casambi |  | 1786.7647
MW019012 | pt1-ew-4000-9-bhe-gy01-me | Porto extension module pendant lighting system | grey, highlights brass brushed, 1240 x 90 x 127 mm, canopy white matt RAL 9016, cable grey, wire suspension 3.400 mm, 36 W ¦ 4000 K ¦ Ra > 90 ¦ Bluetooth Casambi |  | 1786.7647
MW018965 | pt1-ew-4000-9-ind-ed | Porto extension module pendant lighting system | grey, highlights stainless steel brushed, 1240 x 90 x 127 mm, canopy white matt RAL 9016, cable grey, wire suspension 3.400 mm, 36 W ¦ 4000 K ¦ Ra > 90 ¦ Bluetooth Casambi |  | 1786.7647
MW018966 | pt1-ew-4000-9-ind-me | Porto extension module pendant lighting system | grey, highlights brass brushed, 1240 x 90 x 127 mm, canopy white matt RAL 9016, cable grey, wire suspension 3.400 mm, 36 W ¦ 4000 K ¦ Ra > 90 ¦ Bluetooth Casambi |  | 1786.7647
MW013255 | pu-1-LED-G2-7012 | Pure 1 table lamp | basalt grey (RAL 7012), Ø 185 x 550 mm (W x H) ¦ 11 W ¦ 2700 K ¦ Ra > 80 ¦ 38°, dimmable ¦ cable black 3.520 mm |  | 759.4538
MW013254 | pu-1-LED-G2-9005 | Pure 1 table lamp | black matt (RAL 9005), Ø 185 x 550 mm (W x H) ¦ 11 W ¦ 2700 K ¦ Ra > 80 ¦ 38°, dimmable ¦ cable black 3.520 mm |  | 759.4538
MW013253 | pu-1-LED-G2-9016 | Pure 1 table lamp | white matt (RAL 9016), Ø 185 x 550 mm (W x H) ¦ 11 W ¦ 2700 K ¦ Ra > 80 ¦ 38°, dimmable ¦ cable black 3.520 mm |  | 759.4538
MW013256 | pu-1-LED-G2-sa | Pure 1 table lamp | sand silver, Ø 185 x 550 mm (W x H) ¦ 11 W ¦ 2700 K ¦ Ra > 80 ¦ 38°, dimmable ¦ cable black 3.520 mm |  | 759.4538
MW013259 | pu-2-LED-G2-7012 | Pure 2 floor lamp | basalt grey (RAL 7012), Ø 250 x 1220 mm (W x H) ¦ 11 W ¦ 2700 K ¦ Ra > 90 ¦ 38°, dimmable ¦ cable black 2.370 mm |  | 950.105
MW013258 | pu-2-LED-G2-9005 | Pure 2 floor lamp | black matt (RAL 9005), Ø 250 x 1220 mm (W x H) ¦ 11 W ¦ 2700 K ¦ Ra > 90 ¦ 38°, dimmable ¦ cable black 2.370 mm |  | 950.105
MW013257 | pu-2-LED-G2-9016 | Pure 2 floor lamp | white matt (RAL 9016), Ø 250 x 1220 mm (W x H) ¦ 11 W ¦ 2700 K ¦ Ra > 90 ¦ 38°, dimmable ¦ cable black 2.370 mm |  | 950.105
MW013260 | pu-2-LED-G2-sa | Pure 2 floor lamp | sand silver, Ø 250 x 1220 mm (W x H) ¦ 11 W ¦ 2700 K ¦ Ra > 90 ¦ 38°, dimmable ¦ cable black 2.370 mm |  | 950.105
MW013251 | pu-mi-LED-G2-7012 | Pure Mini table lamp | basalt grey (RAL 7012), Ø 168 x 355 mm (W x H) ¦ 11 W ¦ 2700 K ¦ Ra > 80 ¦ 38°, dimmable ¦ cable black 3.100 mm |  | 704.3067
MW013250 | pu-mi-LED-G2-9005 | Pure Mini table lamp | black matt (RAL 9005), Ø 168 x 355 mm (W x H) ¦ 11 W ¦ 2700 K ¦ Ra > 80 ¦ 38°, dimmable ¦ cable black 3.100 mm |  | 704.3067
MW013249 | pu-mi-LED-G2-9016 | Pure Mini table lamp | white matt (RAL 9016), Ø 168 x 355 mm (W x H) ¦ 11 W ¦ 2700 K ¦ Ra > 80 ¦ 38°, dimmable ¦ cable black 3.100 mm |  | 704.3067
MW013252 | pu-mi-LED-G2-sa | Pure Mini table lamp | sand silver, Ø 168 x 355 mm (W x H) ¦ 11 W ¦ 2700 K ¦ Ra > 80 ¦ 38°, dimmable ¦ cable black 3.100 mm |  | 704.3067
MW014653 | sch1-9006-al | Schliephacke floor lamp | aluminum matt / RAL 9006, Ø 250 mm x 1.600 mm, cable black 3.700 mm with key switch, base black ¦ E27 socket, light source not included |  | 1314.0756
MW013242 | sch1-bhe-bg01 | Schliephacke floor lamp | beige, Ø 250 mm x 1.600 mm, cable grey 3.700 mm with key switch, base black ¦ E27 socket, light source not included |  | 1695.3782
MW013240 | sch1-bhe-bu01 | Schliephacke floor lamp | blue, Ø 250 mm x 1.600 mm, cable blue 3.700 mm with key switch, base black ¦ E27 socket, light source not included |  | 1695.3782
MW013241 | sch1-bhe-gy01 | Schliephacke floor lamp | grey, Ø 250 mm x 1.600 mm, cable grey 3.700 mm with key switch, base black ¦ E27 socket, light source not included |  | 1695.3782
MW013239 | sch1-bhe-rd01 | Schliephacke floor lamp | red, Ø 250 mm x 1.600 mm, cable red 3.700 mm with key switch, base black ¦ E27 socket, light source not included |  | 1695.3782
MW013248 | sch1-mg-bhe-bg01 | Schliephacke floor lamp | beige, Ø 250 mm x 1.600 mm, cable grey 3.700 mm with key switch, base beige ¦ E27 socket, light source not included |  | 1774.1597
MW013246 | sch1-mg-bhe-bu01 | Schliephacke floor lamp | blue, Ø 250 mm x 1.600 mm, cable blue 3.700 mm with key switch, base blue ¦ E27 socket, light source not included |  | 1774.1597
MW013247 | sch1-mg-bhe-gy01 | Schliephacke floor lamp | grey, Ø 250 mm x 1.600 mm, cable grey 3.700 mm with key switch, base grey ¦ E27 socket, light source not included |  | 1774.1597
MW013245 | sch1-mg-bhe-rd01 | Schliephacke floor lamp | red, Ø 250 mm x 1.600 mm, cable red 3.700 mm with key switch, base red ¦ E27 socket, light source not included |  | 1774.1597
MW008295 | se-11-d1-18W-11-2700-2-9005 | Seventies track spotlight | black matt (RAL 9005), front ring black, Ø 90 x 185 mm, 18 W ¦ 2700 K ¦ Ra > 95 ¦ spot 11°, 1-10 V via rotary potentiometer |  | 861.8697
MW008211 | se-11-d1-18W-11-2700-2-9016 | Seventies track spotlight | white matt (RAL 9016), front ring silver, Ø 90 x 185 mm, 18 W ¦ 2700 K ¦ Ra > 95 ¦ spot 11°, 1-10 V via rotary potentiometer |  | 861.8697
MW008547 | se-11-d1-18W-11-2700-4-9005 | Seventies track spotlight | black matt (RAL 9005), front ring black, Ø 90 x 185 mm, 18 W ¦ 2700 K ¦ Ra > 95 ¦ spot 11°, DALI |  | 861.8697
MW008463 | se-11-d1-18W-11-2700-4-9016 | Seventies track spotlight | white matt (RAL 9016), front ring silver, Ø 90 x 185 mm, 18 W ¦ 2700 K ¦ Ra > 95 ¦ spot 11°, DALI |  | 861.8697
MW008799 | se-11-d1-18W-11-2700-9-9005 | Seventies track spotlight | black matt (RAL 9005), front ring black, Ø 90 x 185 mm, 18 W ¦ 2700 K ¦ Ra > 95 ¦ spot 11°, Bluetooth Casambi |  | 1019.4328
MW008715 | se-11-d1-18W-11-2700-9-9016 | Seventies track spotlight | white matt (RAL 9016), front ring silver, Ø 90 x 185 mm, 18 W ¦ 2700 K ¦ Ra > 95 ¦ spot 11°, Bluetooth Casambi |  | 1019.4328
MW008323 | se-11-d1-18W-11-3000-2-9005 | Seventies track spotlight | black matt (RAL 9005), front ring black, Ø 90 x 185 mm, 18 W ¦ 3000 K ¦ Ra > 95 ¦ spot 11°, 1-10 V via rotary potentiometer |  | 861.8697
MW008239 | se-11-d1-18W-11-3000-2-9016 | Seventies track spotlight | white matt (RAL 9016), front ring silver, Ø 90 x 185 mm, 18 W ¦ 3000 K ¦ Ra > 95 ¦ spot 11°, 1-10 V via rotary potentiometer |  | 861.8697
MW008575 | se-11-d1-18W-11-3000-4-9005 | Seventies track spotlight | black matt (RAL 9005), front ring black, Ø 90 x 185 mm, 18 W ¦ 3000 K ¦ Ra > 95 ¦ spot 11°, DALI |  | 861.8697
MW008491 | se-11-d1-18W-11-3000-4-9016 | Seventies track spotlight | white matt (RAL 9016), front ring silver, Ø 90 x 185 mm, 18 W ¦ 3000 K ¦ Ra > 95 ¦ spot 11°, DALI |  | 861.8697
MW008827 | se-11-d1-18W-11-3000-9-9005 | Seventies track spotlight | black matt (RAL 9005), front ring black, Ø 90 x 185 mm, 18 W ¦ 3000 K ¦ Ra > 95 ¦ spot 11°, Bluetooth Casambi |  | 1019.4328
MW008743 | se-11-d1-18W-11-3000-9-9016 | Seventies track spotlight | white matt (RAL 9016), front ring silver, Ø 90 x 185 mm, 18 W ¦ 3000 K ¦ Ra > 95 ¦ spot 11°, Bluetooth Casambi |  | 1019.4328
MW008351 | se-11-d1-18W-11-4000-2-9005 | Seventies track spotlight | black matt (RAL 9005), front ring black, Ø 90 x 185 mm, 18 W ¦ 4000 K ¦ Ra > 95 ¦ spot 11°, 1-10 V via rotary potentiometer |  | 861.8697
MW008267 | se-11-d1-18W-11-4000-2-9016 | Seventies track spotlight | white matt (RAL 9016), front ring silver, Ø 90 x 185 mm, 18 W ¦ 4000 K ¦ Ra > 95 ¦ spot 11°, 1-10 V via rotary potentiometer |  | 861.8697
MW008603 | se-11-d1-18W-11-4000-4-9005 | Seventies track spotlight | black matt (RAL 9005), front ring black, Ø 90 x 185 mm, 18 W ¦ 4000 K ¦ Ra > 95 ¦ spot 11°, DALI |  | 861.8697
MW008519 | se-11-d1-18W-11-4000-4-9016 | Seventies track spotlight | white matt (RAL 9016), front ring silver, Ø 90 x 185 mm, 18 W ¦ 4000 K ¦ Ra > 95 ¦ spot 11°, DALI |  | 861.8697
MW008855 | se-11-d1-18W-11-4000-9-9005 | Seventies track spotlight | black matt (RAL 9005), front ring black, Ø 90 x 185 mm, 18 W ¦ 4000 K ¦ Ra > 95 ¦ spot 11°, Bluetooth Casambi |  | 1019.4328
MW008771 | se-11-d1-18W-11-4000-9-9016 | Seventies track spotlight | white matt (RAL 9016), front ring silver, Ø 90 x 185 mm, 18 W ¦ 4000 K ¦ Ra > 95 ¦ spot 11°, Bluetooth Casambi |  | 1019.4328
MW008296 | se-11-d1-18W-13-2700-2-9005 | Seventies track spotlight | black matt (RAL 9005), front ring black, Ø 90 x 185 mm, 18 W ¦ 2700 K ¦ Ra > 95 ¦ spot 13°, 1-10 V via rotary potentiometer |  | 861.8697
MW008212 | se-11-d1-18W-13-2700-2-9016 | Seventies track spotlight | white matt (RAL 9016), front ring silver, Ø 90 x 185 mm, 18 W ¦ 2700 K ¦ Ra > 95 ¦ spot 13°, 1-10 V via rotary potentiometer |  | 861.8697
MW008548 | se-11-d1-18W-13-2700-4-9005 | Seventies track spotlight | black matt (RAL 9005), front ring black, Ø 90 x 185 mm, 18 W ¦ 2700 K ¦ Ra > 95 ¦ spot 13°, DALI |  | 861.8697
MW008464 | se-11-d1-18W-13-2700-4-9016 | Seventies track spotlight | white matt (RAL 9016), front ring silver, Ø 90 x 185 mm, 18 W ¦ 2700 K ¦ Ra > 95 ¦ spot 13°, DALI |  | 861.8697
MW008800 | se-11-d1-18W-13-2700-9-9005 | Seventies track spotlight | black matt (RAL 9005), front ring black, Ø 90 x 185 mm, 18 W ¦ 2700 K ¦ Ra > 95 ¦ spot 13°, Bluetooth Casambi |  | 1019.4328
MW008716 | se-11-d1-18W-13-2700-9-9016 | Seventies track spotlight | white matt (RAL 9016), front ring silver, Ø 90 x 185 mm, 18 W ¦ 2700 K ¦ Ra > 95 ¦ spot 13°, Bluetooth Casambi |  | 1019.4328
MW008324 | se-11-d1-18W-13-3000-2-9005 | Seventies track spotlight | black matt (RAL 9005), front ring black, Ø 90 x 185 mm, 18 W ¦ 3000 K ¦ Ra > 95 ¦ spot 13°, 1-10 V via rotary potentiometer |  | 861.8697
MW008240 | se-11-d1-18W-13-3000-2-9016 | Seventies track spotlight | white matt (RAL 9016), front ring silver, Ø 90 x 185 mm, 18 W ¦ 3000 K ¦ Ra > 95 ¦ spot 13°, 1-10 V via rotary potentiometer |  | 861.8697
MW008576 | se-11-d1-18W-13-3000-4-9005 | Seventies track spotlight | black matt (RAL 9005), front ring black, Ø 90 x 185 mm, 18 W ¦ 3000 K ¦ Ra > 95 ¦ spot 13°, DALI |  | 861.8697
MW008492 | se-11-d1-18W-13-3000-4-9016 | Seventies track spotlight | white matt (RAL 9016), front ring silver, Ø 90 x 185 mm, 18 W ¦ 3000 K ¦ Ra > 95 ¦ spot 13°, DALI |  | 861.8697
MW008828 | se-11-d1-18W-13-3000-9-9005 | Seventies track spotlight | black matt (RAL 9005), front ring black, Ø 90 x 185 mm, 18 W ¦ 3000 K ¦ Ra > 95 ¦ spot 13°, Bluetooth Casambi |  | 1019.4328
MW008744 | se-11-d1-18W-13-3000-9-9016 | Seventies track spotlight | white matt (RAL 9016), front ring silver, Ø 90 x 185 mm, 18 W ¦ 3000 K ¦ Ra > 95 ¦ spot 13°, Bluetooth Casambi |  | 1019.4328
MW008352 | se-11-d1-18W-13-4000-2-9005 | Seventies track spotlight | black matt (RAL 9005), front ring black, Ø 90 x 185 mm, 18 W ¦ 4000 K ¦ Ra > 95 ¦ spot 13°, 1-10 V via rotary potentiometer |  | 861.8697
MW008268 | se-11-d1-18W-13-4000-2-9016 | Seventies track spotlight | white matt (RAL 9016), front ring silver, Ø 90 x 185 mm, 18 W ¦ 4000 K ¦ Ra > 95 ¦ spot 13°, 1-10 V via rotary potentiometer |  | 861.8697
MW008604 | se-11-d1-18W-13-4000-4-9005 | Seventies track spotlight | black matt (RAL 9005), front ring black, Ø 90 x 185 mm, 18 W ¦ 4000 K ¦ Ra > 95 ¦ spot 13°, DALI |  | 861.8697
MW008520 | se-11-d1-18W-13-4000-4-9016 | Seventies track spotlight | white matt (RAL 9016), front ring silver, Ø 90 x 185 mm, 18 W ¦ 4000 K ¦ Ra > 95 ¦ spot 13°, DALI |  | 861.8697
MW008856 | se-11-d1-18W-13-4000-9-9005 | Seventies track spotlight | black matt (RAL 9005), front ring black, Ø 90 x 185 mm, 18 W ¦ 4000 K ¦ Ra > 95 ¦ spot 13°, Bluetooth Casambi |  | 1019.4328
MW008772 | se-11-d1-18W-13-4000-9-9016 | Seventies track spotlight | white matt (RAL 9016), front ring silver, Ø 90 x 185 mm, 18 W ¦ 4000 K ¦ Ra > 95 ¦ spot 13°, Bluetooth Casambi |  | 1019.4328
MW008302 | se-11-d1-26W-11-2700-2-9005 | Seventies track spotlight | black matt (RAL 9005), front ring black, Ø 90 x 185 mm, 26 W ¦ 2700 K ¦ Ra > 95 ¦ spot 11°, 1-10 V via rotary potentiometer |  | 861.8697
MW008218 | se-11-d1-26W-11-2700-2-9016 | Seventies track spotlight | white matt (RAL 9016), front ring silver, Ø 90 x 185 mm, 26 W ¦ 2700 K ¦ Ra > 95 ¦ spot 11°, 1-10 V via rotary potentiometer |  | 861.8697
MW008554 | se-11-d1-26W-11-2700-4-9005 | Seventies track spotlight | black matt (RAL 9005), front ring black, Ø 90 x 185 mm, 26 W ¦ 2700 K ¦ Ra > 95 ¦ spot 11°, DALI |  | 861.8697
MW008470 | se-11-d1-26W-11-2700-4-9016 | Seventies track spotlight | white matt (RAL 9016), front ring silver, Ø 90 x 185 mm, 26 W ¦ 2700 K ¦ Ra > 95 ¦ spot 11°, DALI |  | 861.8697
MW008806 | se-11-d1-26W-11-2700-9-9005 | Seventies track spotlight | black matt (RAL 9005), front ring black, Ø 90 x 185 mm, 26 W ¦ 2700 K ¦ Ra > 95 ¦ spot 11°, Bluetooth Casambi |  | 1019.4328
MW008722 | se-11-d1-26W-11-2700-9-9016 | Seventies track spotlight | white matt (RAL 9016), front ring silver, Ø 90 x 185 mm, 26 W ¦ 2700 K ¦ Ra > 95 ¦ spot 11°, Bluetooth Casambi |  | 1019.4328
MW008330 | se-11-d1-26W-11-3000-2-9005 | Seventies track spotlight | black matt (RAL 9005), front ring black, Ø 90 x 185 mm, 26 W ¦ 3000 K ¦ Ra > 95 ¦ spot 11°, 1-10 V via rotary potentiometer |  | 861.8697
MW008246 | se-11-d1-26W-11-3000-2-9016 | Seventies track spotlight | white matt (RAL 9016), front ring silver, Ø 90 x 185 mm, 26 W ¦ 3000 K ¦ Ra > 95 ¦ spot 11°, 1-10 V via rotary potentiometer |  | 861.8697
MW008582 | se-11-d1-26W-11-3000-4-9005 | Seventies track spotlight | black matt (RAL 9005), front ring black, Ø 90 x 185 mm, 26 W ¦ 3000 K ¦ Ra > 95 ¦ spot 11°, DALI |  | 861.8697
MW008498 | se-11-d1-26W-11-3000-4-9016 | Seventies track spotlight | white matt (RAL 9016), front ring silver, Ø 90 x 185 mm, 26 W ¦ 3000 K ¦ Ra > 95 ¦ spot 11°, DALI |  | 861.8697
MW008834 | se-11-d1-26W-11-3000-9-9005 | Seventies track spotlight | black matt (RAL 9005), front ring black, Ø 90 x 185 mm, 26 W ¦ 3000 K ¦ Ra > 95 ¦ spot 11°, Bluetooth Casambi |  | 1019.4328
MW008750 | se-11-d1-26W-11-3000-9-9016 | Seventies track spotlight | white matt (RAL 9016), front ring silver, Ø 90 x 185 mm, 26 W ¦ 3000 K ¦ Ra > 95 ¦ spot 11°, Bluetooth Casambi |  | 1019.4328
MW008358 | se-11-d1-26W-11-4000-2-9005 | Seventies track spotlight | black matt (RAL 9005), front ring black, Ø 90 x 185 mm, 26 W ¦ 4000 K ¦ Ra > 95 ¦ spot 11°, 1-10 V via rotary potentiometer |  | 861.8697
MW008274 | se-11-d1-26W-11-4000-2-9016 | Seventies track spotlight | white matt (RAL 9016), front ring silver, Ø 90 x 185 mm, 26 W ¦ 4000 K ¦ Ra > 95 ¦ spot 11°, 1-10 V via rotary potentiometer |  | 861.8697
MW008610 | se-11-d1-26W-11-4000-4-9005 | Seventies track spotlight | black matt (RAL 9005), front ring black, Ø 90 x 185 mm, 26 W ¦ 4000 K ¦ Ra > 95 ¦ spot 11°, DALI |  | 861.8697
MW008526 | se-11-d1-26W-11-4000-4-9016 | Seventies track spotlight | white matt (RAL 9016), front ring silver, Ø 90 x 185 mm, 26 W ¦ 4000 K ¦ Ra > 95 ¦ spot 11°, DALI |  | 861.8697
MW008862 | se-11-d1-26W-11-4000-9-9005 | Seventies track spotlight | black matt (RAL 9005), front ring black, Ø 90 x 185 mm, 26 W ¦ 4000 K ¦ Ra > 95 ¦ spot 11°, Bluetooth Casambi |  | 1019.4328
MW008778 | se-11-d1-26W-11-4000-9-9016 | Seventies track spotlight | white matt (RAL 9016), front ring silver, Ø 90 x 185 mm, 26 W ¦ 4000 K ¦ Ra > 95 ¦ spot 11°, Bluetooth Casambi |  | 1019.4328
MW008303 | se-11-d1-26W-13-2700-2-9005 | Seventies track spotlight | black matt (RAL 9005), front ring black, Ø 90 x 185 mm, 26 W ¦ 2700 K ¦ Ra > 95 ¦ spot 13°, 1-10 V via rotary potentiometer |  | 861.8697
MW008219 | se-11-d1-26W-13-2700-2-9016 | Seventies track spotlight | white matt (RAL 9016), front ring silver, Ø 90 x 185 mm, 26 W ¦ 2700 K ¦ Ra > 95 ¦ spot 13°, 1-10 V via rotary potentiometer |  | 861.8697
MW008555 | se-11-d1-26W-13-2700-4-9005 | Seventies track spotlight | black matt (RAL 9005), front ring black, Ø 90 x 185 mm, 26 W ¦ 2700 K ¦ Ra > 95 ¦ spot 13°, DALI |  | 861.8697
MW008471 | se-11-d1-26W-13-2700-4-9016 | Seventies track spotlight | white matt (RAL 9016), front ring silver, Ø 90 x 185 mm, 26 W ¦ 2700 K ¦ Ra > 95 ¦ spot 13°, DALI |  | 861.8697
MW008807 | se-11-d1-26W-13-2700-9-9005 | Seventies track spotlight | black matt (RAL 9005), front ring black, Ø 90 x 185 mm, 26 W ¦ 2700 K ¦ Ra > 95 ¦ spot 13°, Bluetooth Casambi |  | 1019.4328
MW008723 | se-11-d1-26W-13-2700-9-9016 | Seventies track spotlight | white matt (RAL 9016), front ring silver, Ø 90 x 185 mm, 26 W ¦ 2700 K ¦ Ra > 95 ¦ spot 13°, Bluetooth Casambi |  | 1019.4328
MW008331 | se-11-d1-26W-13-3000-2-9005 | Seventies track spotlight | black matt (RAL 9005), front ring black, Ø 90 x 185 mm, 26 W ¦ 3000 K ¦ Ra > 95 ¦ spot 13°, 1-10 V via rotary potentiometer |  | 861.8697
MW008247 | se-11-d1-26W-13-3000-2-9016 | Seventies track spotlight | white matt (RAL 9016), front ring silver, Ø 90 x 185 mm, 26 W ¦ 3000 K ¦ Ra > 95 ¦ spot 13°, 1-10 V via rotary potentiometer |  | 861.8697
MW008583 | se-11-d1-26W-13-3000-4-9005 | Seventies track spotlight | black matt (RAL 9005), front ring black, Ø 90 x 185 mm, 26 W ¦ 3000 K ¦ Ra > 95 ¦ spot 13°, DALI |  | 861.8697
MW008499 | se-11-d1-26W-13-3000-4-9016 | Seventies track spotlight | white matt (RAL 9016), front ring silver, Ø 90 x 185 mm, 26 W ¦ 3000 K ¦ Ra > 95 ¦ spot 13°, DALI |  | 861.8697
MW008835 | se-11-d1-26W-13-3000-9-9005 | Seventies track spotlight | black matt (RAL 9005), front ring black, Ø 90 x 185 mm, 26 W ¦ 3000 K ¦ Ra > 95 ¦ spot 13°, Bluetooth Casambi |  | 1019.4328
MW008751 | se-11-d1-26W-13-3000-9-9016 | Seventies track spotlight | white matt (RAL 9016), front ring silver, Ø 90 x 185 mm, 26 W ¦ 3000 K ¦ Ra > 95 ¦ spot 13°, Bluetooth Casambi |  | 1019.4328
MW008359 | se-11-d1-26W-13-4000-2-9005 | Seventies track spotlight | black matt (RAL 9005), front ring black, Ø 90 x 185 mm, 26 W ¦ 4000 K ¦ Ra > 95 ¦ spot 13°, 1-10 V via rotary potentiometer |  | 861.8697
MW008275 | se-11-d1-26W-13-4000-2-9016 | Seventies track spotlight | white matt (RAL 9016), front ring silver, Ø 90 x 185 mm, 26 W ¦ 4000 K ¦ Ra > 95 ¦ spot 13°, 1-10 V via rotary potentiometer |  | 861.8697
MW008611 | se-11-d1-26W-13-4000-4-9005 | Seventies track spotlight | black matt (RAL 9005), front ring black, Ø 90 x 185 mm, 26 W ¦ 4000 K ¦ Ra > 95 ¦ spot 13°, DALI |  | 861.8697
MW008527 | se-11-d1-26W-13-4000-4-9016 | Seventies track spotlight | white matt (RAL 9016), front ring silver, Ø 90 x 185 mm, 26 W ¦ 4000 K ¦ Ra > 95 ¦ spot 13°, DALI |  | 861.8697
MW008863 | se-11-d1-26W-13-4000-9-9005 | Seventies track spotlight | black matt (RAL 9005), front ring black, Ø 90 x 185 mm, 26 W ¦ 4000 K ¦ Ra > 95 ¦ spot 13°, Bluetooth Casambi |  | 1019.4328
MW008779 | se-11-d1-26W-13-4000-9-9016 | Seventies track spotlight | white matt (RAL 9016), front ring silver, Ø 90 x 185 mm, 26 W ¦ 4000 K ¦ Ra > 95 ¦ spot 13°, Bluetooth Casambi |  | 1019.4328
MW010335 | se-11-d2-17W-20-2700-2-9005 | Seventies track spotlight | black matt (RAL 9005), front ring black, Ø 90 x 185 mm, 17 W ¦ 2700 K ¦ Ra > 95 ¦ medium 20°, 1-10 V via rotary potentiometer |  | 861.8697
MW010245 | se-11-d2-17W-20-2700-2-9016 | Seventies track spotlight | white matt (RAL 9016), front ring silver, Ø 90 x 185 mm, 17 W ¦ 2700 K ¦ Ra > 95 ¦ medium 20°, 1-10 V via rotary potentiometer |  | 861.8697
MW010605 | se-11-d2-17W-20-2700-4-9005 | Seventies track spotlight | black matt (RAL 9005), front ring black, Ø 90 x 185 mm, 17 W ¦ 2700 K ¦ Ra > 95 ¦ medium 20°, DALI |  | 861.8697
MW010515 | se-11-d2-17W-20-2700-4-9016 | Seventies track spotlight | white matt (RAL 9016), front ring silver, Ø 90 x 185 mm, 17 W ¦ 2700 K ¦ Ra > 95 ¦ medium 20°, DALI |  | 861.8697
MW010875 | se-11-d2-17W-20-2700-9-9005 | Seventies track spotlight | black matt (RAL 9005), front ring black, Ø 90 x 185 mm, 17 W ¦ 2700 K ¦ Ra > 95 ¦ medium 20°, Bluetooth Casambi |  | 1019.4328
MW010785 | se-11-d2-17W-20-2700-9-9016 | Seventies track spotlight | white matt (RAL 9016), front ring silver, Ø 90 x 185 mm, 17 W ¦ 2700 K ¦ Ra > 95 ¦ medium 20°, Bluetooth Casambi |  | 1019.4328
MW010365 | se-11-d2-17W-20-3000-2-9005 | Seventies track spotlight | black matt (RAL 9005), front ring black, Ø 90 x 185 mm, 17 W ¦ 3000 K ¦ Ra > 95 ¦ medium 20°, 1-10 V via rotary potentiometer |  | 861.8697
MW010275 | se-11-d2-17W-20-3000-2-9016 | Seventies track spotlight | white matt (RAL 9016), front ring silver, Ø 90 x 185 mm, 17 W ¦ 3000 K ¦ Ra > 95 ¦ medium 20°, 1-10 V via rotary potentiometer |  | 861.8697
MW010635 | se-11-d2-17W-20-3000-4-9005 | Seventies track spotlight | black matt (RAL 9005), front ring black, Ø 90 x 185 mm, 17 W ¦ 3000 K ¦ Ra > 95 ¦ medium 20°, DALI |  | 861.8697
MW010545 | se-11-d2-17W-20-3000-4-9016 | Seventies track spotlight | white matt (RAL 9016), front ring silver, Ø 90 x 185 mm, 17 W ¦ 3000 K ¦ Ra > 95 ¦ medium 20°, DALI |  | 861.8697
MW010905 | se-11-d2-17W-20-3000-9-9005 | Seventies track spotlight | black matt (RAL 9005), front ring black, Ø 90 x 185 mm, 17 W ¦ 3000 K ¦ Ra > 95 ¦ medium 20°, Bluetooth Casambi |  | 1019.4328
MW010815 | se-11-d2-17W-20-3000-9-9016 | Seventies track spotlight | white matt (RAL 9016), front ring silver, Ø 90 x 185 mm, 17 W ¦ 3000 K ¦ Ra > 95 ¦ medium 20°, Bluetooth Casambi |  | 1019.4328
MW010395 | se-11-d2-17W-20-4000-2-9005 | Seventies track spotlight | black matt (RAL 9005), front ring black, Ø 90 x 185 mm, 17 W ¦ 4000 K ¦ Ra > 95 ¦ medium 20°, 1-10 V via rotary potentiometer |  | 861.8697
MW010305 | se-11-d2-17W-20-4000-2-9016 | Seventies track spotlight | white matt (RAL 9016), front ring silver, Ø 90 x 185 mm, 17 W ¦ 4000 K ¦ Ra > 95 ¦ medium 20°, 1-10 V via rotary potentiometer |  | 861.8697
MW010665 | se-11-d2-17W-20-4000-4-9005 | Seventies track spotlight | black matt (RAL 9005), front ring black, Ø 90 x 185 mm, 17 W ¦ 4000 K ¦ Ra > 95 ¦ medium 20°, DALI |  | 861.8697
MW010575 | se-11-d2-17W-20-4000-4-9016 | Seventies track spotlight | white matt (RAL 9016), front ring silver, Ø 90 x 185 mm, 17 W ¦ 4000 K ¦ Ra > 95 ¦ medium 20°, DALI |  | 861.8697
MW010935 | se-11-d2-17W-20-4000-9-9005 | Seventies track spotlight | black matt (RAL 9005), front ring black, Ø 90 x 185 mm, 17 W ¦ 4000 K ¦ Ra > 95 ¦ medium 20°, Bluetooth Casambi |  | 1019.4328
MW010845 | se-11-d2-17W-20-4000-9-9016 | Seventies track spotlight | white matt (RAL 9016), front ring silver, Ø 90 x 185 mm, 17 W ¦ 4000 K ¦ Ra > 95 ¦ medium 20°, Bluetooth Casambi |  | 1019.4328
MW010337 | se-11-d2-17W-30-2700-2-9005 | Seventies track spotlight | black matt (RAL 9005), front ring black, Ø 90 x 185 mm, 17 W ¦ 2700 K ¦ Ra > 95 ¦ flood 30°, 1-10 V via rotary potentiometer |  | 861.8697
MW010247 | se-11-d2-17W-30-2700-2-9016 | Seventies track spotlight | white matt (RAL 9016), front ring silver, Ø 90 x 185 mm, 17 W ¦ 2700 K ¦ Ra > 95 ¦ flood 30°, 1-10 V via rotary potentiometer |  | 861.8697
MW010607 | se-11-d2-17W-30-2700-4-9005 | Seventies track spotlight | black matt (RAL 9005), front ring black, Ø 90 x 185 mm, 17 W ¦ 2700 K ¦ Ra > 95 ¦ flood 30°, DALI |  | 861.8697
MW010517 | se-11-d2-17W-30-2700-4-9016 | Seventies track spotlight | white matt (RAL 9016), front ring silver, Ø 90 x 185 mm, 17 W ¦ 2700 K ¦ Ra > 95 ¦ flood 30°, DALI |  | 861.8697
MW010877 | se-11-d2-17W-30-2700-9-9005 | Seventies track spotlight | black matt (RAL 9005), front ring black, Ø 90 x 185 mm, 17 W ¦ 2700 K ¦ Ra > 95 ¦ flood 30°, Bluetooth Casambi |  | 1019.4328
MW010787 | se-11-d2-17W-30-2700-9-9016 | Seventies track spotlight | white matt (RAL 9016), front ring silver, Ø 90 x 185 mm, 17 W ¦ 2700 K ¦ Ra > 95 ¦ flood 30°, Bluetooth Casambi |  | 1019.4328
MW010367 | se-11-d2-17W-30-3000-2-9005 | Seventies track spotlight | black matt (RAL 9005), front ring black, Ø 90 x 185 mm, 17 W ¦ 3000 K ¦ Ra > 95 ¦ flood 30°, 1-10 V via rotary potentiometer |  | 861.8697
MW010277 | se-11-d2-17W-30-3000-2-9016 | Seventies track spotlight | white matt (RAL 9016), front ring silver, Ø 90 x 185 mm, 17 W ¦ 3000 K ¦ Ra > 95 ¦ flood 30°, 1-10 V via rotary potentiometer |  | 861.8697
MW010637 | se-11-d2-17W-30-3000-4-9005 | Seventies track spotlight | black matt (RAL 9005), front ring black, Ø 90 x 185 mm, 17 W ¦ 3000 K ¦ Ra > 95 ¦ flood 30°, DALI |  | 861.8697
MW010547 | se-11-d2-17W-30-3000-4-9016 | Seventies track spotlight | white matt (RAL 9016), front ring silver, Ø 90 x 185 mm, 17 W ¦ 3000 K ¦ Ra > 95 ¦ flood 30°, DALI |  | 861.8697
MW010907 | se-11-d2-17W-30-3000-9-9005 | Seventies track spotlight | black matt (RAL 9005), front ring black, Ø 90 x 185 mm, 17 W ¦ 3000 K ¦ Ra > 95 ¦ flood 30°, Bluetooth Casambi |  | 1019.4328
MW010817 | se-11-d2-17W-30-3000-9-9016 | Seventies track spotlight | white matt (RAL 9016), front ring silver, Ø 90 x 185 mm, 17 W ¦ 3000 K ¦ Ra > 95 ¦ flood 30°, Bluetooth Casambi |  | 1019.4328
MW010397 | se-11-d2-17W-30-4000-2-9005 | Seventies track spotlight | black matt (RAL 9005), front ring black, Ø 90 x 185 mm, 17 W ¦ 4000 K ¦ Ra > 95 ¦ flood 30°, 1-10 V via rotary potentiometer |  | 861.8697
MW010307 | se-11-d2-17W-30-4000-2-9016 | Seventies track spotlight | white matt (RAL 9016), front ring silver, Ø 90 x 185 mm, 17 W ¦ 4000 K ¦ Ra > 95 ¦ flood 30°, 1-10 V via rotary potentiometer |  | 861.8697
MW010667 | se-11-d2-17W-30-4000-4-9005 | Seventies track spotlight | black matt (RAL 9005), front ring black, Ø 90 x 185 mm, 17 W ¦ 4000 K ¦ Ra > 95 ¦ flood 30°, DALI |  | 861.8697
MW010577 | se-11-d2-17W-30-4000-4-9016 | Seventies track spotlight | white matt (RAL 9016), front ring silver, Ø 90 x 185 mm, 17 W ¦ 4000 K ¦ Ra > 95 ¦ flood 30°, DALI |  | 861.8697
MW010937 | se-11-d2-17W-30-4000-9-9005 | Seventies track spotlight | black matt (RAL 9005), front ring black, Ø 90 x 185 mm, 17 W ¦ 4000 K ¦ Ra > 95 ¦ flood 30°, Bluetooth Casambi |  | 1019.4328
MW010847 | se-11-d2-17W-30-4000-9-9016 | Seventies track spotlight | white matt (RAL 9016), front ring silver, Ø 90 x 185 mm, 17 W ¦ 4000 K ¦ Ra > 95 ¦ flood 30°, Bluetooth Casambi |  | 1019.4328
MW010338 | se-11-d2-17W-40-2700-2-9005 | Seventies track spotlight | black matt (RAL 9005), front ring black, Ø 90 x 185 mm, 17 W ¦ 2700 K ¦ Ra > 95 ¦ flood 40°, 1-10 V via rotary potentiometer |  | 861.8697
MW010248 | se-11-d2-17W-40-2700-2-9016 | Seventies track spotlight | white matt (RAL 9016), front ring silver, Ø 90 x 185 mm, 17 W ¦ 2700 K ¦ Ra > 95 ¦ flood 40°, 1-10 V via rotary potentiometer |  | 861.8697
MW010608 | se-11-d2-17W-40-2700-4-9005 | Seventies track spotlight | black matt (RAL 9005), front ring black, Ø 90 x 185 mm, 17 W ¦ 2700 K ¦ Ra > 95 ¦ flood 40°, DALI |  | 861.8697
MW010518 | se-11-d2-17W-40-2700-4-9016 | Seventies track spotlight | white matt (RAL 9016), front ring silver, Ø 90 x 185 mm, 17 W ¦ 2700 K ¦ Ra > 95 ¦ flood 40°, DALI |  | 861.8697
MW010878 | se-11-d2-17W-40-2700-9-9005 | Seventies track spotlight | black matt (RAL 9005), front ring black, Ø 90 x 185 mm, 17 W ¦ 2700 K ¦ Ra > 95 ¦ flood 40°, Bluetooth Casambi |  | 1019.4328
MW010788 | se-11-d2-17W-40-2700-9-9016 | Seventies track spotlight | white matt (RAL 9016), front ring silver, Ø 90 x 185 mm, 17 W ¦ 2700 K ¦ Ra > 95 ¦ flood 40°, Bluetooth Casambi |  | 1019.4328
MW010368 | se-11-d2-17W-40-3000-2-9005 | Seventies track spotlight | black matt (RAL 9005), front ring black, Ø 90 x 185 mm, 17 W ¦ 3000 K ¦ Ra > 95 ¦ flood 40°, 1-10 V via rotary potentiometer |  | 861.8697
MW010278 | se-11-d2-17W-40-3000-2-9016 | Seventies track spotlight | white matt (RAL 9016), front ring silver, Ø 90 x 185 mm, 17 W ¦ 3000 K ¦ Ra > 95 ¦ flood 40°, 1-10 V via rotary potentiometer |  | 861.8697
MW010638 | se-11-d2-17W-40-3000-4-9005 | Seventies track spotlight | black matt (RAL 9005), front ring black, Ø 90 x 185 mm, 17 W ¦ 3000 K ¦ Ra > 95 ¦ flood 40°, DALI |  | 861.8697
MW010548 | se-11-d2-17W-40-3000-4-9016 | Seventies track spotlight | white matt (RAL 9016), front ring silver, Ø 90 x 185 mm, 17 W ¦ 3000 K ¦ Ra > 95 ¦ flood 40°, DALI |  | 861.8697
MW010908 | se-11-d2-17W-40-3000-9-9005 | Seventies track spotlight | black matt (RAL 9005), front ring black, Ø 90 x 185 mm, 17 W ¦ 3000 K ¦ Ra > 95 ¦ flood 40°, Bluetooth Casambi |  | 1019.4328
MW010818 | se-11-d2-17W-40-3000-9-9016 | Seventies track spotlight | white matt (RAL 9016), front ring silver, Ø 90 x 185 mm, 17 W ¦ 3000 K ¦ Ra > 95 ¦ flood 40°, Bluetooth Casambi |  | 1019.4328
MW010398 | se-11-d2-17W-40-4000-2-9005 | Seventies track spotlight | black matt (RAL 9005), front ring black, Ø 90 x 185 mm, 17 W ¦ 4000 K ¦ Ra > 95 ¦ flood 40°, 1-10 V via rotary potentiometer |  | 861.8697
MW010308 | se-11-d2-17W-40-4000-2-9016 | Seventies track spotlight | white matt (RAL 9016), front ring silver, Ø 90 x 185 mm, 17 W ¦ 4000 K ¦ Ra > 95 ¦ flood 40°, 1-10 V via rotary potentiometer |  | 861.8697
MW010668 | se-11-d2-17W-40-4000-4-9005 | Seventies track spotlight | black matt (RAL 9005), front ring black, Ø 90 x 185 mm, 17 W ¦ 4000 K ¦ Ra > 95 ¦ flood 40°, DALI |  | 861.8697
MW010578 | se-11-d2-17W-40-4000-4-9016 | Seventies track spotlight | white matt (RAL 9016), front ring silver, Ø 90 x 185 mm, 17 W ¦ 4000 K ¦ Ra > 95 ¦ flood 40°, DALI |  | 861.8697
MW010938 | se-11-d2-17W-40-4000-9-9005 | Seventies track spotlight | black matt (RAL 9005), front ring black, Ø 90 x 185 mm, 17 W ¦ 4000 K ¦ Ra > 95 ¦ flood 40°, Bluetooth Casambi |  | 1019.4328
MW010848 | se-11-d2-17W-40-4000-9-9016 | Seventies track spotlight | white matt (RAL 9016), front ring silver, Ø 90 x 185 mm, 17 W ¦ 4000 K ¦ Ra > 95 ¦ flood 40°, Bluetooth Casambi |  | 1019.4328
MW010339 | se-11-d2-17W-52-2700-2-9005 | Seventies track spotlight | black matt (RAL 9005), front ring black, Ø 90 x 185 mm, 17 W ¦ 2700 K ¦ Ra > 95 ¦ flood 52°, 1-10 V via rotary potentiometer |  | 861.8697
MW010249 | se-11-d2-17W-52-2700-2-9016 | Seventies track spotlight | white matt (RAL 9016), front ring silver, Ø 90 x 185 mm, 17 W ¦ 2700 K ¦ Ra > 95 ¦ flood 52°, 1-10 V via rotary potentiometer |  | 861.8697
MW010609 | se-11-d2-17W-52-2700-4-9005 | Seventies track spotlight | black matt (RAL 9005), front ring black, Ø 90 x 185 mm, 17 W ¦ 2700 K ¦ Ra > 95 ¦ flood 52°, DALI |  | 861.8697
MW010519 | se-11-d2-17W-52-2700-4-9016 | Seventies track spotlight | white matt (RAL 9016), front ring silver, Ø 90 x 185 mm, 17 W ¦ 2700 K ¦ Ra > 95 ¦ flood 52°, DALI |  | 861.8697
MW010879 | se-11-d2-17W-52-2700-9-9005 | Seventies track spotlight | black matt (RAL 9005), front ring black, Ø 90 x 185 mm, 17 W ¦ 2700 K ¦ Ra > 95 ¦ flood 52°, Bluetooth Casambi |  | 1019.4328
MW010789 | se-11-d2-17W-52-2700-9-9016 | Seventies track spotlight | white matt (RAL 9016), front ring silver, Ø 90 x 185 mm, 17 W ¦ 2700 K ¦ Ra > 95 ¦ flood 52°, Bluetooth Casambi |  | 1019.4328
MW010369 | se-11-d2-17W-52-3000-2-9005 | Seventies track spotlight | black matt (RAL 9005), front ring black, Ø 90 x 185 mm, 17 W ¦ 3000 K ¦ Ra > 95 ¦ flood 52°, 1-10 V via rotary potentiometer |  | 861.8697
MW010279 | se-11-d2-17W-52-3000-2-9016 | Seventies track spotlight | white matt (RAL 9016), front ring silver, Ø 90 x 185 mm, 17 W ¦ 3000 K ¦ Ra > 95 ¦ flood 52°, 1-10 V via rotary potentiometer |  | 861.8697
MW010639 | se-11-d2-17W-52-3000-4-9005 | Seventies track spotlight | black matt (RAL 9005), front ring black, Ø 90 x 185 mm, 17 W ¦ 3000 K ¦ Ra > 95 ¦ flood 52°, DALI |  | 861.8697
MW010549 | se-11-d2-17W-52-3000-4-9016 | Seventies track spotlight | white matt (RAL 9016), front ring silver, Ø 90 x 185 mm, 17 W ¦ 3000 K ¦ Ra > 95 ¦ flood 52°, DALI |  | 861.8697
MW010909 | se-11-d2-17W-52-3000-9-9005 | Seventies track spotlight | black matt (RAL 9005), front ring black, Ø 90 x 185 mm, 17 W ¦ 3000 K ¦ Ra > 95 ¦ flood 52°, Bluetooth Casambi |  | 1019.4328
MW010819 | se-11-d2-17W-52-3000-9-9016 | Seventies track spotlight | white matt (RAL 9016), front ring silver, Ø 90 x 185 mm, 17 W ¦ 3000 K ¦ Ra > 95 ¦ flood 52°, Bluetooth Casambi |  | 1019.4328
MW010399 | se-11-d2-17W-52-4000-2-9005 | Seventies track spotlight | black matt (RAL 9005), front ring black, Ø 90 x 185 mm, 17 W ¦ 4000 K ¦ Ra > 95 ¦ flood 52°, 1-10 V via rotary potentiometer |  | 861.8697
MW010309 | se-11-d2-17W-52-4000-2-9016 | Seventies track spotlight | white matt (RAL 9016), front ring silver, Ø 90 x 185 mm, 17 W ¦ 4000 K ¦ Ra > 95 ¦ flood 52°, 1-10 V via rotary potentiometer |  | 861.8697
MW010669 | se-11-d2-17W-52-4000-4-9005 | Seventies track spotlight | black matt (RAL 9005), front ring black, Ø 90 x 185 mm, 17 W ¦ 4000 K ¦ Ra > 95 ¦ flood 52°, DALI |  | 861.8697
MW010579 | se-11-d2-17W-52-4000-4-9016 | Seventies track spotlight | white matt (RAL 9016), front ring silver, Ø 90 x 185 mm, 17 W ¦ 4000 K ¦ Ra > 95 ¦ flood 52°, DALI |  | 861.8697
MW010939 | se-11-d2-17W-52-4000-9-9005 | Seventies track spotlight | black matt (RAL 9005), front ring black, Ø 90 x 185 mm, 17 W ¦ 4000 K ¦ Ra > 95 ¦ flood 52°, Bluetooth Casambi |  | 1019.4328
MW010849 | se-11-d2-17W-52-4000-9-9016 | Seventies track spotlight | white matt (RAL 9016), front ring silver, Ø 90 x 185 mm, 17 W ¦ 4000 K ¦ Ra > 95 ¦ flood 52°, Bluetooth Casambi |  | 1019.4328
MW019533 | se-11-d2-24W-20-2700-5-9005 | Seventies track spotlight | black matt (RAL 9005), front ring black, Ø 90 x 185 mm, 24 W ¦ 2700 K ¦ Ra > 95 ¦ medium 20°, Trailing edge |  | 817.7437
MW019521 | se-11-d2-24W-20-2700-5-9016 | Seventies track spotlight | white matt (RAL 9016), front ring silver, Ø 90 x 185 mm, 24 W ¦ 2700 K ¦ Ra > 95 ¦ medium 20°, Trailing edge |  | 817.7437
MW019537 | se-11-d2-24W-20-3000-5-9005 | Seventies track spotlight | black matt (RAL 9005), front ring black, Ø 90 x 185 mm, 24 W ¦ 3000 K ¦ Ra > 95 ¦ medium 20°, Trailing edge |  | 817.7437
MW019525 | se-11-d2-24W-20-3000-5-9016 | Seventies track spotlight | white matt (RAL 9016), front ring silver, Ø 90 x 185 mm, 24 W ¦ 3000 K ¦ Ra > 95 ¦ medium 20°, Trailing edge |  | 817.7437
MW019541 | se-11-d2-24W-20-4000-5-9005 | Seventies track spotlight | black matt (RAL 9005), front ring black, Ø 90 x 185 mm, 24 W ¦ 4000 K ¦ Ra > 95 ¦ medium 20°, Trailing edge |  | 817.7437
MW019529 | se-11-d2-24W-20-4000-5-9016 | Seventies track spotlight | white matt (RAL 9016), front ring silver, Ø 90 x 185 mm, 24 W ¦ 4000 K ¦ Ra > 95 ¦ medium 20°, Trailing edge |  | 817.7437
MW019534 | se-11-d2-24W-30-2700-5-9005 | Seventies track spotlight | black matt (RAL 9005), front ring black, Ø 90 x 185 mm, 24 W ¦ 2700 K ¦ Ra > 95 ¦ flood 30°, Trailing edge |  | 817.7437
MW019522 | se-11-d2-24W-30-2700-5-9016 | Seventies track spotlight | white matt (RAL 9016), front ring silver, Ø 90 x 185 mm, 24 W ¦ 2700 K ¦ Ra > 95 ¦ flood 30°, Trailing edge |  | 817.7437
MW019538 | se-11-d2-24W-30-3000-5-9005 | Seventies track spotlight | black matt (RAL 9005), front ring black, Ø 90 x 185 mm, 24 W ¦ 3000 K ¦ Ra > 95 ¦ flood 30°, Trailing edge |  | 817.7437
MW019526 | se-11-d2-24W-30-3000-5-9016 | Seventies track spotlight | white matt (RAL 9016), front ring silver, Ø 90 x 185 mm, 24 W ¦ 3000 K ¦ Ra > 95 ¦ flood 30°, Trailing edge |  | 817.7437
MW019542 | se-11-d2-24W-30-4000-5-9005 | Seventies track spotlight | black matt (RAL 9005), front ring black, Ø 90 x 185 mm, 24 W ¦ 4000 K ¦ Ra > 95 ¦ flood 30°, Trailing edge |  | 817.7437
MW019530 | se-11-d2-24W-30-4000-5-9016 | Seventies track spotlight | white matt (RAL 9016), front ring silver, Ø 90 x 185 mm, 24 W ¦ 4000 K ¦ Ra > 95 ¦ flood 30°, Trailing edge |  | 817.7437
MW019535 | se-11-d2-24W-40-2700-5-9005 | Seventies track spotlight | black matt (RAL 9005), front ring black, Ø 90 x 185 mm, 24 W ¦ 2700 K ¦ Ra > 95 ¦ flood 40°, Trailing edge |  | 817.7437
MW019523 | se-11-d2-24W-40-2700-5-9016 | Seventies track spotlight | white matt (RAL 9016), front ring silver, Ø 90 x 185 mm, 24 W ¦ 2700 K ¦ Ra > 95 ¦ flood 40°, Trailing edge |  | 817.7437
MW019539 | se-11-d2-24W-40-3000-5-9005 | Seventies track spotlight | black matt (RAL 9005), front ring black, Ø 90 x 185 mm, 24 W ¦ 3000 K ¦ Ra > 95 ¦ flood 40°, Trailing edge |  | 817.7437
MW019527 | se-11-d2-24W-40-3000-5-9016 | Seventies track spotlight | white matt (RAL 9016), front ring silver, Ø 90 x 185 mm, 24 W ¦ 3000 K ¦ Ra > 95 ¦ flood 40°, Trailing edge |  | 817.7437
MW019543 | se-11-d2-24W-40-4000-5-9005 | Seventies track spotlight | black matt (RAL 9005), front ring black, Ø 90 x 185 mm, 24 W ¦ 4000 K ¦ Ra > 95 ¦ flood 40°, Trailing edge |  | 817.7437
MW019531 | se-11-d2-24W-40-4000-5-9016 | Seventies track spotlight | white matt (RAL 9016), front ring silver, Ø 90 x 185 mm, 24 W ¦ 4000 K ¦ Ra > 95 ¦ flood 40°, Trailing edge |  | 817.7437
MW019536 | se-11-d2-24W-52-2700-5-9005 | Seventies track spotlight | black matt (RAL 9005), front ring black, Ø 90 x 185 mm, 24 W ¦ 2700 K ¦ Ra > 95 ¦ flood 52°, Trailing edge |  | 817.7437
MW019524 | se-11-d2-24W-52-2700-5-9016 | Seventies track spotlight | white matt (RAL 9016), front ring silver, Ø 90 x 185 mm, 24 W ¦ 2700 K ¦ Ra > 95 ¦ flood 52°, Trailing edge |  | 817.7437
MW019540 | se-11-d2-24W-52-3000-5-9005 | Seventies track spotlight | black matt (RAL 9005), front ring black, Ø 90 x 185 mm, 24 W ¦ 3000 K ¦ Ra > 95 ¦ flood 52°, Trailing edge |  | 817.7437
MW019528 | se-11-d2-24W-52-3000-5-9016 | Seventies track spotlight | white matt (RAL 9016), front ring silver, Ø 90 x 185 mm, 24 W ¦ 3000 K ¦ Ra > 95 ¦ flood 52°, Trailing edge |  | 817.7437
MW019544 | se-11-d2-24W-52-4000-5-9005 | Seventies track spotlight | black matt (RAL 9005), front ring black, Ø 90 x 185 mm, 24 W ¦ 4000 K ¦ Ra > 95 ¦ flood 52°, Trailing edge |  | 817.7437
MW019532 | se-11-d2-24W-52-4000-5-9016 | Seventies track spotlight | white matt (RAL 9016), front ring silver, Ø 90 x 185 mm, 24 W ¦ 4000 K ¦ Ra > 95 ¦ flood 52°, Trailing edge |  | 817.7437
MW010341 | se-11-d2-24W-20-2700-2-9005 | Seventies track spotlight | black matt (RAL 9005), front ring black, Ø 90 x 185 mm, 24 W ¦ 2700 K ¦ Ra > 95 ¦ medium 20°, 1-10 V via rotary potentiometer |  | 861.8697
MW010251 | se-11-d2-24W-20-2700-2-9016 | Seventies track spotlight | white matt (RAL 9016), front ring silver, Ø 90 x 185 mm, 24 W ¦ 2700 K ¦ Ra > 95 ¦ medium 20°, 1-10 V via rotary potentiometer |  | 861.8697
MW010611 | se-11-d2-24W-20-2700-4-9005 | Seventies track spotlight | black matt (RAL 9005), front ring black, Ø 90 x 185 mm, 24 W ¦ 2700 K ¦ Ra > 95 ¦ medium 20°, DALI |  | 861.8697
MW010521 | se-11-d2-24W-20-2700-4-9016 | Seventies track spotlight | white matt (RAL 9016), front ring silver, Ø 90 x 185 mm, 24 W ¦ 2700 K ¦ Ra > 95 ¦ medium 20°, DALI |  | 861.8697
MW010881 | se-11-d2-24W-20-2700-9-9005 | Seventies track spotlight | black matt (RAL 9005), front ring black, Ø 90 x 185 mm, 24 W ¦ 2700 K ¦ Ra > 95 ¦ medium 20°, Bluetooth Casambi |  | 1019.4328
MW010791 | se-11-d2-24W-20-2700-9-9016 | Seventies track spotlight | white matt (RAL 9016), front ring silver, Ø 90 x 185 mm, 24 W ¦ 2700 K ¦ Ra > 95 ¦ medium 20°, Bluetooth Casambi |  | 1019.4328
MW010371 | se-11-d2-24W-20-3000-2-9005 | Seventies track spotlight | black matt (RAL 9005), front ring black, Ø 90 x 185 mm, 24 W ¦ 3000 K ¦ Ra > 95 ¦ medium 20°, 1-10 V via rotary potentiometer |  | 861.8697
MW010281 | se-11-d2-24W-20-3000-2-9016 | Seventies track spotlight | white matt (RAL 9016), front ring silver, Ø 90 x 185 mm, 24 W ¦ 3000 K ¦ Ra > 95 ¦ medium 20°, 1-10 V via rotary potentiometer |  | 861.8697
MW010641 | se-11-d2-24W-20-3000-4-9005 | Seventies track spotlight | black matt (RAL 9005), front ring black, Ø 90 x 185 mm, 24 W ¦ 3000 K ¦ Ra > 95 ¦ medium 20°, DALI |  | 861.8697
MW010551 | se-11-d2-24W-20-3000-4-9016 | Seventies track spotlight | white matt (RAL 9016), front ring silver, Ø 90 x 185 mm, 24 W ¦ 3000 K ¦ Ra > 95 ¦ medium 20°, DALI |  | 861.8697
MW010911 | se-11-d2-24W-20-3000-9-9005 | Seventies track spotlight | black matt (RAL 9005), front ring black, Ø 90 x 185 mm, 24 W ¦ 3000 K ¦ Ra > 95 ¦ medium 20°, Bluetooth Casambi |  | 1019.4328
MW010821 | se-11-d2-24W-20-3000-9-9016 | Seventies track spotlight | white matt (RAL 9016), front ring silver, Ø 90 x 185 mm, 24 W ¦ 3000 K ¦ Ra > 95 ¦ medium 20°, Bluetooth Casambi |  | 1019.4328
MW010823 | se-11-d2-24W-20-3000-9-9016 | Seventies track spotlight | white matt (RAL 9016), front ring silver, Ø 90 x 185 mm, 24 W ¦ 3000 K ¦ Ra > 95 ¦ flood 30°, Bluetooth Casambi |  | 1019.4328
MW010401 | se-11-d2-24W-20-4000-2-9005 | Seventies track spotlight | black matt (RAL 9005), front ring black, Ø 90 x 185 mm, 24 W ¦ 4000 K ¦ Ra > 95 ¦ medium 20°, 1-10 V via rotary potentiometer |  | 861.8697
MW010311 | se-11-d2-24W-20-4000-2-9016 | Seventies track spotlight | white matt (RAL 9016), front ring silver, Ø 90 x 185 mm, 24 W ¦ 4000 K ¦ Ra > 95 ¦ medium 20°, 1-10 V via rotary potentiometer |  | 861.8697
MW010671 | se-11-d2-24W-20-4000-4-9005 | Seventies track spotlight | black matt (RAL 9005), front ring black, Ø 90 x 185 mm, 24 W ¦ 4000 K ¦ Ra > 95 ¦ medium 20°, DALI |  | 861.8697
MW010581 | se-11-d2-24W-20-4000-4-9016 | Seventies track spotlight | white matt (RAL 9016), front ring silver, Ø 90 x 185 mm, 24 W ¦ 4000 K ¦ Ra > 95 ¦ medium 20°, DALI |  | 861.8697
MW010941 | se-11-d2-24W-20-4000-9-9005 | Seventies track spotlight | black matt (RAL 9005), front ring black, Ø 90 x 185 mm, 24 W ¦ 4000 K ¦ Ra > 95 ¦ medium 20°, Bluetooth Casambi |  | 1019.4328
MW010851 | se-11-d2-24W-20-4000-9-9016 | Seventies track spotlight | white matt (RAL 9016), front ring silver, Ø 90 x 185 mm, 24 W ¦ 4000 K ¦ Ra > 95 ¦ medium 20°, Bluetooth Casambi |  | 1019.4328
MW010343 | se-11-d2-24W-30-2700-2-9005 | Seventies track spotlight | black matt (RAL 9005), front ring black, Ø 90 x 185 mm, 24 W ¦ 2700 K ¦ Ra > 95 ¦ flood 30°, 1-10 V via rotary potentiometer |  | 861.8697
MW010253 | se-11-d2-24W-30-2700-2-9016 | Seventies track spotlight | white matt (RAL 9016), front ring silver, Ø 90 x 185 mm, 24 W ¦ 2700 K ¦ Ra > 95 ¦ flood 30°, 1-10 V via rotary potentiometer |  | 861.8697
MW010613 | se-11-d2-24W-30-2700-4-9005 | Seventies track spotlight | black matt (RAL 9005), front ring black, Ø 90 x 185 mm, 24 W ¦ 2700 K ¦ Ra > 95 ¦ flood 30°, DALI |  | 861.8697
MW010523 | se-11-d2-24W-30-2700-4-9016 | Seventies track spotlight | white matt (RAL 9016), front ring silver, Ø 90 x 185 mm, 24 W ¦ 2700 K ¦ Ra > 95 ¦ flood 30°, DALI |  | 861.8697
MW010883 | se-11-d2-24W-30-2700-9-9005 | Seventies track spotlight | black matt (RAL 9005), front ring black, Ø 90 x 185 mm, 24 W ¦ 2700 K ¦ Ra > 95 ¦ flood 30°, Bluetooth Casambi |  | 1019.4328
MW010793 | se-11-d2-24W-30-2700-9-9016 | Seventies track spotlight | white matt (RAL 9016), front ring silver, Ø 90 x 185 mm, 24 W ¦ 2700 K ¦ Ra > 95 ¦ flood 30°, Bluetooth Casambi |  | 1019.4328
MW010373 | se-11-d2-24W-30-3000-2-9005 | Seventies track spotlight | black matt (RAL 9005), front ring black, Ø 90 x 185 mm, 24 W ¦ 3000 K ¦ Ra > 95 ¦ flood 30°, 1-10 V via rotary potentiometer |  | 861.8697
MW010283 | se-11-d2-24W-30-3000-2-9016 | Seventies track spotlight | white matt (RAL 9016), front ring silver, Ø 90 x 185 mm, 24 W ¦ 3000 K ¦ Ra > 95 ¦ flood 30°, 1-10 V via rotary potentiometer |  | 861.8697
MW010643 | se-11-d2-24W-30-3000-4-9005 | Seventies track spotlight | black matt (RAL 9005), front ring black, Ø 90 x 185 mm, 24 W ¦ 3000 K ¦ Ra > 95 ¦ flood 30°, DALI |  | 861.8697
MW010553 | se-11-d2-24W-30-3000-4-9016 | Seventies track spotlight | white matt (RAL 9016), front ring silver, Ø 90 x 185 mm, 24 W ¦ 3000 K ¦ Ra > 95 ¦ flood 30°, DALI |  | 861.8697
MW010913 | se-11-d2-24W-30-3000-9-9005 | Seventies track spotlight | black matt (RAL 9005), front ring black, Ø 90 x 185 mm, 24 W ¦ 3000 K ¦ Ra > 95 ¦ flood 30°, Bluetooth Casambi |  | 1019.4328
MW010403 | se-11-d2-24W-30-4000-2-9005 | Seventies track spotlight | black matt (RAL 9005), front ring black, Ø 90 x 185 mm, 24 W ¦ 4000 K ¦ Ra > 95 ¦ flood 30°, 1-10 V via rotary potentiometer |  | 861.8697
MW010313 | se-11-d2-24W-30-4000-2-9016 | Seventies track spotlight | white matt (RAL 9016), front ring silver, Ø 90 x 185 mm, 24 W ¦ 4000 K ¦ Ra > 95 ¦ flood 30°, 1-10 V via rotary potentiometer |  | 861.8697
MW010673 | se-11-d2-24W-30-4000-4-9005 | Seventies track spotlight | black matt (RAL 9005), front ring black, Ø 90 x 185 mm, 24 W ¦ 4000 K ¦ Ra > 95 ¦ flood 30°, DALI |  | 861.8697
MW010583 | se-11-d2-24W-30-4000-4-9016 | Seventies track spotlight | white matt (RAL 9016), front ring silver, Ø 90 x 185 mm, 24 W ¦ 4000 K ¦ Ra > 95 ¦ flood 30°, DALI |  | 861.8697
MW010943 | se-11-d2-24W-30-4000-9-9005 | Seventies track spotlight | black matt (RAL 9005), front ring black, Ø 90 x 185 mm, 24 W ¦ 4000 K ¦ Ra > 95 ¦ flood 30°, Bluetooth Casambi |  | 1019.4328
MW010853 | se-11-d2-24W-30-4000-9-9016 | Seventies track spotlight | white matt (RAL 9016), front ring silver, Ø 90 x 185 mm, 24 W ¦ 4000 K ¦ Ra > 95 ¦ flood 30°, Bluetooth Casambi |  | 1019.4328
MW010344 | se-11-d2-24W-40-2700-2-9005 | Seventies track spotlight | black matt (RAL 9005), front ring black, Ø 90 x 185 mm, 24 W ¦ 2700 K ¦ Ra > 95 ¦ flood 40°, 1-10 V via rotary potentiometer |  | 861.8697
MW010254 | se-11-d2-24W-40-2700-2-9016 | Seventies track spotlight | white matt (RAL 9016), front ring silver, Ø 90 x 185 mm, 24 W ¦ 2700 K ¦ Ra > 95 ¦ flood 40°, 1-10 V via rotary potentiometer |  | 861.8697
MW010614 | se-11-d2-24W-40-2700-4-9005 | Seventies track spotlight | black matt (RAL 9005), front ring black, Ø 90 x 185 mm, 24 W ¦ 2700 K ¦ Ra > 95 ¦ flood 40°, DALI |  | 861.8697
MW010524 | se-11-d2-24W-40-2700-4-9016 | Seventies track spotlight | white matt (RAL 9016), front ring silver, Ø 90 x 185 mm, 24 W ¦ 2700 K ¦ Ra > 95 ¦ flood 40°, DALI |  | 861.8697
MW010884 | se-11-d2-24W-40-2700-9-9005 | Seventies track spotlight | black matt (RAL 9005), front ring black, Ø 90 x 185 mm, 24 W ¦ 2700 K ¦ Ra > 95 ¦ flood 40°, Bluetooth Casambi |  | 1019.4328
MW010794 | se-11-d2-24W-40-2700-9-9016 | Seventies track spotlight | white matt (RAL 9016), front ring silver, Ø 90 x 185 mm, 24 W ¦ 2700 K ¦ Ra > 95 ¦ flood 40°, Bluetooth Casambi |  | 1019.4328
MW010374 | se-11-d2-24W-40-3000-2-9005 | Seventies track spotlight | black matt (RAL 9005), front ring black, Ø 90 x 185 mm, 24 W ¦ 3000 K ¦ Ra > 95 ¦ flood 40°, 1-10 V via rotary potentiometer |  | 861.8697
MW010284 | se-11-d2-24W-40-3000-2-9016 | Seventies track spotlight | white matt (RAL 9016), front ring silver, Ø 90 x 185 mm, 24 W ¦ 3000 K ¦ Ra > 95 ¦ flood 40°, 1-10 V via rotary potentiometer |  | 861.8697
MW010644 | se-11-d2-24W-40-3000-4-9005 | Seventies track spotlight | black matt (RAL 9005), front ring black, Ø 90 x 185 mm, 24 W ¦ 3000 K ¦ Ra > 95 ¦ flood 40°, DALI |  | 861.8697
MW010554 | se-11-d2-24W-40-3000-4-9016 | Seventies track spotlight | white matt (RAL 9016), front ring silver, Ø 90 x 185 mm, 24 W ¦ 3000 K ¦ Ra > 95 ¦ flood 40°, DALI |  | 861.8697
MW010914 | se-11-d2-24W-40-3000-9-9005 | Seventies track spotlight | black matt (RAL 9005), front ring black, Ø 90 x 185 mm, 24 W ¦ 3000 K ¦ Ra > 95 ¦ flood 40°, Bluetooth Casambi |  | 1019.4328
MW010824 | se-11-d2-24W-40-3000-9-9016 | Seventies track spotlight | white matt (RAL 9016), front ring silver, Ø 90 x 185 mm, 24 W ¦ 3000 K ¦ Ra > 95 ¦ flood 40°, Bluetooth Casambi |  | 1019.4328
MW010404 | se-11-d2-24W-40-4000-2-9005 | Seventies track spotlight | black matt (RAL 9005), front ring black, Ø 90 x 185 mm, 24 W ¦ 4000 K ¦ Ra > 95 ¦ flood 40°, 1-10 V via rotary potentiometer |  | 861.8697
MW010314 | se-11-d2-24W-40-4000-2-9016 | Seventies track spotlight | white matt (RAL 9016), front ring silver, Ø 90 x 185 mm, 24 W ¦ 4000 K ¦ Ra > 95 ¦ flood 40°, 1-10 V via rotary potentiometer |  | 861.8697
MW010674 | se-11-d2-24W-40-4000-4-9005 | Seventies track spotlight | black matt (RAL 9005), front ring black, Ø 90 x 185 mm, 24 W ¦ 4000 K ¦ Ra > 95 ¦ flood 40°, DALI |  | 861.8697
MW010584 | se-11-d2-24W-40-4000-4-9016 | Seventies track spotlight | white matt (RAL 9016), front ring silver, Ø 90 x 185 mm, 24 W ¦ 4000 K ¦ Ra > 95 ¦ flood 40°, DALI |  | 861.8697
MW010944 | se-11-d2-24W-40-4000-9-9005 | Seventies track spotlight | black matt (RAL 9005), front ring black, Ø 90 x 185 mm, 24 W ¦ 4000 K ¦ Ra > 95 ¦ flood 40°, Bluetooth Casambi |  | 1019.4328
MW010854 | se-11-d2-24W-40-4000-9-9016 | Seventies track spotlight | white matt (RAL 9016), front ring silver, Ø 90 x 185 mm, 24 W ¦ 4000 K ¦ Ra > 95 ¦ flood 40°, Bluetooth Casambi |  | 1019.4328
MW010345 | se-11-d2-24W-52-2700-2-9005 | Seventies track spotlight | black matt (RAL 9005), front ring black, Ø 90 x 185 mm, 24 W ¦ 2700 K ¦ Ra > 95 ¦ flood 52°, 1-10 V via rotary potentiometer |  | 861.8697
MW010255 | se-11-d2-24W-52-2700-2-9016 | Seventies track spotlight | white matt (RAL 9016), front ring silver, Ø 90 x 185 mm, 24 W ¦ 2700 K ¦ Ra > 95 ¦ flood 52°, 1-10 V via rotary potentiometer |  | 861.8697
MW010615 | se-11-d2-24W-52-2700-4-9005 | Seventies track spotlight | black matt (RAL 9005), front ring black, Ø 90 x 185 mm, 24 W ¦ 2700 K ¦ Ra > 95 ¦ flood 52°, DALI |  | 861.8697
MW010525 | se-11-d2-24W-52-2700-4-9016 | Seventies track spotlight | white matt (RAL 9016), front ring silver, Ø 90 x 185 mm, 24 W ¦ 2700 K ¦ Ra > 95 ¦ flood 52°, DALI |  | 861.8697
MW010885 | se-11-d2-24W-52-2700-9-9005 | Seventies track spotlight | black matt (RAL 9005), front ring black, Ø 90 x 185 mm, 24 W ¦ 2700 K ¦ Ra > 95 ¦ flood 52°, Bluetooth Casambi |  | 1019.4328
MW010795 | se-11-d2-24W-52-2700-9-9016 | Seventies track spotlight | white matt (RAL 9016), front ring silver, Ø 90 x 185 mm, 24 W ¦ 2700 K ¦ Ra > 95 ¦ flood 52°, Bluetooth Casambi |  | 1019.4328
MW010375 | se-11-d2-24W-52-3000-2-9005 | Seventies track spotlight | black matt (RAL 9005), front ring black, Ø 90 x 185 mm, 24 W ¦ 3000 K ¦ Ra > 95 ¦ flood 52°, 1-10 V via rotary potentiometer |  | 861.8697
MW010285 | se-11-d2-24W-52-3000-2-9016 | Seventies track spotlight | white matt (RAL 9016), front ring silver, Ø 90 x 185 mm, 24 W ¦ 3000 K ¦ Ra > 95 ¦ flood 52°, 1-10 V via rotary potentiometer |  | 861.8697
MW010645 | se-11-d2-24W-52-3000-4-9005 | Seventies track spotlight | black matt (RAL 9005), front ring black, Ø 90 x 185 mm, 24 W ¦ 3000 K ¦ Ra > 95 ¦ flood 52°, DALI |  | 861.8697
MW010555 | se-11-d2-24W-52-3000-4-9016 | Seventies track spotlight | white matt (RAL 9016), front ring silver, Ø 90 x 185 mm, 24 W ¦ 3000 K ¦ Ra > 95 ¦ flood 52°, DALI |  | 861.8697
MW010915 | se-11-d2-24W-52-3000-9-9005 | Seventies track spotlight | black matt (RAL 9005), front ring black, Ø 90 x 185 mm, 24 W ¦ 3000 K ¦ Ra > 95 ¦ flood 52°, Bluetooth Casambi |  | 1019.4328
MW010825 | se-11-d2-24W-52-3000-9-9016 | Seventies track spotlight | white matt (RAL 9016), front ring silver, Ø 90 x 185 mm, 24 W ¦ 3000 K ¦ Ra > 95 ¦ flood 52°, Bluetooth Casambi |  | 1019.4328
MW010405 | se-11-d2-24W-52-4000-2-9005 | Seventies track spotlight | black matt (RAL 9005), front ring black, Ø 90 x 185 mm, 24 W ¦ 4000 K ¦ Ra > 95 ¦ flood 52°, 1-10 V via rotary potentiometer |  | 861.8697
MW010315 | se-11-d2-24W-52-4000-2-9016 | Seventies track spotlight | white matt (RAL 9016), front ring silver, Ø 90 x 185 mm, 24 W ¦ 4000 K ¦ Ra > 95 ¦ flood 52°, 1-10 V via rotary potentiometer |  | 861.8697
MW010675 | se-11-d2-24W-52-4000-4-9005 | Seventies track spotlight | black matt (RAL 9005), front ring black, Ø 90 x 185 mm, 24 W ¦ 4000 K ¦ Ra > 95 ¦ flood 52°, DALI |  | 861.8697
MW010585 | se-11-d2-24W-52-4000-4-9016 | Seventies track spotlight | white matt (RAL 9016), front ring silver, Ø 90 x 185 mm, 24 W ¦ 4000 K ¦ Ra > 95 ¦ flood 52°, DALI |  | 861.8697
MW010945 | se-11-d2-24W-52-4000-9-9005 | Seventies track spotlight | black matt (RAL 9005), front ring black, Ø 90 x 185 mm, 24 W ¦ 4000 K ¦ Ra > 95 ¦ flood 52°, Bluetooth Casambi |  | 1019.4328
MW010855 | se-11-d2-24W-52-4000-9-9016 | Seventies track spotlight | white matt (RAL 9016), front ring silver, Ø 90 x 185 mm, 24 W ¦ 4000 K ¦ Ra > 95 ¦ flood 52°, Bluetooth Casambi |  | 1019.4328
MW010347 | se-11-d2-31W-20-2700-2-9005 | Seventies track spotlight | black matt (RAL 9005), front ring black, Ø 90 x 185 mm, 31 W ¦ 2700 K ¦ Ra > 95 ¦ medium 20°, 1-10 V via rotary potentiometer |  | 861.8697
MW010257 | se-11-d2-31W-20-2700-2-9016 | Seventies track spotlight | white matt (RAL 9016), front ring silver, Ø 90 x 185 mm, 31 W ¦ 2700 K ¦ Ra > 95 ¦ medium 20°, 1-10 V via rotary potentiometer |  | 861.8697
MW010617 | se-11-d2-31W-20-2700-4-9005 | Seventies track spotlight | black matt (RAL 9005), front ring black, Ø 90 x 185 mm, 31 W ¦ 2700 K ¦ Ra > 95 ¦ medium 20°, DALI |  | 861.8697
MW010527 | se-11-d2-31W-20-2700-4-9016 | Seventies track spotlight | white matt (RAL 9016), front ring silver, Ø 90 x 185 mm, 31 W ¦ 2700 K ¦ Ra > 95 ¦ medium 20°, DALI |  | 861.8697
MW010887 | se-11-d2-31W-20-2700-9-9005 | Seventies track spotlight | black matt (RAL 9005), front ring black, Ø 90 x 185 mm, 31 W ¦ 2700 K ¦ Ra > 95 ¦ medium 20°, Bluetooth Casambi |  | 1019.4328
MW010797 | se-11-d2-31W-20-2700-9-9016 | Seventies track spotlight | white matt (RAL 9016), front ring silver, Ø 90 x 185 mm, 31 W ¦ 2700 K ¦ Ra > 95 ¦ medium 20°, Bluetooth Casambi |  | 1019.4328
MW010377 | se-11-d2-31W-20-3000-2-9005 | Seventies track spotlight | black matt (RAL 9005), front ring black, Ø 90 x 185 mm, 31 W ¦ 3000 K ¦ Ra > 95 ¦ medium 20°, 1-10 V via rotary potentiometer |  | 861.8697
MW010287 | se-11-d2-31W-20-3000-2-9016 | Seventies track spotlight | white matt (RAL 9016), front ring silver, Ø 90 x 185 mm, 31 W ¦ 3000 K ¦ Ra > 95 ¦ medium 20°, 1-10 V via rotary potentiometer |  | 861.8697
MW010647 | se-11-d2-31W-20-3000-4-9005 | Seventies track spotlight | black matt (RAL 9005), front ring black, Ø 90 x 185 mm, 31 W ¦ 3000 K ¦ Ra > 95 ¦ medium 20°, DALI |  | 861.8697
MW010557 | se-11-d2-31W-20-3000-4-9016 | Seventies track spotlight | white matt (RAL 9016), front ring silver, Ø 90 x 185 mm, 31 W ¦ 3000 K ¦ Ra > 95 ¦ medium 20°, DALI |  | 861.8697
MW010917 | se-11-d2-31W-20-3000-9-9005 | Seventies track spotlight | black matt (RAL 9005), front ring black, Ø 90 x 185 mm, 31 W ¦ 3000 K ¦ Ra > 95 ¦ medium 20°, Bluetooth Casambi |  | 1019.4328
MW010827 | se-11-d2-31W-20-3000-9-9016 | Seventies track spotlight | white matt (RAL 9016), front ring silver, Ø 90 x 185 mm, 31 W ¦ 3000 K ¦ Ra > 95 ¦ medium 20°, Bluetooth Casambi |  | 1019.4328
MW010407 | se-11-d2-31W-20-4000-2-9005 | Seventies track spotlight | black matt (RAL 9005), front ring black, Ø 90 x 185 mm, 31 W ¦ 4000 K ¦ Ra > 95 ¦ medium 20°, 1-10 V via rotary potentiometer |  | 861.8697
MW010317 | se-11-d2-31W-20-4000-2-9016 | Seventies track spotlight | white matt (RAL 9016), front ring silver, Ø 90 x 185 mm, 31 W ¦ 4000 K ¦ Ra > 95 ¦ medium 20°, 1-10 V via rotary potentiometer |  | 861.8697
MW010677 | se-11-d2-31W-20-4000-4-9005 | Seventies track spotlight | black matt (RAL 9005), front ring black, Ø 90 x 185 mm, 31 W ¦ 4000 K ¦ Ra > 95 ¦ medium 20°, DALI |  | 861.8697
MW010587 | se-11-d2-31W-20-4000-4-9016 | Seventies track spotlight | white matt (RAL 9016), front ring silver, Ø 90 x 185 mm, 31 W ¦ 4000 K ¦ Ra > 95 ¦ medium 20°, DALI |  | 861.8697
MW010947 | se-11-d2-31W-20-4000-9-9005 | Seventies track spotlight | black matt (RAL 9005), front ring black, Ø 90 x 185 mm, 31 W ¦ 4000 K ¦ Ra > 95 ¦ medium 20°, Bluetooth Casambi |  | 1019.4328
MW010857 | se-11-d2-31W-20-4000-9-9016 | Seventies track spotlight | white matt (RAL 9016), front ring silver, Ø 90 x 185 mm, 31 W ¦ 4000 K ¦ Ra > 95 ¦ medium 20°, Bluetooth Casambi |  | 1019.4328
MW010349 | se-11-d2-31W-30-2700-2-9005 | Seventies track spotlight | black matt (RAL 9005), front ring black, Ø 90 x 185 mm, 31 W ¦ 2700 K ¦ Ra > 95 ¦ flood 30°, 1-10 V via rotary potentiometer |  | 861.8697
MW010259 | se-11-d2-31W-30-2700-2-9016 | Seventies track spotlight | white matt (RAL 9016), front ring silver, Ø 90 x 185 mm, 31 W ¦ 2700 K ¦ Ra > 95 ¦ flood 30°, 1-10 V via rotary potentiometer |  | 861.8697
MW010619 | se-11-d2-31W-30-2700-4-9005 | Seventies track spotlight | black matt (RAL 9005), front ring black, Ø 90 x 185 mm, 31 W ¦ 2700 K ¦ Ra > 95 ¦ flood 30°, DALI |  | 861.8697
MW010529 | se-11-d2-31W-30-2700-4-9016 | Seventies track spotlight | white matt (RAL 9016), front ring silver, Ø 90 x 185 mm, 31 W ¦ 2700 K ¦ Ra > 95 ¦ flood 30°, DALI |  | 861.8697
MW010889 | se-11-d2-31W-30-2700-9-9005 | Seventies track spotlight | black matt (RAL 9005), front ring black, Ø 90 x 185 mm, 31 W ¦ 2700 K ¦ Ra > 95 ¦ flood 30°, Bluetooth Casambi |  | 1019.4328
MW010799 | se-11-d2-31W-30-2700-9-9016 | Seventies track spotlight | white matt (RAL 9016), front ring silver, Ø 90 x 185 mm, 31 W ¦ 2700 K ¦ Ra > 95 ¦ flood 30°, Bluetooth Casambi |  | 1019.4328
MW010379 | se-11-d2-31W-30-3000-2-9005 | Seventies track spotlight | black matt (RAL 9005), front ring black, Ø 90 x 185 mm, 31 W ¦ 3000 K ¦ Ra > 95 ¦ flood 30°, 1-10 V via rotary potentiometer |  | 861.8697
MW010289 | se-11-d2-31W-30-3000-2-9016 | Seventies track spotlight | white matt (RAL 9016), front ring silver, Ø 90 x 185 mm, 31 W ¦ 3000 K ¦ Ra > 95 ¦ flood 30°, 1-10 V via rotary potentiometer |  | 861.8697
MW010649 | se-11-d2-31W-30-3000-4-9005 | Seventies track spotlight | black matt (RAL 9005), front ring black, Ø 90 x 185 mm, 31 W ¦ 3000 K ¦ Ra > 95 ¦ flood 30°, DALI |  | 861.8697
MW010559 | se-11-d2-31W-30-3000-4-9016 | Seventies track spotlight | white matt (RAL 9016), front ring silver, Ø 90 x 185 mm, 31 W ¦ 3000 K ¦ Ra > 95 ¦ flood 30°, DALI |  | 861.8697
MW010919 | se-11-d2-31W-30-3000-9-9005 | Seventies track spotlight | black matt (RAL 9005), front ring black, Ø 90 x 185 mm, 31 W ¦ 3000 K ¦ Ra > 95 ¦ flood 30°, Bluetooth Casambi |  | 1019.4328
MW010829 | se-11-d2-31W-30-3000-9-9016 | Seventies track spotlight | white matt (RAL 9016), front ring silver, Ø 90 x 185 mm, 31 W ¦ 3000 K ¦ Ra > 95 ¦ flood 30°, Bluetooth Casambi |  | 1019.4328
MW010409 | se-11-d2-31W-30-4000-2-9005 | Seventies track spotlight | black matt (RAL 9005), front ring black, Ø 90 x 185 mm, 31 W ¦ 4000 K ¦ Ra > 95 ¦ flood 30°, 1-10 V via rotary potentiometer |  | 861.8697
MW010319 | se-11-d2-31W-30-4000-2-9016 | Seventies track spotlight | white matt (RAL 9016), front ring silver, Ø 90 x 185 mm, 31 W ¦ 4000 K ¦ Ra > 95 ¦ flood 30°, 1-10 V via rotary potentiometer |  | 861.8697
MW010679 | se-11-d2-31W-30-4000-4-9005 | Seventies track spotlight | black matt (RAL 9005), front ring black, Ø 90 x 185 mm, 31 W ¦ 4000 K ¦ Ra > 95 ¦ flood 30°, DALI |  | 861.8697
MW010589 | se-11-d2-31W-30-4000-4-9016 | Seventies track spotlight | white matt (RAL 9016), front ring silver, Ø 90 x 185 mm, 31 W ¦ 4000 K ¦ Ra > 95 ¦ flood 30°, DALI |  | 861.8697
MW010949 | se-11-d2-31W-30-4000-9-9005 | Seventies track spotlight | black matt (RAL 9005), front ring black, Ø 90 x 185 mm, 31 W ¦ 4000 K ¦ Ra > 95 ¦ flood 30°, Bluetooth Casambi |  | 1019.4328
MW010859 | se-11-d2-31W-30-4000-9-9016 | Seventies track spotlight | white matt (RAL 9016), front ring silver, Ø 90 x 185 mm, 31 W ¦ 4000 K ¦ Ra > 95 ¦ flood 30°, Bluetooth Casambi |  | 1019.4328
MW010350 | se-11-d2-31W-40-2700-2-9005 | Seventies track spotlight | black matt (RAL 9005), front ring black, Ø 90 x 185 mm, 31 W ¦ 2700 K ¦ Ra > 95 ¦ flood 40°, 1-10 V via rotary potentiometer |  | 861.8697
MW010260 | se-11-d2-31W-40-2700-2-9016 | Seventies track spotlight | white matt (RAL 9016), front ring silver, Ø 90 x 185 mm, 31 W ¦ 2700 K ¦ Ra > 95 ¦ flood 40°, 1-10 V via rotary potentiometer |  | 861.8697
MW010620 | se-11-d2-31W-40-2700-4-9005 | Seventies track spotlight | black matt (RAL 9005), front ring black, Ø 90 x 185 mm, 31 W ¦ 2700 K ¦ Ra > 95 ¦ flood 40°, DALI |  | 861.8697
MW010530 | se-11-d2-31W-40-2700-4-9016 | Seventies track spotlight | white matt (RAL 9016), front ring silver, Ø 90 x 185 mm, 31 W ¦ 2700 K ¦ Ra > 95 ¦ flood 40°, DALI |  | 861.8697
MW010890 | se-11-d2-31W-40-2700-9-9005 | Seventies track spotlight | black matt (RAL 9005), front ring black, Ø 90 x 185 mm, 31 W ¦ 2700 K ¦ Ra > 95 ¦ flood 40°, Bluetooth Casambi |  | 1019.4328
MW010800 | se-11-d2-31W-40-2700-9-9016 | Seventies track spotlight | white matt (RAL 9016), front ring silver, Ø 90 x 185 mm, 31 W ¦ 2700 K ¦ Ra > 95 ¦ flood 40°, Bluetooth Casambi |  | 1019.4328
MW010380 | se-11-d2-31W-40-3000-2-9005 | Seventies track spotlight | black matt (RAL 9005), front ring black, Ø 90 x 185 mm, 31 W ¦ 3000 K ¦ Ra > 95 ¦ flood 40°, 1-10 V via rotary potentiometer |  | 861.8697
MW010290 | se-11-d2-31W-40-3000-2-9016 | Seventies track spotlight | white matt (RAL 9016), front ring silver, Ø 90 x 185 mm, 31 W ¦ 3000 K ¦ Ra > 95 ¦ flood 40°, 1-10 V via rotary potentiometer |  | 861.8697
MW010650 | se-11-d2-31W-40-3000-4-9005 | Seventies track spotlight | black matt (RAL 9005), front ring black, Ø 90 x 185 mm, 31 W ¦ 3000 K ¦ Ra > 95 ¦ flood 40°, DALI |  | 861.8697
MW010560 | se-11-d2-31W-40-3000-4-9016 | Seventies track spotlight | white matt (RAL 9016), front ring silver, Ø 90 x 185 mm, 31 W ¦ 3000 K ¦ Ra > 95 ¦ flood 40°, DALI |  | 861.8697
MW010920 | se-11-d2-31W-40-3000-9-9005 | Seventies track spotlight | black matt (RAL 9005), front ring black, Ø 90 x 185 mm, 31 W ¦ 3000 K ¦ Ra > 95 ¦ flood 40°, Bluetooth Casambi |  | 1019.4328
MW010830 | se-11-d2-31W-40-3000-9-9016 | Seventies track spotlight | white matt (RAL 9016), front ring silver, Ø 90 x 185 mm, 31 W ¦ 3000 K ¦ Ra > 95 ¦ flood 40°, Bluetooth Casambi |  | 1019.4328
MW010410 | se-11-d2-31W-40-4000-2-9005 | Seventies track spotlight | black matt (RAL 9005), front ring black, Ø 90 x 185 mm, 31 W ¦ 4000 K ¦ Ra > 95 ¦ flood 40°, 1-10 V via rotary potentiometer |  | 861.8697
MW010320 | se-11-d2-31W-40-4000-2-9016 | Seventies track spotlight | white matt (RAL 9016), front ring silver, Ø 90 x 185 mm, 31 W ¦ 4000 K ¦ Ra > 95 ¦ flood 40°, 1-10 V via rotary potentiometer |  | 861.8697
MW010680 | se-11-d2-31W-40-4000-4-9005 | Seventies track spotlight | black matt (RAL 9005), front ring black, Ø 90 x 185 mm, 31 W ¦ 4000 K ¦ Ra > 95 ¦ flood 40°, DALI |  | 861.8697
MW010590 | se-11-d2-31W-40-4000-4-9016 | Seventies track spotlight | white matt (RAL 9016), front ring silver, Ø 90 x 185 mm, 31 W ¦ 4000 K ¦ Ra > 95 ¦ flood 40°, DALI |  | 861.8697
MW010950 | se-11-d2-31W-40-4000-9-9005 | Seventies track spotlight | black matt (RAL 9005), front ring black, Ø 90 x 185 mm, 31 W ¦ 4000 K ¦ Ra > 95 ¦ flood 40°, Bluetooth Casambi |  | 1019.4328
MW010860 | se-11-d2-31W-40-4000-9-9016 | Seventies track spotlight | white matt (RAL 9016), front ring silver, Ø 90 x 185 mm, 31 W ¦ 4000 K ¦ Ra > 95 ¦ flood 40°, Bluetooth Casambi |  | 1019.4328
MW010351 | se-11-d2-31W-52-2700-2-9005 | Seventies track spotlight | black matt (RAL 9005), front ring black, Ø 90 x 185 mm, 31 W ¦ 2700 K ¦ Ra > 95 ¦ flood 52°, 1-10 V via rotary potentiometer |  | 861.8697
MW010261 | se-11-d2-31W-52-2700-2-9016 | Seventies track spotlight | white matt (RAL 9016), front ring silver, Ø 90 x 185 mm, 31 W ¦ 2700 K ¦ Ra > 95 ¦ flood 52°, 1-10 V via rotary potentiometer |  | 861.8697
MW010621 | se-11-d2-31W-52-2700-4-9005 | Seventies track spotlight | black matt (RAL 9005), front ring black, Ø 90 x 185 mm, 31 W ¦ 2700 K ¦ Ra > 95 ¦ flood 52°, DALI |  | 861.8697
MW010531 | se-11-d2-31W-52-2700-4-9016 | Seventies track spotlight | white matt (RAL 9016), front ring silver, Ø 90 x 185 mm, 31 W ¦ 2700 K ¦ Ra > 95 ¦ flood 52°, DALI |  | 861.8697
MW010891 | se-11-d2-31W-52-2700-9-9005 | Seventies track spotlight | black matt (RAL 9005), front ring black, Ø 90 x 185 mm, 31 W ¦ 2700 K ¦ Ra > 95 ¦ flood 52°, Bluetooth Casambi |  | 1019.4328
MW010801 | se-11-d2-31W-52-2700-9-9016 | Seventies track spotlight | white matt (RAL 9016), front ring silver, Ø 90 x 185 mm, 31 W ¦ 2700 K ¦ Ra > 95 ¦ flood 52°, Bluetooth Casambi |  | 1019.4328
MW010381 | se-11-d2-31W-52-3000-2-9005 | Seventies track spotlight | black matt (RAL 9005), front ring black, Ø 90 x 185 mm, 31 W ¦ 3000 K ¦ Ra > 95 ¦ flood 52°, 1-10 V via rotary potentiometer |  | 861.8697
MW010291 | se-11-d2-31W-52-3000-2-9016 | Seventies track spotlight | white matt (RAL 9016), front ring silver, Ø 90 x 185 mm, 31 W ¦ 3000 K ¦ Ra > 95 ¦ flood 52°, 1-10 V via rotary potentiometer |  | 861.8697
MW010651 | se-11-d2-31W-52-3000-4-9005 | Seventies track spotlight | black matt (RAL 9005), front ring black, Ø 90 x 185 mm, 31 W ¦ 3000 K ¦ Ra > 95 ¦ flood 52°, DALI |  | 861.8697
MW010561 | se-11-d2-31W-52-3000-4-9016 | Seventies track spotlight | white matt (RAL 9016), front ring silver, Ø 90 x 185 mm, 31 W ¦ 3000 K ¦ Ra > 95 ¦ flood 52°, DALI |  | 861.8697
MW010921 | se-11-d2-31W-52-3000-9-9005 | Seventies track spotlight | black matt (RAL 9005), front ring black, Ø 90 x 185 mm, 31 W ¦ 3000 K ¦ Ra > 95 ¦ flood 52°, Bluetooth Casambi |  | 1019.4328
MW010831 | se-11-d2-31W-52-3000-9-9016 | Seventies track spotlight | white matt (RAL 9016), front ring silver, Ø 90 x 185 mm, 31 W ¦ 3000 K ¦ Ra > 95 ¦ flood 52°, Bluetooth Casambi |  | 1019.4328
MW010411 | se-11-d2-31W-52-4000-2-9005 | Seventies track spotlight | black matt (RAL 9005), front ring black, Ø 90 x 185 mm, 31 W ¦ 4000 K ¦ Ra > 95 ¦ flood 52°, 1-10 V via rotary potentiometer |  | 861.8697
MW010321 | se-11-d2-31W-52-4000-2-9016 | Seventies track spotlight | white matt (RAL 9016), front ring silver, Ø 90 x 185 mm, 31 W ¦ 4000 K ¦ Ra > 95 ¦ flood 52°, 1-10 V via rotary potentiometer |  | 861.8697
MW010681 | se-11-d2-31W-52-4000-4-9005 | Seventies track spotlight | black matt (RAL 9005), front ring black, Ø 90 x 185 mm, 31 W ¦ 4000 K ¦ Ra > 95 ¦ flood 52°, DALI |  | 861.8697
MW010591 | se-11-d2-31W-52-4000-4-9016 | Seventies track spotlight | white matt (RAL 9016), front ring silver, Ø 90 x 185 mm, 31 W ¦ 4000 K ¦ Ra > 95 ¦ flood 52°, DALI |  | 861.8697
MW010951 | se-11-d2-31W-52-4000-9-9005 | Seventies track spotlight | black matt (RAL 9005), front ring black, Ø 90 x 185 mm, 31 W ¦ 4000 K ¦ Ra > 95 ¦ flood 52°, Bluetooth Casambi |  | 1019.4328
MW010861 | se-11-d2-31W-52-4000-9-9016 | Seventies track spotlight | white matt (RAL 9016), front ring silver, Ø 90 x 185 mm, 31 W ¦ 4000 K ¦ Ra > 95 ¦ flood 52°, Bluetooth Casambi |  | 1019.4328
MW010353 | se-11-d2-37W-20-2700-2-9005 | Seventies track spotlight | black matt (RAL 9005), front ring black, Ø 90 x 185 mm, 37 W ¦ 2700 K ¦ Ra > 95 ¦ medium 20°, 1-10 V via rotary potentiometer |  | 861.8697
MW010263 | se-11-d2-37W-20-2700-2-9016 | Seventies track spotlight | white matt (RAL 9016), front ring silver, Ø 90 x 185 mm, 37 W ¦ 2700 K ¦ Ra > 95 ¦ medium 20°, 1-10 V via rotary potentiometer |  | 861.8697
MW010623 | se-11-d2-37W-20-2700-4-9005 | Seventies track spotlight | black matt (RAL 9005), front ring black, Ø 90 x 185 mm, 37 W ¦ 2700 K ¦ Ra > 95 ¦ medium 20°, DALI |  | 861.8697
MW010533 | se-11-d2-37W-20-2700-4-9016 | Seventies track spotlight | white matt (RAL 9016), front ring silver, Ø 90 x 185 mm, 37 W ¦ 2700 K ¦ Ra > 95 ¦ medium 20°, DALI |  | 861.8697
MW010893 | se-11-d2-37W-20-2700-9-9005 | Seventies track spotlight | black matt (RAL 9005), front ring black, Ø 90 x 185 mm, 37 W ¦ 2700 K ¦ Ra > 95 ¦ medium 20°, Bluetooth Casambi |  | 1019.4328
MW010803 | se-11-d2-37W-20-2700-9-9016 | Seventies track spotlight | white matt (RAL 9016), front ring silver, Ø 90 x 185 mm, 37 W ¦ 2700 K ¦ Ra > 95 ¦ medium 20°, Bluetooth Casambi |  | 1019.4328
MW010383 | se-11-d2-37W-20-3000-2-9005 | Seventies track spotlight | black matt (RAL 9005), front ring black, Ø 90 x 185 mm, 37 W ¦ 3000 K ¦ Ra > 95 ¦ medium 20°, 1-10 V via rotary potentiometer |  | 861.8697
MW010293 | se-11-d2-37W-20-3000-2-9016 | Seventies track spotlight | white matt (RAL 9016), front ring silver, Ø 90 x 185 mm, 37 W ¦ 3000 K ¦ Ra > 95 ¦ medium 20°, 1-10 V via rotary potentiometer |  | 861.8697
MW010653 | se-11-d2-37W-20-3000-4-9005 | Seventies track spotlight | black matt (RAL 9005), front ring black, Ø 90 x 185 mm, 37 W ¦ 3000 K ¦ Ra > 95 ¦ medium 20°, DALI |  | 861.8697
MW010563 | se-11-d2-37W-20-3000-4-9016 | Seventies track spotlight | white matt (RAL 9016), front ring silver, Ø 90 x 185 mm, 37 W ¦ 3000 K ¦ Ra > 95 ¦ medium 20°, DALI |  | 861.8697
MW010923 | se-11-d2-37W-20-3000-9-9005 | Seventies track spotlight | black matt (RAL 9005), front ring black, Ø 90 x 185 mm, 37 W ¦ 3000 K ¦ Ra > 95 ¦ medium 20°, Bluetooth Casambi |  | 1019.4328
MW010833 | se-11-d2-37W-20-3000-9-9016 | Seventies track spotlight | white matt (RAL 9016), front ring silver, Ø 90 x 185 mm, 37 W ¦ 3000 K ¦ Ra > 95 ¦ medium 20°, Bluetooth Casambi |  | 1019.4328
MW010413 | se-11-d2-37W-20-4000-2-9005 | Seventies track spotlight | black matt (RAL 9005), front ring black, Ø 90 x 185 mm, 37 W ¦ 4000 K ¦ Ra > 95 ¦ medium 20°, 1-10 V via rotary potentiometer |  | 861.8697
MW010323 | se-11-d2-37W-20-4000-2-9016 | Seventies track spotlight | white matt (RAL 9016), front ring silver, Ø 90 x 185 mm, 37 W ¦ 4000 K ¦ Ra > 95 ¦ medium 20°, 1-10 V via rotary potentiometer |  | 861.8697
MW010683 | se-11-d2-37W-20-4000-4-9005 | Seventies track spotlight | black matt (RAL 9005), front ring black, Ø 90 x 185 mm, 37 W ¦ 4000 K ¦ Ra > 95 ¦ medium 20°, DALI |  | 861.8697
MW010593 | se-11-d2-37W-20-4000-4-9016 | Seventies track spotlight | white matt (RAL 9016), front ring silver, Ø 90 x 185 mm, 37 W ¦ 4000 K ¦ Ra > 95 ¦ medium 20°, DALI |  | 861.8697
MW010953 | se-11-d2-37W-20-4000-9-9005 | Seventies track spotlight | black matt (RAL 9005), front ring black, Ø 90 x 185 mm, 37 W ¦ 4000 K ¦ Ra > 95 ¦ medium 20°, Bluetooth Casambi |  | 1019.4328
MW010863 | se-11-d2-37W-20-4000-9-9016 | Seventies track spotlight | white matt (RAL 9016), front ring silver, Ø 90 x 185 mm, 37 W ¦ 4000 K ¦ Ra > 95 ¦ medium 20°, Bluetooth Casambi |  | 1019.4328
MW010355 | se-11-d2-37W-30-2700-2-9005 | Seventies track spotlight | black matt (RAL 9005), front ring black, Ø 90 x 185 mm, 37 W ¦ 2700 K ¦ Ra > 95 ¦ flood 30°, 1-10 V via rotary potentiometer |  | 861.8697
MW010265 | se-11-d2-37W-30-2700-2-9016 | Seventies track spotlight | white matt (RAL 9016), front ring silver, Ø 90 x 185 mm, 37 W ¦ 2700 K ¦ Ra > 95 ¦ flood 30°, 1-10 V via rotary potentiometer |  | 861.8697
MW010625 | se-11-d2-37W-30-2700-4-9005 | Seventies track spotlight | black matt (RAL 9005), front ring black, Ø 90 x 185 mm, 37 W ¦ 2700 K ¦ Ra > 95 ¦ flood 30°, DALI |  | 861.8697
MW010535 | se-11-d2-37W-30-2700-4-9016 | Seventies track spotlight | white matt (RAL 9016), front ring silver, Ø 90 x 185 mm, 37 W ¦ 2700 K ¦ Ra > 95 ¦ flood 30°, DALI |  | 861.8697
MW010895 | se-11-d2-37W-30-2700-9-9005 | Seventies track spotlight | black matt (RAL 9005), front ring black, Ø 90 x 185 mm, 37 W ¦ 2700 K ¦ Ra > 95 ¦ flood 30°, Bluetooth Casambi |  | 1019.4328
MW010805 | se-11-d2-37W-30-2700-9-9016 | Seventies track spotlight | white matt (RAL 9016), front ring silver, Ø 90 x 185 mm, 37 W ¦ 2700 K ¦ Ra > 95 ¦ flood 30°, Bluetooth Casambi |  | 1019.4328
MW010385 | se-11-d2-37W-30-3000-2-9005 | Seventies track spotlight | black matt (RAL 9005), front ring black, Ø 90 x 185 mm, 37 W ¦ 3000 K ¦ Ra > 95 ¦ flood 30°, 1-10 V via rotary potentiometer |  | 861.8697
MW010295 | se-11-d2-37W-30-3000-2-9016 | Seventies track spotlight | white matt (RAL 9016), front ring silver, Ø 90 x 185 mm, 37 W ¦ 3000 K ¦ Ra > 95 ¦ flood 30°, 1-10 V via rotary potentiometer |  | 861.8697
MW010655 | se-11-d2-37W-30-3000-4-9005 | Seventies track spotlight | black matt (RAL 9005), front ring black, Ø 90 x 185 mm, 37 W ¦ 3000 K ¦ Ra > 95 ¦ flood 30°, DALI |  | 861.8697
MW010565 | se-11-d2-37W-30-3000-4-9016 | Seventies track spotlight | white matt (RAL 9016), front ring silver, Ø 90 x 185 mm, 37 W ¦ 3000 K ¦ Ra > 95 ¦ flood 30°, DALI |  | 861.8697
MW010925 | se-11-d2-37W-30-3000-9-9005 | Seventies track spotlight | black matt (RAL 9005), front ring black, Ø 90 x 185 mm, 37 W ¦ 3000 K ¦ Ra > 95 ¦ flood 30°, Bluetooth Casambi |  | 1019.4328
MW010835 | se-11-d2-37W-30-3000-9-9016 | Seventies track spotlight | white matt (RAL 9016), front ring silver, Ø 90 x 185 mm, 37 W ¦ 3000 K ¦ Ra > 95 ¦ flood 30°, Bluetooth Casambi |  | 1019.4328
MW010415 | se-11-d2-37W-30-4000-2-9005 | Seventies track spotlight | black matt (RAL 9005), front ring black, Ø 90 x 185 mm, 37 W ¦ 4000 K ¦ Ra > 95 ¦ flood 30°, 1-10 V via rotary potentiometer |  | 861.8697
MW010325 | se-11-d2-37W-30-4000-2-9016 | Seventies track spotlight | white matt (RAL 9016), front ring silver, Ø 90 x 185 mm, 37 W ¦ 4000 K ¦ Ra > 95 ¦ flood 30°, 1-10 V via rotary potentiometer |  | 861.8697
MW010685 | se-11-d2-37W-30-4000-4-9005 | Seventies track spotlight | black matt (RAL 9005), front ring black, Ø 90 x 185 mm, 37 W ¦ 4000 K ¦ Ra > 95 ¦ flood 30°, DALI |  | 861.8697
MW010595 | se-11-d2-37W-30-4000-4-9016 | Seventies track spotlight | white matt (RAL 9016), front ring silver, Ø 90 x 185 mm, 37 W ¦ 4000 K ¦ Ra > 95 ¦ flood 30°, DALI |  | 861.8697
MW010955 | se-11-d2-37W-30-4000-9-9005 | Seventies track spotlight | black matt (RAL 9005), front ring black, Ø 90 x 185 mm, 37 W ¦ 4000 K ¦ Ra > 95 ¦ flood 30°, Bluetooth Casambi |  | 1019.4328
MW010865 | se-11-d2-37W-30-4000-9-9016 | Seventies track spotlight | white matt (RAL 9016), front ring silver, Ø 90 x 185 mm, 37 W ¦ 4000 K ¦ Ra > 95 ¦ flood 30°, Bluetooth Casambi |  | 1019.4328
MW010356 | se-11-d2-37W-40-2700-2-9005 | Seventies track spotlight | black matt (RAL 9005), front ring black, Ø 90 x 185 mm, 37 W ¦ 2700 K ¦ Ra > 95 ¦ flood 40°, 1-10 V via rotary potentiometer |  | 861.8697
MW010266 | se-11-d2-37W-40-2700-2-9016 | Seventies track spotlight | white matt (RAL 9016), front ring silver, Ø 90 x 185 mm, 37 W ¦ 2700 K ¦ Ra > 95 ¦ flood 40°, 1-10 V via rotary potentiometer |  | 861.8697
MW010626 | se-11-d2-37W-40-2700-4-9005 | Seventies track spotlight | black matt (RAL 9005), front ring black, Ø 90 x 185 mm, 37 W ¦ 2700 K ¦ Ra > 95 ¦ flood 40°, DALI |  | 861.8697
MW010536 | se-11-d2-37W-40-2700-4-9016 | Seventies track spotlight | white matt (RAL 9016), front ring silver, Ø 90 x 185 mm, 37 W ¦ 2700 K ¦ Ra > 95 ¦ flood 40°, DALI |  | 861.8697
MW010896 | se-11-d2-37W-40-2700-9-9005 | Seventies track spotlight | black matt (RAL 9005), front ring black, Ø 90 x 185 mm, 37 W ¦ 2700 K ¦ Ra > 95 ¦ flood 40°, Bluetooth Casambi |  | 1019.4328
MW010806 | se-11-d2-37W-40-2700-9-9016 | Seventies track spotlight | white matt (RAL 9016), front ring silver, Ø 90 x 185 mm, 37 W ¦ 2700 K ¦ Ra > 95 ¦ flood 40°, Bluetooth Casambi |  | 1019.4328
MW010386 | se-11-d2-37W-40-3000-2-9005 | Seventies track spotlight | black matt (RAL 9005), front ring black, Ø 90 x 185 mm, 37 W ¦ 3000 K ¦ Ra > 95 ¦ flood 40°, 1-10 V via rotary potentiometer |  | 861.8697
MW010296 | se-11-d2-37W-40-3000-2-9016 | Seventies track spotlight | white matt (RAL 9016), front ring silver, Ø 90 x 185 mm, 37 W ¦ 3000 K ¦ Ra > 95 ¦ flood 40°, 1-10 V via rotary potentiometer |  | 861.8697
MW010656 | se-11-d2-37W-40-3000-4-9005 | Seventies track spotlight | black matt (RAL 9005), front ring black, Ø 90 x 185 mm, 37 W ¦ 3000 K ¦ Ra > 95 ¦ flood 40°, DALI |  | 861.8697
MW010566 | se-11-d2-37W-40-3000-4-9016 | Seventies track spotlight | white matt (RAL 9016), front ring silver, Ø 90 x 185 mm, 37 W ¦ 3000 K ¦ Ra > 95 ¦ flood 40°, DALI |  | 861.8697
MW010926 | se-11-d2-37W-40-3000-9-9005 | Seventies track spotlight | black matt (RAL 9005), front ring black, Ø 90 x 185 mm, 37 W ¦ 3000 K ¦ Ra > 95 ¦ flood 40°, Bluetooth Casambi |  | 1019.4328
MW010836 | se-11-d2-37W-40-3000-9-9016 | Seventies track spotlight | white matt (RAL 9016), front ring silver, Ø 90 x 185 mm, 37 W ¦ 3000 K ¦ Ra > 95 ¦ flood 40°, Bluetooth Casambi |  | 1019.4328
MW010416 | se-11-d2-37W-40-4000-2-9005 | Seventies track spotlight | black matt (RAL 9005), front ring black, Ø 90 x 185 mm, 37 W ¦ 4000 K ¦ Ra > 95 ¦ flood 40°, 1-10 V via rotary potentiometer |  | 861.8697
MW010326 | se-11-d2-37W-40-4000-2-9016 | Seventies track spotlight | white matt (RAL 9016), front ring silver, Ø 90 x 185 mm, 37 W ¦ 4000 K ¦ Ra > 95 ¦ flood 40°, 1-10 V via rotary potentiometer |  | 861.8697
MW010686 | se-11-d2-37W-40-4000-4-9005 | Seventies track spotlight | black matt (RAL 9005), front ring black, Ø 90 x 185 mm, 37 W ¦ 4000 K ¦ Ra > 95 ¦ flood 40°, DALI |  | 861.8697
MW010596 | se-11-d2-37W-40-4000-4-9016 | Seventies track spotlight | white matt (RAL 9016), front ring silver, Ø 90 x 185 mm, 37 W ¦ 4000 K ¦ Ra > 95 ¦ flood 40°, DALI |  | 861.8697
MW010956 | se-11-d2-37W-40-4000-9-9005 | Seventies track spotlight | black matt (RAL 9005), front ring black, Ø 90 x 185 mm, 37 W ¦ 4000 K ¦ Ra > 95 ¦ flood 40°, Bluetooth Casambi |  | 1019.4328
MW010866 | se-11-d2-37W-40-4000-9-9016 | Seventies track spotlight | white matt (RAL 9016), front ring silver, Ø 90 x 185 mm, 37 W ¦ 4000 K ¦ Ra > 95 ¦ flood 40°, Bluetooth Casambi |  | 1019.4328
MW010357 | se-11-d2-37W-52-2700-2-9005 | Seventies track spotlight | black matt (RAL 9005), front ring black, Ø 90 x 185 mm, 37 W ¦ 2700 K ¦ Ra > 95 ¦ flood 52°, 1-10 V via rotary potentiometer |  | 861.8697
MW010267 | se-11-d2-37W-52-2700-2-9016 | Seventies track spotlight | white matt (RAL 9016), front ring silver, Ø 90 x 185 mm, 37 W ¦ 2700 K ¦ Ra > 95 ¦ flood 52°, 1-10 V via rotary potentiometer |  | 861.8697
MW010627 | se-11-d2-37W-52-2700-4-9005 | Seventies track spotlight | black matt (RAL 9005), front ring black, Ø 90 x 185 mm, 37 W ¦ 2700 K ¦ Ra > 95 ¦ flood 52°, DALI |  | 861.8697
MW010537 | se-11-d2-37W-52-2700-4-9016 | Seventies track spotlight | white matt (RAL 9016), front ring silver, Ø 90 x 185 mm, 37 W ¦ 2700 K ¦ Ra > 95 ¦ flood 52°, DALI |  | 861.8697
MW010897 | se-11-d2-37W-52-2700-9-9005 | Seventies track spotlight | black matt (RAL 9005), front ring black, Ø 90 x 185 mm, 37 W ¦ 2700 K ¦ Ra > 95 ¦ flood 52°, Bluetooth Casambi |  | 1019.4328
MW010807 | se-11-d2-37W-52-2700-9-9016 | Seventies track spotlight | white matt (RAL 9016), front ring silver, Ø 90 x 185 mm, 37 W ¦ 2700 K ¦ Ra > 95 ¦ flood 52°, Bluetooth Casambi |  | 1019.4328
MW010387 | se-11-d2-37W-52-3000-2-9005 | Seventies track spotlight | black matt (RAL 9005), front ring black, Ø 90 x 185 mm, 37 W ¦ 3000 K ¦ Ra > 95 ¦ flood 52°, 1-10 V via rotary potentiometer |  | 861.8697
MW010297 | se-11-d2-37W-52-3000-2-9016 | Seventies track spotlight | white matt (RAL 9016), front ring silver, Ø 90 x 185 mm, 37 W ¦ 3000 K ¦ Ra > 95 ¦ flood 52°, 1-10 V via rotary potentiometer |  | 861.8697
MW010657 | se-11-d2-37W-52-3000-4-9005 | Seventies track spotlight | black matt (RAL 9005), front ring black, Ø 90 x 185 mm, 37 W ¦ 3000 K ¦ Ra > 95 ¦ flood 52°, DALI |  | 861.8697
MW010567 | se-11-d2-37W-52-3000-4-9016 | Seventies track spotlight | white matt (RAL 9016), front ring silver, Ø 90 x 185 mm, 37 W ¦ 3000 K ¦ Ra > 95 ¦ flood 52°, DALI |  | 861.8697
MW010927 | se-11-d2-37W-52-3000-9-9005 | Seventies track spotlight | black matt (RAL 9005), front ring black, Ø 90 x 185 mm, 37 W ¦ 3000 K ¦ Ra > 95 ¦ flood 52°, Bluetooth Casambi |  | 1019.4328
MW010837 | se-11-d2-37W-52-3000-9-9016 | Seventies track spotlight | white matt (RAL 9016), front ring silver, Ø 90 x 185 mm, 37 W ¦ 3000 K ¦ Ra > 95 ¦ flood 52°, Bluetooth Casambi |  | 1019.4328
MW010417 | se-11-d2-37W-52-4000-2-9005 | Seventies track spotlight | black matt (RAL 9005), front ring black, Ø 90 x 185 mm, 37 W ¦ 4000 K ¦ Ra > 95 ¦ flood 52°, 1-10 V via rotary potentiometer |  | 861.8697
MW010327 | se-11-d2-37W-52-4000-2-9016 | Seventies track spotlight | white matt (RAL 9016), front ring silver, Ø 90 x 185 mm, 37 W ¦ 4000 K ¦ Ra > 95 ¦ flood 52°, 1-10 V via rotary potentiometer |  | 861.8697
MW010687 | se-11-d2-37W-52-4000-4-9005 | Seventies track spotlight | black matt (RAL 9005), front ring black, Ø 90 x 185 mm, 37 W ¦ 4000 K ¦ Ra > 95 ¦ flood 52°, DALI |  | 861.8697
MW010597 | se-11-d2-37W-52-4000-4-9016 | Seventies track spotlight | white matt (RAL 9016), front ring silver, Ø 90 x 185 mm, 37 W ¦ 4000 K ¦ Ra > 95 ¦ flood 52°, DALI |  | 861.8697
MW010957 | se-11-d2-37W-52-4000-9-9005 | Seventies track spotlight | black matt (RAL 9005), front ring black, Ø 90 x 185 mm, 37 W ¦ 4000 K ¦ Ra > 95 ¦ flood 52°, Bluetooth Casambi |  | 1019.4328
MW010867 | se-11-d2-37W-52-4000-9-9016 | Seventies track spotlight | white matt (RAL 9016), front ring silver, Ø 90 x 185 mm, 37 W ¦ 4000 K ¦ Ra > 95 ¦ flood 52°, Bluetooth Casambi |  | 1019.4328
MW012394 | se-12-d1-26W-11-2700-4-9005 | Seventies track spotlight | black matt (RAL 9005), front ring black, Ø 90 x 103 mm, 26 W ¦ 2700 K ¦ Ra > 95 ¦ spot 11°, DALI |  | 750
MW019575 | se-12-d1-26W-11-2700-4-9005-in | Seventies track spotlight | black matt (RAL 9005), front ring black, Ø 90 x 103 mm, 26 W ¦ 2700 K ¦ Ra > 95 ¦ spot 11°, DALI, including fully integrated adapter black |  | 904.4062
MW012331 | se-12-d1-26W-11-2700-4-9016 | Seventies track spotlight | white matt (RAL 9016), front ring silver, Ø 90 x 103 mm, 26 W ¦ 2700 K ¦ Ra > 95 ¦ spot 11°, DALI |  | 750
MW019569 | se-12-d1-26W-11-2700-4-9016-in | Seventies track spotlight | white matt (RAL 9016), front ring silver, Ø 90 x 103 mm, 26 W ¦ 2700 K ¦ Ra > 95 ¦ spot 11°, DALI, including fully integrated adapter white |  | 904.4062
MW012583 | se-12-d1-26W-11-2700-9-9005 | Seventies track spotlight | black matt (RAL 9005), front ring black, Ø 90 x 103 mm, 26 W ¦ 2700 K ¦ Ra > 95 ¦ spot 11°, Bluetooth Casambi |  | 828.7815
MW012520 | se-12-d1-26W-11-2700-9-9016 | Seventies track spotlight | white matt (RAL 9016), front ring silver, Ø 90 x 103 mm, 26 W ¦ 2700 K ¦ Ra > 95 ¦ spot 11°, Bluetooth Casambi |  | 828.7815
MW012415 | se-12-d1-26W-11-3000-4-9005 | Seventies track spotlight | black matt (RAL 9005), front ring black, Ø 90 x 103 mm, 26 W ¦ 3000 K ¦ Ra > 95 ¦ spot 11°, DALI |  | 750
MW019577 | se-12-d1-26W-11-3000-4-9005-in | Seventies track spotlight | black matt (RAL 9005), front ring black, Ø 90 x 103 mm, 26 W ¦ 3000 K ¦ Ra > 95 ¦ spot 11°, DALI, including fully integrated adapter black |  | 904.4062
MW012352 | se-12-d1-26W-11-3000-4-9016 | Seventies track spotlight | white matt (RAL 9016), front ring silver, Ø 90 x 103 mm, 26 W ¦ 3000 K ¦ Ra > 95 ¦ spot 11°, DALI |  | 750
MW019571 | se-12-d1-26W-11-3000-4-9016-in | Seventies track spotlight | white matt (RAL 9016), front ring silver, Ø 90 x 103 mm, 26 W ¦ 3000 K ¦ Ra > 95 ¦ spot 11°, DALI, including fully integrated adapter white |  | 904.4062
MW012604 | se-12-d1-26W-11-3000-9-9005 | Seventies track spotlight | black matt (RAL 9005), front ring black, Ø 90 x 103 mm, 26 W ¦ 3000 K ¦ Ra > 95 ¦ spot 11°, Bluetooth Casambi |  | 828.7815
MW012541 | se-12-d1-26W-11-3000-9-9016 | Seventies track spotlight | white matt (RAL 9016), front ring silver, Ø 90 x 103 mm, 26 W ¦ 3000 K ¦ Ra > 95 ¦ spot 11°, Bluetooth Casambi |  | 828.7815
MW012436 | se-12-d1-26W-11-4000-4-9005 | Seventies track spotlight | black matt (RAL 9005), front ring black, Ø 90 x 103 mm, 26 W ¦ 4000 K ¦ Ra > 95 ¦ spot 11°, DALI |  | 750
MW019579 | se-12-d1-26W-11-4000-4-9005-in | Seventies track spotlight | black matt (RAL 9005), front ring black, Ø 90 x 103 mm, 26 W ¦ 4000 K ¦ Ra > 95 ¦ spot 11°, DALI, including fully integrated adapter black |  | 904.4062
MW012373 | se-12-d1-26W-11-4000-4-9016 | Seventies track spotlight | white matt (RAL 9016), front ring silver, Ø 90 x 103 mm, 26 W ¦ 4000 K ¦ Ra > 95 ¦ spot 11°, DALI |  | 750
MW019573 | se-12-d1-26W-11-4000-4-9016-in | Seventies track spotlight | white matt (RAL 9016), front ring silver, Ø 90 x 103 mm, 26 W ¦ 4000 K ¦ Ra > 95 ¦ spot 11°, DALI, including fully integrated adapter white |  | 904.4062
MW012625 | se-12-d1-26W-11-4000-9-9005 | Seventies track spotlight | black matt (RAL 9005), front ring black, Ø 90 x 103 mm, 26 W ¦ 4000 K ¦ Ra > 95 ¦ spot 11°, Bluetooth Casambi |  | 828.7815
MW012562 | se-12-d1-26W-11-4000-9-9016 | Seventies track spotlight | white matt (RAL 9016), front ring silver, Ø 90 x 103 mm, 26 W ¦ 4000 K ¦ Ra > 95 ¦ spot 11°, Bluetooth Casambi |  | 828.7815
MW012395 | se-12-d1-26W-13-2700-4-9005 | Seventies track spotlight | black matt (RAL 9005), front ring black, Ø 90 x 103 mm, 26 W ¦ 2700 K ¦ Ra > 95 ¦ spot 13°, DALI |  | 750
MW019576 | se-12-d1-26W-13-2700-4-9005-in | Seventies track spotlight | black matt (RAL 9005), front ring black, Ø 90 x 103 mm, 26 W ¦ 2700 K ¦ Ra > 95 ¦ spot 13°, DALI, including fully integrated adapter black |  | 904.4062
MW012332 | se-12-d1-26W-13-2700-4-9016 | Seventies track spotlight | white matt (RAL 9016), front ring silver, Ø 90 x 103 mm, 26 W ¦ 2700 K ¦ Ra > 95 ¦ spot 13°, DALI |  | 750
MW019570 | se-12-d1-26W-13-2700-4-9016-in | Seventies track spotlight | white matt (RAL 9016), front ring silver, Ø 90 x 103 mm, 26 W ¦ 2700 K ¦ Ra > 95 ¦ spot 13°, DALI, including fully integrated adapter white |  | 904.4062
MW012584 | se-12-d1-26W-13-2700-9-9005 | Seventies track spotlight | black matt (RAL 9005), front ring black, Ø 90 x 103 mm, 26 W ¦ 2700 K ¦ Ra > 95 ¦ spot 13°, Bluetooth Casambi |  | 828.7815
MW012521 | se-12-d1-26W-13-2700-9-9016 | Seventies track spotlight | white matt (RAL 9016), front ring silver, Ø 90 x 103 mm, 26 W ¦ 2700 K ¦ Ra > 95 ¦ spot 13°, Bluetooth Casambi |  | 828.7815
MW012416 | se-12-d1-26W-13-3000-4-9005 | Seventies track spotlight | black matt (RAL 9005), front ring black, Ø 90 x 103 mm, 26 W ¦ 3000 K ¦ Ra > 95 ¦ spot 13°, DALI |  | 750
MW019578 | se-12-d1-26W-13-3000-4-9005-in | Seventies track spotlight | black matt (RAL 9005), front ring black, Ø 90 x 103 mm, 26 W ¦ 3000 K ¦ Ra > 95 ¦ spot 13°, DALI, including fully integrated adapter black |  | 904.4062
MW012353 | se-12-d1-26W-13-3000-4-9016 | Seventies track spotlight | white matt (RAL 9016), front ring silver, Ø 90 x 103 mm, 26 W ¦ 3000 K ¦ Ra > 95 ¦ spot 13°, DALI |  | 750
MW019572 | se-12-d1-26W-13-3000-4-9016-in | Seventies track spotlight | white matt (RAL 9016), front ring silver, Ø 90 x 103 mm, 26 W ¦ 3000 K ¦ Ra > 95 ¦ spot 13°, DALI, including fully integrated adapter white |  | 904.4062
MW012605 | se-12-d1-26W-13-3000-9-9005 | Seventies track spotlight | black matt (RAL 9005), front ring black, Ø 90 x 103 mm, 26 W ¦ 3000 K ¦ Ra > 95 ¦ spot 13°, Bluetooth Casambi |  | 828.7815
MW012542 | se-12-d1-26W-13-3000-9-9016 | Seventies track spotlight | white matt (RAL 9016), front ring silver, Ø 90 x 103 mm, 26 W ¦ 3000 K ¦ Ra > 95 ¦ spot 13°, Bluetooth Casambi |  | 828.7815
MW012437 | se-12-d1-26W-13-4000-4-9005 | Seventies track spotlight | black matt (RAL 9005), front ring black, Ø 90 x 103 mm, 26 W ¦ 4000 K ¦ Ra > 95 ¦ spot 13°, DALI |  | 750
MW019580 | se-12-d1-26W-13-4000-4-9005-in | Seventies track spotlight | black matt (RAL 9005), front ring black, Ø 90 x 103 mm, 26 W ¦ 4000 K ¦ Ra > 95 ¦ spot 13°, DALI, including fully integrated adapter black |  | 904.4062
MW012374 | se-12-d1-26W-13-4000-4-9016 | Seventies track spotlight | white matt (RAL 9016), front ring silver, Ø 90 x 103 mm, 26 W ¦ 4000 K ¦ Ra > 95 ¦ spot 13°, DALI |  | 750
MW019574 | se-12-d1-26W-13-4000-4-9016-in | Seventies track spotlight | white matt (RAL 9016), front ring silver, Ø 90 x 103 mm, 26 W ¦ 4000 K ¦ Ra > 95 ¦ spot 13°, DALI, including fully integrated adapter white |  | 904.4062
MW012626 | se-12-d1-26W-13-4000-9-9005 | Seventies track spotlight | black matt (RAL 9005), front ring black, Ø 90 x 103 mm, 26 W ¦ 4000 K ¦ Ra > 95 ¦ spot 13°, Bluetooth Casambi |  | 828.7815
MW012563 | se-12-d1-26W-13-4000-9-9016 | Seventies track spotlight | white matt (RAL 9016), front ring silver, Ø 90 x 103 mm, 26 W ¦ 4000 K ¦ Ra > 95 ¦ spot 13°, Bluetooth Casambi |  | 828.7815
MW019593 | se-12-d2-24W-20-2700-4-9005 | Seventies track spotlight | black matt (RAL 9005), front ring black, Ø 90 x 103 mm, 24 W ¦ 2700 K ¦ Ra > 95 ¦ medium 20°, DALI |  | 750
MW019641 | se-12-d2-24W-20-2700-4-9005-in | Seventies track spotlight | black matt (RAL 9005), front ring black, Ø 90 x 103 mm, 24 W ¦ 2700 K ¦ Ra > 95 ¦ medium 20°, DALI, including fully integrated adapter black |  | 904.4062
MW019581 | se-12-d2-24W-20-2700-4-9016 | Seventies track spotlight | white matt (RAL 9016), front ring silver, Ø 90 x 103 mm, 24 W ¦ 2700 K ¦ Ra > 95 ¦ medium 20°, DALI |  | 750
MW019629 | se-12-d2-24W-20-2700-4-9016-in | Seventies track spotlight | white matt (RAL 9016), front ring silver, Ø 90 x 103 mm, 24 W ¦ 2700 K ¦ Ra > 95 ¦ medium 20°, DALI, including fully integrated adapter white |  | 904.4062
MW019617 | se-12-d2-24W-20-2700-9-9005 | Seventies track spotlight | black matt (RAL 9005), front ring black, Ø 90 x 103 mm, 24 W ¦ 2700 K ¦ Ra > 95 ¦ medium 20°, Bluetooth Casambi |  | 828.7815
MW019605 | se-12-d2-24W-20-2700-9-9016 | Seventies track spotlight | white matt (RAL 9016), front ring silver, Ø 90 x 103 mm, 24 W ¦ 2700 K ¦ Ra > 95 ¦ medium 20°, Bluetooth Casambi |  | 828.7815
MW019597 | se-12-d2-24W-20-3000-4-9005 | Seventies track spotlight | black matt (RAL 9005), front ring black, Ø 90 x 103 mm, 24 W ¦ 3000 K ¦ Ra > 95 ¦ medium 20°, DALI |  | 750
MW019645 | se-12-d2-24W-20-3000-4-9005-in | Seventies track spotlight | black matt (RAL 9005), front ring black, Ø 90 x 103 mm, 24 W ¦ 3000 K ¦ Ra > 95 ¦ medium 20°, DALI, including fully integrated adapter black |  | 904.4062
MW019585 | se-12-d2-24W-20-3000-4-9016 | Seventies track spotlight | white matt (RAL 9016), front ring silver, Ø 90 x 103 mm, 24 W ¦ 3000 K ¦ Ra > 95 ¦ medium 20°, DALI |  | 750
MW019633 | se-12-d2-24W-20-3000-4-9016-in | Seventies track spotlight | white matt (RAL 9016), front ring silver, Ø 90 x 103 mm, 24 W ¦ 3000 K ¦ Ra > 95 ¦ medium 20°, DALI, including fully integrated adapter white |  | 904.4062
MW019621 | se-12-d2-24W-20-3000-9-9005 | Seventies track spotlight | black matt (RAL 9005), front ring black, Ø 90 x 103 mm, 24 W ¦ 3000 K ¦ Ra > 95 ¦ medium 20°, Bluetooth Casambi |  | 828.7815
MW019609 | se-12-d2-24W-20-3000-9-9016 | Seventies track spotlight | white matt (RAL 9016), front ring silver, Ø 90 x 103 mm, 24 W ¦ 3000 K ¦ Ra > 95 ¦ medium 20°, Bluetooth Casambi |  | 828.7815
MW019601 | se-12-d2-24W-20-4000-4-9005 | Seventies track spotlight | black matt (RAL 9005), front ring black, Ø 90 x 103 mm, 24 W ¦ 4000 K ¦ Ra > 95 ¦ medium 20°, DALI |  | 750
MW019649 | se-12-d2-24W-20-4000-4-9005-in | Seventies track spotlight | black matt (RAL 9005), front ring black, Ø 90 x 103 mm, 24 W ¦ 4000 K ¦ Ra > 95 ¦ medium 20°, DALI, including fully integrated adapter black |  | 904.4062
MW019589 | se-12-d2-24W-20-4000-4-9016 | Seventies track spotlight | white matt (RAL 9016), front ring silver, Ø 90 x 103 mm, 24 W ¦ 4000 K ¦ Ra > 95 ¦ medium 20°, DALI |  | 750
MW019637 | se-12-d2-24W-20-4000-4-9016-in | Seventies track spotlight | white matt (RAL 9016), front ring silver, Ø 90 x 103 mm, 24 W ¦ 4000 K ¦ Ra > 95 ¦ medium 20°, DALI, including fully integrated adapter white |  | 904.4062
MW019625 | se-12-d2-24W-20-4000-9-9005 | Seventies track spotlight | black matt (RAL 9005), front ring black, Ø 90 x 103 mm, 24 W ¦ 4000 K ¦ Ra > 95 ¦ medium 20°, Bluetooth Casambi |  | 828.7815
MW019613 | se-12-d2-24W-20-4000-9-9016 | Seventies track spotlight | white matt (RAL 9016), front ring silver, Ø 90 x 103 mm, 24 W ¦ 4000 K ¦ Ra > 95 ¦ medium 20°, Bluetooth Casambi |  | 828.7815
MW019594 | se-12-d2-24W-30-2700-4-9005 | Seventies track spotlight | black matt (RAL 9005), front ring black, Ø 90 x 103 mm, 24 W ¦ 2700 K ¦ Ra > 95 ¦ flood 30°, DALI |  | 750
MW019642 | se-12-d2-24W-30-2700-4-9005-in | Seventies track spotlight | black matt (RAL 9005), front ring black, Ø 90 x 103 mm, 24 W ¦ 2700 K ¦ Ra > 95 ¦ flood 30°, DALI, including fully integrated adapter black |  | 904.4062
MW019582 | se-12-d2-24W-30-2700-4-9016 | Seventies track spotlight | white matt (RAL 9016), front ring silver, Ø 90 x 103 mm, 24 W ¦ 2700 K ¦ Ra > 95 ¦ flood 30°, DALI |  | 750
MW019630 | se-12-d2-24W-30-2700-4-9016-in | Seventies track spotlight | white matt (RAL 9016), front ring silver, Ø 90 x 103 mm, 24 W ¦ 2700 K ¦ Ra > 95 ¦ flood 30°, DALI, including fully integrated adapter white |  | 904.4062
MW019618 | se-12-d2-24W-30-2700-9-9005 | Seventies track spotlight | black matt (RAL 9005), front ring black, Ø 90 x 103 mm, 24 W ¦ 2700 K ¦ Ra > 95 ¦ flood 30°, Bluetooth Casambi |  | 828.7815
MW019606 | se-12-d2-24W-30-2700-9-9016 | Seventies track spotlight | white matt (RAL 9016), front ring silver, Ø 90 x 103 mm, 24 W ¦ 2700 K ¦ Ra > 95 ¦ flood 30°, Bluetooth Casambi |  | 828.7815
MW019598 | se-12-d2-24W-30-3000-4-9005 | Seventies track spotlight | black matt (RAL 9005), front ring black, Ø 90 x 103 mm, 24 W ¦ 3000 K ¦ Ra > 95 ¦ flood 30°, DALI |  | 750
MW019646 | se-12-d2-24W-30-3000-4-9005-in | Seventies track spotlight | black matt (RAL 9005), front ring black, Ø 90 x 103 mm, 24 W ¦ 3000 K ¦ Ra > 95 ¦ flood 30°, DALI, including fully integrated adapter black |  | 904.4062
MW019586 | se-12-d2-24W-30-3000-4-9016 | Seventies track spotlight | white matt (RAL 9016), front ring silver, Ø 90 x 103 mm, 24 W ¦ 3000 K ¦ Ra > 95 ¦ flood 30°, DALI |  | 750
MW019634 | se-12-d2-24W-30-3000-4-9016-in | Seventies track spotlight | white matt (RAL 9016), front ring silver, Ø 90 x 103 mm, 24 W ¦ 3000 K ¦ Ra > 95 ¦ flood 30°, DALI, including fully integrated adapter white |  | 904.4062
MW019622 | se-12-d2-24W-30-3000-9-9005 | Seventies track spotlight | black matt (RAL 9005), front ring black, Ø 90 x 103 mm, 24 W ¦ 3000 K ¦ Ra > 95 ¦ flood 30°, Bluetooth Casambi |  | 828.7815
MW019610 | se-12-d2-24W-30-3000-9-9016 | Seventies track spotlight | white matt (RAL 9016), front ring silver, Ø 90 x 103 mm, 24 W ¦ 3000 K ¦ Ra > 95 ¦ flood 30°, Bluetooth Casambi |  | 828.7815
MW019602 | se-12-d2-24W-30-4000-4-9005 | Seventies track spotlight | black matt (RAL 9005), front ring black, Ø 90 x 103 mm, 24 W ¦ 4000 K ¦ Ra > 95 ¦ flood 30°, DALI |  | 750
MW019650 | se-12-d2-24W-30-4000-4-9005-in | Seventies track spotlight | black matt (RAL 9005), front ring black, Ø 90 x 103 mm, 24 W ¦ 4000 K ¦ Ra > 95 ¦ flood 30°, DALI, including fully integrated adapter black |  | 904.4062
MW019590 | se-12-d2-24W-30-4000-4-9016 | Seventies track spotlight | white matt (RAL 9016), front ring silver, Ø 90 x 103 mm, 24 W ¦ 4000 K ¦ Ra > 95 ¦ flood 30°, DALI |  | 750
MW019638 | se-12-d2-24W-30-4000-4-9016-in | Seventies track spotlight | white matt (RAL 9016), front ring silver, Ø 90 x 103 mm, 24 W ¦ 4000 K ¦ Ra > 95 ¦ flood 30°, DALI, including fully integrated adapter white |  | 904.4062
MW019626 | se-12-d2-24W-30-4000-9-9005 | Seventies track spotlight | black matt (RAL 9005), front ring black, Ø 90 x 103 mm, 24 W ¦ 4000 K ¦ Ra > 95 ¦ flood 30°, Bluetooth Casambi |  | 828.7815
MW019614 | se-12-d2-24W-30-4000-9-9016 | Seventies track spotlight | white matt (RAL 9016), front ring silver, Ø 90 x 103 mm, 24 W ¦ 4000 K ¦ Ra > 95 ¦ flood 30°, Bluetooth Casambi |  | 828.7815
MW019595 | se-12-d2-24W-40-2700-4-9005 | Seventies track spotlight | black matt (RAL 9005), front ring black, Ø 90 x 103 mm, 24 W ¦ 2700 K ¦ Ra > 95 ¦ flood 40°, DALI |  | 750
MW019643 | se-12-d2-24W-40-2700-4-9005-in | Seventies track spotlight | black matt (RAL 9005), front ring black, Ø 90 x 103 mm, 24 W ¦ 2700 K ¦ Ra > 95 ¦ flood 40°, DALI, including fully integrated adapter black |  | 904.4062
MW019583 | se-12-d2-24W-40-2700-4-9016 | Seventies track spotlight | white matt (RAL 9016), front ring silver, Ø 90 x 103 mm, 24 W ¦ 2700 K ¦ Ra > 95 ¦ flood 40°, DALI |  | 750
MW019631 | se-12-d2-24W-40-2700-4-9016-in | Seventies track spotlight | white matt (RAL 9016), front ring silver, Ø 90 x 103 mm, 24 W ¦ 2700 K ¦ Ra > 95 ¦ flood 40°, DALI, including fully integrated adapter white |  | 904.4062
MW019619 | se-12-d2-24W-40-2700-9-9005 | Seventies track spotlight | black matt (RAL 9005), front ring black, Ø 90 x 103 mm, 24 W ¦ 2700 K ¦ Ra > 95 ¦ flood 40°, Bluetooth Casambi |  | 828.7815
MW019607 | se-12-d2-24W-40-2700-9-9016 | Seventies track spotlight | white matt (RAL 9016), front ring silver, Ø 90 x 103 mm, 24 W ¦ 2700 K ¦ Ra > 95 ¦ flood 40°, Bluetooth Casambi |  | 828.7815
MW019599 | se-12-d2-24W-40-3000-4-9005 | Seventies track spotlight | black matt (RAL 9005), front ring black, Ø 90 x 103 mm, 24 W ¦ 3000 K ¦ Ra > 95 ¦ flood 40°, DALI |  | 750
MW019647 | se-12-d2-24W-40-3000-4-9005-in | Seventies track spotlight | black matt (RAL 9005), front ring black, Ø 90 x 103 mm, 24 W ¦ 3000 K ¦ Ra > 95 ¦ flood 40°, DALI, including fully integrated adapter black |  | 904.4062
MW019587 | se-12-d2-24W-40-3000-4-9016 | Seventies track spotlight | white matt (RAL 9016), front ring silver, Ø 90 x 103 mm, 24 W ¦ 3000 K ¦ Ra > 95 ¦ flood 40°, DALI |  | 750
MW019635 | se-12-d2-24W-40-3000-4-9016-in | Seventies track spotlight | white matt (RAL 9016), front ring silver, Ø 90 x 103 mm, 24 W ¦ 3000 K ¦ Ra > 95 ¦ flood 40°, DALI, including fully integrated adapter white |  | 904.4062
MW019623 | se-12-d2-24W-40-3000-9-9005 | Seventies track spotlight | black matt (RAL 9005), front ring black, Ø 90 x 103 mm, 24 W ¦ 3000 K ¦ Ra > 95 ¦ flood 40°, Bluetooth Casambi |  | 828.7815
MW019611 | se-12-d2-24W-40-3000-9-9016 | Seventies track spotlight | white matt (RAL 9016), front ring silver, Ø 90 x 103 mm, 24 W ¦ 3000 K ¦ Ra > 95 ¦ flood 40°, Bluetooth Casambi |  | 828.7815
MW019603 | se-12-d2-24W-40-4000-4-9005 | Seventies track spotlight | black matt (RAL 9005), front ring black, Ø 90 x 103 mm, 24 W ¦ 4000 K ¦ Ra > 95 ¦ flood 40°, DALI |  | 750
MW019651 | se-12-d2-24W-40-4000-4-9005-in | Seventies track spotlight | black matt (RAL 9005), front ring black, Ø 90 x 103 mm, 24 W ¦ 4000 K ¦ Ra > 95 ¦ flood 40°, DALI, including fully integrated adapter black |  | 904.4062
MW019591 | se-12-d2-24W-40-4000-4-9016 | Seventies track spotlight | white matt (RAL 9016), front ring silver, Ø 90 x 103 mm, 24 W ¦ 4000 K ¦ Ra > 95 ¦ flood 40°, DALI |  | 750
MW019639 | se-12-d2-24W-40-4000-4-9016-in | Seventies track spotlight | white matt (RAL 9016), front ring silver, Ø 90 x 103 mm, 24 W ¦ 4000 K ¦ Ra > 95 ¦ flood 40°, DALI, including fully integrated adapter white |  | 904.4062
MW019627 | se-12-d2-24W-40-4000-9-9005 | Seventies track spotlight | black matt (RAL 9005), front ring black, Ø 90 x 103 mm, 24 W ¦ 4000 K ¦ Ra > 95 ¦ flood 40°, Bluetooth Casambi |  | 828.7815
MW019615 | se-12-d2-24W-40-4000-9-9016 | Seventies track spotlight | white matt (RAL 9016), front ring silver, Ø 90 x 103 mm, 24 W ¦ 4000 K ¦ Ra > 95 ¦ flood 40°, Bluetooth Casambi |  | 828.7815
MW019596 | se-12-d2-24W-52-2700-4-9005 | Seventies track spotlight | black matt (RAL 9005), front ring black, Ø 90 x 103 mm, 24 W ¦ 2700 K ¦ Ra > 95 ¦ flood 52°, DALI |  | 750
MW019644 | se-12-d2-24W-52-2700-4-9005-in | Seventies track spotlight | black matt (RAL 9005), front ring black, Ø 90 x 103 mm, 24 W ¦ 2700 K ¦ Ra > 95 ¦ flood 52°, DALI, including fully integrated adapter black |  | 904.4062
MW019584 | se-12-d2-24W-52-2700-4-9016 | Seventies track spotlight | white matt (RAL 9016), front ring silver, Ø 90 x 103 mm, 24 W ¦ 2700 K ¦ Ra > 95 ¦ flood 52°, DALI |  | 750
MW019632 | se-12-d2-24W-52-2700-4-9016-in | Seventies track spotlight | white matt (RAL 9016), front ring silver, Ø 90 x 103 mm, 24 W ¦ 2700 K ¦ Ra > 95 ¦ flood 52°, DALI, including fully integrated adapter white |  | 904.4062
MW019620 | se-12-d2-24W-52-2700-9-9005 | Seventies track spotlight | black matt (RAL 9005), front ring black, Ø 90 x 103 mm, 24 W ¦ 2700 K ¦ Ra > 95 ¦ flood 52°, Bluetooth Casambi |  | 828.7815
MW019608 | se-12-d2-24W-52-2700-9-9016 | Seventies track spotlight | white matt (RAL 9016), front ring silver, Ø 90 x 103 mm, 24 W ¦ 2700 K ¦ Ra > 95 ¦ flood 52°, Bluetooth Casambi |  | 828.7815
MW019600 | se-12-d2-24W-52-3000-4-9005 | Seventies track spotlight | black matt (RAL 9005), front ring black, Ø 90 x 103 mm, 24 W ¦ 3000 K ¦ Ra > 95 ¦ flood 52°, DALI |  | 750
MW019648 | se-12-d2-24W-52-3000-4-9005-in | Seventies track spotlight | black matt (RAL 9005), front ring black, Ø 90 x 103 mm, 24 W ¦ 3000 K ¦ Ra > 95 ¦ flood 52°, DALI, including fully integrated adapter black |  | 904.4062
MW019588 | se-12-d2-24W-52-3000-4-9016 | Seventies track spotlight | white matt (RAL 9016), front ring silver, Ø 90 x 103 mm, 24 W ¦ 3000 K ¦ Ra > 95 ¦ flood 52°, DALI |  | 750
MW019636 | se-12-d2-24W-52-3000-4-9016-in | Seventies track spotlight | white matt (RAL 9016), front ring silver, Ø 90 x 103 mm, 24 W ¦ 3000 K ¦ Ra > 95 ¦ flood 52°, DALI, including fully integrated adapter white |  | 904.4062
MW019624 | se-12-d2-24W-52-3000-9-9005 | Seventies track spotlight | black matt (RAL 9005), front ring black, Ø 90 x 103 mm, 24 W ¦ 3000 K ¦ Ra > 95 ¦ flood 52°, Bluetooth Casambi |  | 828.7815
MW019612 | se-12-d2-24W-52-3000-9-9016 | Seventies track spotlight | white matt (RAL 9016), front ring silver, Ø 90 x 103 mm, 24 W ¦ 3000 K ¦ Ra > 95 ¦ flood 52°, Bluetooth Casambi |  | 828.7815
MW019604 | se-12-d2-24W-52-4000-4-9005 | Seventies track spotlight | black matt (RAL 9005), front ring black, Ø 90 x 103 mm, 24 W ¦ 4000 K ¦ Ra > 95 ¦ flood 52°, DALI |  | 750
MW019652 | se-12-d2-24W-52-4000-4-9005-in | Seventies track spotlight | black matt (RAL 9005), front ring black, Ø 90 x 103 mm, 24 W ¦ 4000 K ¦ Ra > 95 ¦ flood 52°, DALI, including fully integrated adapter black |  | 904.4062
MW019592 | se-12-d2-24W-52-4000-4-9016 | Seventies track spotlight | white matt (RAL 9016), front ring silver, Ø 90 x 103 mm, 24 W ¦ 4000 K ¦ Ra > 95 ¦ flood 52°, DALI |  | 750
MW019640 | se-12-d2-24W-52-4000-4-9016-in | Seventies track spotlight | white matt (RAL 9016), front ring silver, Ø 90 x 103 mm, 24 W ¦ 4000 K ¦ Ra > 95 ¦ flood 52°, DALI, including fully integrated adapter white |  | 904.4062
MW019628 | se-12-d2-24W-52-4000-9-9005 | Seventies track spotlight | black matt (RAL 9005), front ring black, Ø 90 x 103 mm, 24 W ¦ 4000 K ¦ Ra > 95 ¦ flood 52°, Bluetooth Casambi |  | 828.7815
MW019616 | se-12-d2-24W-52-4000-9-9016 | Seventies track spotlight | white matt (RAL 9016), front ring silver, Ø 90 x 103 mm, 24 W ¦ 4000 K ¦ Ra > 95 ¦ flood 52°, Bluetooth Casambi |  | 828.7815
MW019665 | se-21-d1-18W-11-2700-2-9005 | Seventies surface-mounted spotlight | black matt (RAL 9005), front ring black, Ø 90 x 225 mm, 18 W ¦ 2700 K ¦ Ra > 95 ¦ spot 11°, 1-10 V via rotary potentiometer |  | 984.7689
MW019653 | se-21-d1-18W-11-2700-2-9016 | Seventies surface-mounted spotlight | white matt (RAL 9016), front ring silver, Ø 90 x 225 mm, 18 W ¦ 2700 K ¦ Ra > 95 ¦ spot 11°, 1-10 V via rotary potentiometer |  | 984.7689
MW019689 | se-21-d1-18W-11-2700-4-9005 | Seventies surface-mounted spotlight | black matt (RAL 9005), front ring black, Ø 90 x 225 mm, 18 W ¦ 2700 K ¦ Ra > 95 ¦ spot 11°, DALI |  | 984.7689
MW019677 | se-21-d1-18W-11-2700-4-9016 | Seventies surface-mounted spotlight | white matt (RAL 9016), front ring silver, Ø 90 x 225 mm, 18 W ¦ 2700 K ¦ Ra > 95 ¦ spot 11°, DALI |  | 984.7689
MW019713 | se-21-d1-18W-11-2700-9-9005 | Seventies surface-mounted spotlight | black matt (RAL 9005), front ring black, Ø 90 x 225 mm, 18 W ¦ 2700 K ¦ Ra > 95 ¦ spot 11°, Bluetooth Casambi |  | 1063.5563
MW019701 | se-21-d1-18W-11-2700-9-9016 | Seventies surface-mounted spotlight | white matt (RAL 9016), front ring silver, Ø 90 x 225 mm, 18 W ¦ 2700 K ¦ Ra > 95 ¦ spot 11°, Bluetooth Casambi |  | 1063.5563
MW019667 | se-21-d1-18W-11-3000-2-9005 | Seventies surface-mounted spotlight | black matt (RAL 9005), front ring black, Ø 90 x 225 mm, 18 W ¦ 3000 K ¦ Ra > 95 ¦ spot 11°, 1-10 V via rotary potentiometer |  | 984.7689
MW019655 | se-21-d1-18W-11-3000-2-9016 | Seventies surface-mounted spotlight | white matt (RAL 9016), front ring silver, Ø 90 x 225 mm, 18 W ¦ 3000 K ¦ Ra > 95 ¦ spot 11°, 1-10 V via rotary potentiometer |  | 984.7689
MW019691 | se-21-d1-18W-11-3000-4-9005 | Seventies surface-mounted spotlight | black matt (RAL 9005), front ring black, Ø 90 x 225 mm, 18 W ¦ 3000 K ¦ Ra > 95 ¦ spot 11°, DALI |  | 984.7689
MW019679 | se-21-d1-18W-11-3000-4-9016 | Seventies surface-mounted spotlight | white matt (RAL 9016), front ring silver, Ø 90 x 225 mm, 18 W ¦ 3000 K ¦ Ra > 95 ¦ spot 11°, DALI |  | 984.7689
MW019715 | se-21-d1-18W-11-3000-9-9005 | Seventies surface-mounted spotlight | black matt (RAL 9005), front ring black, Ø 90 x 225 mm, 18 W ¦ 3000 K ¦ Ra > 95 ¦ spot 11°, Bluetooth Casambi |  | 1063.5563
MW019703 | se-21-d1-18W-11-3000-9-9016 | Seventies surface-mounted spotlight | white matt (RAL 9016), front ring silver, Ø 90 x 225 mm, 18 W ¦ 3000 K ¦ Ra > 95 ¦ spot 11°, Bluetooth Casambi |  | 1063.5563
MW019669 | se-21-d1-18W-11-4000-2-9005 | Seventies surface-mounted spotlight | black matt (RAL 9005), front ring black, Ø 90 x 225 mm, 18 W ¦ 4000 K ¦ Ra > 95 ¦ spot 11°, 1-10 V via rotary potentiometer |  | 984.7689
MW019657 | se-21-d1-18W-11-4000-2-9016 | Seventies surface-mounted spotlight | white matt (RAL 9016), front ring silver, Ø 90 x 225 mm, 18 W ¦ 4000 K ¦ Ra > 95 ¦ spot 11°, 1-10 V via rotary potentiometer |  | 984.7689
MW019693 | se-21-d1-18W-11-4000-4-9005 | Seventies surface-mounted spotlight | black matt (RAL 9005), front ring black, Ø 90 x 225 mm, 18 W ¦ 4000 K ¦ Ra > 95 ¦ spot 11°, DALI |  | 984.7689
MW019681 | se-21-d1-18W-11-4000-4-9016 | Seventies surface-mounted spotlight | white matt (RAL 9016), front ring silver, Ø 90 x 225 mm, 18 W ¦ 4000 K ¦ Ra > 95 ¦ spot 11°, DALI |  | 984.7689
MW019717 | se-21-d1-18W-11-4000-9-9005 | Seventies surface-mounted spotlight | black matt (RAL 9005), front ring black, Ø 90 x 225 mm, 18 W ¦ 4000 K ¦ Ra > 95 ¦ spot 11°, Bluetooth Casambi |  | 1063.5563
MW019705 | se-21-d1-18W-11-4000-9-9016 | Seventies surface-mounted spotlight | white matt (RAL 9016), front ring silver, Ø 90 x 225 mm, 18 W ¦ 4000 K ¦ Ra > 95 ¦ spot 11°, Bluetooth Casambi |  | 1063.5563
MW019666 | se-21-d1-18W-13-2700-2-9005 | Seventies surface-mounted spotlight | black matt (RAL 9005), front ring black, Ø 90 x 225 mm, 18 W ¦ 2700 K ¦ Ra > 95 ¦ spot 13°, 1-10 V via rotary potentiometer |  | 984.7689
MW019654 | se-21-d1-18W-13-2700-2-9016 | Seventies surface-mounted spotlight | white matt (RAL 9016), front ring silver, Ø 90 x 225 mm, 18 W ¦ 2700 K ¦ Ra > 95 ¦ spot 13°, 1-10 V via rotary potentiometer |  | 984.7689
MW019690 | se-21-d1-18W-13-2700-4-9005 | Seventies surface-mounted spotlight | black matt (RAL 9005), front ring black, Ø 90 x 225 mm, 18 W ¦ 2700 K ¦ Ra > 95 ¦ spot 13°, DALI |  | 984.7689
MW019678 | se-21-d1-18W-13-2700-4-9016 | Seventies surface-mounted spotlight | white matt (RAL 9016), front ring silver, Ø 90 x 225 mm, 18 W ¦ 2700 K ¦ Ra > 95 ¦ spot 13°, DALI |  | 984.7689
MW019714 | se-21-d1-18W-13-2700-9-9005 | Seventies surface-mounted spotlight | black matt (RAL 9005), front ring black, Ø 90 x 225 mm, 18 W ¦ 2700 K ¦ Ra > 95 ¦ spot 13°, Bluetooth Casambi |  | 1063.5563
MW019702 | se-21-d1-18W-13-2700-9-9016 | Seventies surface-mounted spotlight | white matt (RAL 9016), front ring silver, Ø 90 x 225 mm, 18 W ¦ 2700 K ¦ Ra > 95 ¦ spot 13°, Bluetooth Casambi |  | 1063.5563
MW019668 | se-21-d1-18W-13-3000-2-9005 | Seventies surface-mounted spotlight | black matt (RAL 9005), front ring black, Ø 90 x 225 mm, 18 W ¦ 3000 K ¦ Ra > 95 ¦ spot 13°, 1-10 V via rotary potentiometer |  | 984.7689
MW019656 | se-21-d1-18W-13-3000-2-9016 | Seventies surface-mounted spotlight | white matt (RAL 9016), front ring silver, Ø 90 x 225 mm, 18 W ¦ 3000 K ¦ Ra > 95 ¦ spot 13°, 1-10 V via rotary potentiometer |  | 984.7689
MW019692 | se-21-d1-18W-13-3000-4-9005 | Seventies surface-mounted spotlight | black matt (RAL 9005), front ring black, Ø 90 x 225 mm, 18 W ¦ 3000 K ¦ Ra > 95 ¦ spot 13°, DALI |  | 984.7689
MW019680 | se-21-d1-18W-13-3000-4-9016 | Seventies surface-mounted spotlight | white matt (RAL 9016), front ring silver, Ø 90 x 225 mm, 18 W ¦ 3000 K ¦ Ra > 95 ¦ spot 13°, DALI |  | 984.7689
MW019716 | se-21-d1-18W-13-3000-9-9005 | Seventies surface-mounted spotlight | black matt (RAL 9005), front ring black, Ø 90 x 225 mm, 18 W ¦ 3000 K ¦ Ra > 95 ¦ spot 13°, Bluetooth Casambi |  | 1063.5563
MW019704 | se-21-d1-18W-13-3000-9-9016 | Seventies surface-mounted spotlight | white matt (RAL 9016), front ring silver, Ø 90 x 225 mm, 18 W ¦ 3000 K ¦ Ra > 95 ¦ spot 13°, Bluetooth Casambi |  | 1063.5563
MW019670 | se-21-d1-18W-13-4000-2-9005 | Seventies surface-mounted spotlight | black matt (RAL 9005), front ring black, Ø 90 x 225 mm, 18 W ¦ 4000 K ¦ Ra > 95 ¦ spot 13°, 1-10 V via rotary potentiometer |  | 984.7689
MW019658 | se-21-d1-18W-13-4000-2-9016 | Seventies surface-mounted spotlight | white matt (RAL 9016), front ring silver, Ø 90 x 225 mm, 18 W ¦ 4000 K ¦ Ra > 95 ¦ spot 13°, 1-10 V via rotary potentiometer |  | 984.7689
MW019694 | se-21-d1-18W-13-4000-4-9005 | Seventies surface-mounted spotlight | black matt (RAL 9005), front ring black, Ø 90 x 225 mm, 18 W ¦ 4000 K ¦ Ra > 95 ¦ spot 13°, DALI |  | 984.7689
MW019682 | se-21-d1-18W-13-4000-4-9016 | Seventies surface-mounted spotlight | white matt (RAL 9016), front ring silver, Ø 90 x 225 mm, 18 W ¦ 4000 K ¦ Ra > 95 ¦ spot 13°, DALI |  | 984.7689
MW019718 | se-21-d1-18W-13-4000-9-9005 | Seventies surface-mounted spotlight | black matt (RAL 9005), front ring black, Ø 90 x 225 mm, 18 W ¦ 4000 K ¦ Ra > 95 ¦ spot 13°, Bluetooth Casambi |  | 1063.5563
MW019706 | se-21-d1-18W-13-4000-9-9016 | Seventies surface-mounted spotlight | white matt (RAL 9016), front ring silver, Ø 90 x 225 mm, 18 W ¦ 4000 K ¦ Ra > 95 ¦ spot 13°, Bluetooth Casambi |  | 1063.5563
MW019671 | se-21-d1-26W-11-2700-2-9005 | Seventies surface-mounted spotlight | black matt (RAL 9005), front ring black, Ø 90 x 225 mm, 26 W ¦ 2700 K ¦ Ra > 95 ¦ spot 11°, 1-10 V via rotary potentiometer |  | 984.7689
MW019659 | se-21-d1-26W-11-2700-2-9016 | Seventies surface-mounted spotlight | white matt (RAL 9016), front ring silver, Ø 90 x 225 mm, 26 W ¦ 2700 K ¦ Ra > 95 ¦ spot 11°, 1-10 V via rotary potentiometer |  | 984.7689
MW019695 | se-21-d1-26W-11-2700-4-9005 | Seventies surface-mounted spotlight | black matt (RAL 9005), front ring black, Ø 90 x 225 mm, 26 W ¦ 2700 K ¦ Ra > 95 ¦ spot 11°, DALI |  | 984.7689
MW019683 | se-21-d1-26W-11-2700-4-9016 | Seventies surface-mounted spotlight | white matt (RAL 9016), front ring silver, Ø 90 x 225 mm, 26 W ¦ 2700 K ¦ Ra > 95 ¦ spot 11°, DALI |  | 984.7689
MW019719 | se-21-d1-26W-11-2700-9-9005 | Seventies surface-mounted spotlight | black matt (RAL 9005), front ring black, Ø 90 x 225 mm, 26 W ¦ 2700 K ¦ Ra > 95 ¦ spot 11°, Bluetooth Casambi |  | 1063.5563
MW019707 | se-21-d1-26W-11-2700-9-9016 | Seventies surface-mounted spotlight | white matt (RAL 9016), front ring silver, Ø 90 x 225 mm, 26 W ¦ 2700 K ¦ Ra > 95 ¦ spot 11°, Bluetooth Casambi |  | 1063.5563
MW019673 | se-21-d1-26W-11-3000-2-9005 | Seventies surface-mounted spotlight | black matt (RAL 9005), front ring black, Ø 90 x 225 mm, 26 W ¦ 3000 K ¦ Ra > 95 ¦ spot 11°, 1-10 V via rotary potentiometer |  | 984.7689
MW019661 | se-21-d1-26W-11-3000-2-9016 | Seventies surface-mounted spotlight | white matt (RAL 9016), front ring silver, Ø 90 x 225 mm, 26 W ¦ 3000 K ¦ Ra > 95 ¦ spot 11°, 1-10 V via rotary potentiometer |  | 984.7689
MW019697 | se-21-d1-26W-11-3000-4-9005 | Seventies surface-mounted spotlight | black matt (RAL 9005), front ring black, Ø 90 x 225 mm, 26 W ¦ 3000 K ¦ Ra > 95 ¦ spot 11°, DALI |  | 984.7689
MW019685 | se-21-d1-26W-11-3000-4-9016 | Seventies surface-mounted spotlight | white matt (RAL 9016), front ring silver, Ø 90 x 225 mm, 26 W ¦ 3000 K ¦ Ra > 95 ¦ spot 11°, DALI |  | 984.7689
MW019721 | se-21-d1-26W-11-3000-9-9005 | Seventies surface-mounted spotlight | black matt (RAL 9005), front ring black, Ø 90 x 225 mm, 26 W ¦ 3000 K ¦ Ra > 95 ¦ spot 11°, Bluetooth Casambi |  | 1063.5563
MW019709 | se-21-d1-26W-11-3000-9-9016 | Seventies surface-mounted spotlight | white matt (RAL 9016), front ring silver, Ø 90 x 225 mm, 26 W ¦ 3000 K ¦ Ra > 95 ¦ spot 11°, Bluetooth Casambi |  | 1063.5563
MW019675 | se-21-d1-26W-11-4000-2-9005 | Seventies surface-mounted spotlight | black matt (RAL 9005), front ring black, Ø 90 x 225 mm, 26 W ¦ 4000 K ¦ Ra > 95 ¦ spot 11°, 1-10 V via rotary potentiometer |  | 984.7689
MW019663 | se-21-d1-26W-11-4000-2-9016 | Seventies surface-mounted spotlight | white matt (RAL 9016), front ring silver, Ø 90 x 225 mm, 26 W ¦ 4000 K ¦ Ra > 95 ¦ spot 11°, 1-10 V via rotary potentiometer |  | 984.7689
MW019699 | se-21-d1-26W-11-4000-4-9005 | Seventies surface-mounted spotlight | black matt (RAL 9005), front ring black, Ø 90 x 225 mm, 26 W ¦ 4000 K ¦ Ra > 95 ¦ spot 11°, DALI |  | 984.7689
MW019687 | se-21-d1-26W-11-4000-4-9016 | Seventies surface-mounted spotlight | white matt (RAL 9016), front ring silver, Ø 90 x 225 mm, 26 W ¦ 4000 K ¦ Ra > 95 ¦ spot 11°, DALI |  | 984.7689
MW019723 | se-21-d1-26W-11-4000-9-9005 | Seventies surface-mounted spotlight | black matt (RAL 9005), front ring black, Ø 90 x 225 mm, 26 W ¦ 4000 K ¦ Ra > 95 ¦ spot 11°, Bluetooth Casambi |  | 1063.5563
MW019711 | se-21-d1-26W-11-4000-9-9016 | Seventies surface-mounted spotlight | white matt (RAL 9016), front ring silver, Ø 90 x 225 mm, 26 W ¦ 4000 K ¦ Ra > 95 ¦ spot 11°, Bluetooth Casambi |  | 1063.5563
MW019672 | se-21-d1-26W-13-2700-2-9005 | Seventies surface-mounted spotlight | black matt (RAL 9005), front ring black, Ø 90 x 225 mm, 26 W ¦ 2700 K ¦ Ra > 95 ¦ spot 13°, 1-10 V via rotary potentiometer |  | 984.7689
MW019660 | se-21-d1-26W-13-2700-2-9016 | Seventies surface-mounted spotlight | white matt (RAL 9016), front ring silver, Ø 90 x 225 mm, 26 W ¦ 2700 K ¦ Ra > 95 ¦ spot 13°, 1-10 V via rotary potentiometer |  | 984.7689
MW019696 | se-21-d1-26W-13-2700-4-9005 | Seventies surface-mounted spotlight | black matt (RAL 9005), front ring black, Ø 90 x 225 mm, 26 W ¦ 2700 K ¦ Ra > 95 ¦ spot 13°, DALI |  | 984.7689
MW019684 | se-21-d1-26W-13-2700-4-9016 | Seventies surface-mounted spotlight | white matt (RAL 9016), front ring silver, Ø 90 x 225 mm, 26 W ¦ 2700 K ¦ Ra > 95 ¦ spot 13°, DALI |  | 984.7689
MW019720 | se-21-d1-26W-13-2700-9-9005 | Seventies surface-mounted spotlight | black matt (RAL 9005), front ring black, Ø 90 x 225 mm, 26 W ¦ 2700 K ¦ Ra > 95 ¦ spot 13°, Bluetooth Casambi |  | 1063.5563
MW019708 | se-21-d1-26W-13-2700-9-9016 | Seventies surface-mounted spotlight | white matt (RAL 9016), front ring silver, Ø 90 x 225 mm, 26 W ¦ 2700 K ¦ Ra > 95 ¦ spot 13°, Bluetooth Casambi |  | 1063.5563
MW019674 | se-21-d1-26W-13-3000-2-9005 | Seventies surface-mounted spotlight | black matt (RAL 9005), front ring black, Ø 90 x 225 mm, 26 W ¦ 3000 K ¦ Ra > 95 ¦ spot 13°, 1-10 V via rotary potentiometer |  | 984.7689
MW019662 | se-21-d1-26W-13-3000-2-9016 | Seventies surface-mounted spotlight | white matt (RAL 9016), front ring silver, Ø 90 x 225 mm, 26 W ¦ 3000 K ¦ Ra > 95 ¦ spot 13°, 1-10 V via rotary potentiometer |  | 984.7689
MW019698 | se-21-d1-26W-13-3000-4-9005 | Seventies surface-mounted spotlight | black matt (RAL 9005), front ring black, Ø 90 x 225 mm, 26 W ¦ 3000 K ¦ Ra > 95 ¦ spot 13°, DALI |  | 984.7689
MW019686 | se-21-d1-26W-13-3000-4-9016 | Seventies surface-mounted spotlight | white matt (RAL 9016), front ring silver, Ø 90 x 225 mm, 26 W ¦ 3000 K ¦ Ra > 95 ¦ spot 13°, DALI |  | 984.7689
MW019722 | se-21-d1-26W-13-3000-9-9005 | Seventies surface-mounted spotlight | black matt (RAL 9005), front ring black, Ø 90 x 225 mm, 26 W ¦ 3000 K ¦ Ra > 95 ¦ spot 13°, Bluetooth Casambi |  | 1063.5563
MW019710 | se-21-d1-26W-13-3000-9-9016 | Seventies surface-mounted spotlight | white matt (RAL 9016), front ring silver, Ø 90 x 225 mm, 26 W ¦ 3000 K ¦ Ra > 95 ¦ spot 13°, Bluetooth Casambi |  | 1063.5563
MW019676 | se-21-d1-26W-13-4000-2-9005 | Seventies surface-mounted spotlight | black matt (RAL 9005), front ring black, Ø 90 x 225 mm, 26 W ¦ 4000 K ¦ Ra > 95 ¦ spot 13°, 1-10 V via rotary potentiometer |  | 984.7689
MW019664 | se-21-d1-26W-13-4000-2-9016 | Seventies surface-mounted spotlight | white matt (RAL 9016), front ring silver, Ø 90 x 225 mm, 26 W ¦ 4000 K ¦ Ra > 95 ¦ spot 13°, 1-10 V via rotary potentiometer |  | 984.7689
MW019700 | se-21-d1-26W-13-4000-4-9005 | Seventies surface-mounted spotlight | black matt (RAL 9005), front ring black, Ø 90 x 225 mm, 26 W ¦ 4000 K ¦ Ra > 95 ¦ spot 13°, DALI |  | 984.7689
MW019688 | se-21-d1-26W-13-4000-4-9016 | Seventies surface-mounted spotlight | white matt (RAL 9016), front ring silver, Ø 90 x 225 mm, 26 W ¦ 4000 K ¦ Ra > 95 ¦ spot 13°, DALI |  | 984.7689
MW019724 | se-21-d1-26W-13-4000-9-9005 | Seventies surface-mounted spotlight | black matt (RAL 9005), front ring black, Ø 90 x 225 mm, 26 W ¦ 4000 K ¦ Ra > 95 ¦ spot 13°, Bluetooth Casambi |  | 1063.5563
MW019712 | se-21-d1-26W-13-4000-9-9016 | Seventies surface-mounted spotlight | white matt (RAL 9016), front ring silver, Ø 90 x 225 mm, 26 W ¦ 4000 K ¦ Ra > 95 ¦ spot 13°, Bluetooth Casambi |  | 1063.5563
MW019845 | se-21-d2-17W-20-2700-2-9005 | Seventies surface-mounted spotlight | black matt (RAL 9005), front ring black, Ø 90 x 225 mm, 17 W ¦ 2700 K ¦ Ra > 95 ¦ medium 20°, 1-10 V via rotary potentiometer |  | 984.7689
MW019797 | se-21-d2-17W-20-2700-2-9016 | Seventies surface-mounted spotlight | white matt (RAL 9016), front ring silver, Ø 90 x 225 mm, 17 W ¦ 2700 K ¦ Ra > 95 ¦ medium 20°, 1-10 V via rotary potentiometer |  | 984.7689
MW019941 | se-21-d2-17W-20-2700-4-9005 | Seventies surface-mounted spotlight | black matt (RAL 9005), front ring black, Ø 90 x 225 mm, 17 W ¦ 2700 K ¦ Ra > 95 ¦ medium 20°, DALI |  | 984.7689
MW019893 | se-21-d2-17W-20-2700-4-9016 | Seventies surface-mounted spotlight | white matt (RAL 9016), front ring silver, Ø 90 x 225 mm, 17 W ¦ 2700 K ¦ Ra > 95 ¦ medium 20°, DALI |  | 984.7689
MW020061 | se-21-d2-17W-20-2700-9-9005 | Seventies surface-mounted spotlight | black matt (RAL 9005), front ring black, Ø 90 x 225 mm, 17 W ¦ 2700 K ¦ Ra > 95 ¦ medium 20°, Bluetooth Casambi |  | 1063.5563
MW020013 | se-21-d2-17W-20-2700-9-9016 | Seventies surface-mounted spotlight | white matt (RAL 9016), front ring silver, Ø 90 x 225 mm, 17 W ¦ 2700 K ¦ Ra > 95 ¦ medium 20°, Bluetooth Casambi |  | 1063.5563
MW019849 | se-21-d2-17W-20-3000-2-9005 | Seventies surface-mounted spotlight | black matt (RAL 9005), front ring black, Ø 90 x 225 mm, 17 W ¦ 3000 K ¦ Ra > 95 ¦ medium 20°, 1-10 V via rotary potentiometer |  | 984.7689
MW019801 | se-21-d2-17W-20-3000-2-9016 | Seventies surface-mounted spotlight | white matt (RAL 9016), front ring silver, Ø 90 x 225 mm, 17 W ¦ 3000 K ¦ Ra > 95 ¦ medium 20°, 1-10 V via rotary potentiometer |  | 984.7689
MW019945 | se-21-d2-17W-20-3000-4-9005 | Seventies surface-mounted spotlight | black matt (RAL 9005), front ring black, Ø 90 x 225 mm, 17 W ¦ 3000 K ¦ Ra > 95 ¦ medium 20°, DALI |  | 984.7689
MW019897 | se-21-d2-17W-20-3000-4-9016 | Seventies surface-mounted spotlight | white matt (RAL 9016), front ring silver, Ø 90 x 225 mm, 17 W ¦ 3000 K ¦ Ra > 95 ¦ medium 20°, DALI |  | 984.7689
MW020065 | se-21-d2-17W-20-3000-9-9005 | Seventies surface-mounted spotlight | black matt (RAL 9005), front ring black, Ø 90 x 225 mm, 17 W ¦ 3000 K ¦ Ra > 95 ¦ medium 20°, Bluetooth Casambi |  | 1063.5563
MW020017 | se-21-d2-17W-20-3000-9-9016 | Seventies surface-mounted spotlight | white matt (RAL 9016), front ring silver, Ø 90 x 225 mm, 17 W ¦ 3000 K ¦ Ra > 95 ¦ medium 20°, Bluetooth Casambi |  | 1063.5563
MW019853 | se-21-d2-17W-20-4000-2-9005 | Seventies surface-mounted spotlight | black matt (RAL 9005), front ring black, Ø 90 x 225 mm, 17 W ¦ 4000 K ¦ Ra > 95 ¦ medium 20°, 1-10 V via rotary potentiometer |  | 984.7689
MW019805 | se-21-d2-17W-20-4000-2-9016 | Seventies surface-mounted spotlight | white matt (RAL 9016), front ring silver, Ø 90 x 225 mm, 17 W ¦ 4000 K ¦ Ra > 95 ¦ medium 20°, 1-10 V via rotary potentiometer |  | 984.7689
MW019949 | se-21-d2-17W-20-4000-4-9005 | Seventies surface-mounted spotlight | black matt (RAL 9005), front ring black, Ø 90 x 225 mm, 17 W ¦ 4000 K ¦ Ra > 95 ¦ medium 20°, DALI |  | 984.7689
MW019901 | se-21-d2-17W-20-4000-4-9016 | Seventies surface-mounted spotlight | white matt (RAL 9016), front ring silver, Ø 90 x 225 mm, 17 W ¦ 4000 K ¦ Ra > 95 ¦ medium 20°, DALI |  | 984.7689
MW020069 | se-21-d2-17W-20-4000-9-9005 | Seventies surface-mounted spotlight | black matt (RAL 9005), front ring black, Ø 90 x 225 mm, 17 W ¦ 4000 K ¦ Ra > 95 ¦ medium 20°, Bluetooth Casambi |  | 1063.5563
MW020021 | se-21-d2-17W-20-4000-9-9016 | Seventies surface-mounted spotlight | white matt (RAL 9016), front ring silver, Ø 90 x 225 mm, 17 W ¦ 4000 K ¦ Ra > 95 ¦ medium 20°, Bluetooth Casambi |  | 1063.5563
MW019846 | se-21-d2-17W-30-2700-2-9005 | Seventies surface-mounted spotlight | black matt (RAL 9005), front ring black, Ø 90 x 225 mm, 17 W ¦ 2700 K ¦ Ra > 95 ¦ flood 30°, 1-10 V via rotary potentiometer |  | 984.7689
MW019798 | se-21-d2-17W-30-2700-2-9016 | Seventies surface-mounted spotlight | white matt (RAL 9016), front ring silver, Ø 90 x 225 mm, 17 W ¦ 2700 K ¦ Ra > 95 ¦ flood 30°, 1-10 V via rotary potentiometer |  | 984.7689
MW019942 | se-21-d2-17W-30-2700-4-9005 | Seventies surface-mounted spotlight | black matt (RAL 9005), front ring black, Ø 90 x 225 mm, 17 W ¦ 2700 K ¦ Ra > 95 ¦ flood 30°, DALI |  | 984.7689
MW019894 | se-21-d2-17W-30-2700-4-9016 | Seventies surface-mounted spotlight | white matt (RAL 9016), front ring silver, Ø 90 x 225 mm, 17 W ¦ 2700 K ¦ Ra > 95 ¦ flood 30°, DALI |  | 984.7689
MW020062 | se-21-d2-17W-30-2700-9-9005 | Seventies surface-mounted spotlight | black matt (RAL 9005), front ring black, Ø 90 x 225 mm, 17 W ¦ 2700 K ¦ Ra > 95 ¦ flood 30°, Bluetooth Casambi |  | 1063.5563
MW020014 | se-21-d2-17W-30-2700-9-9016 | Seventies surface-mounted spotlight | white matt (RAL 9016), front ring silver, Ø 90 x 225 mm, 17 W ¦ 2700 K ¦ Ra > 95 ¦ flood 30°, Bluetooth Casambi |  | 1063.5563
MW019850 | se-21-d2-17W-30-3000-2-9005 | Seventies surface-mounted spotlight | black matt (RAL 9005), front ring black, Ø 90 x 225 mm, 17 W ¦ 3000 K ¦ Ra > 95 ¦ flood 30°, 1-10 V via rotary potentiometer |  | 984.7689
MW019802 | se-21-d2-17W-30-3000-2-9016 | Seventies surface-mounted spotlight | white matt (RAL 9016), front ring silver, Ø 90 x 225 mm, 17 W ¦ 3000 K ¦ Ra > 95 ¦ flood 30°, 1-10 V via rotary potentiometer |  | 984.7689
MW019946 | se-21-d2-17W-30-3000-4-9005 | Seventies surface-mounted spotlight | black matt (RAL 9005), front ring black, Ø 90 x 225 mm, 17 W ¦ 3000 K ¦ Ra > 95 ¦ flood 30°, DALI |  | 984.7689
MW019898 | se-21-d2-17W-30-3000-4-9016 | Seventies surface-mounted spotlight | white matt (RAL 9016), front ring silver, Ø 90 x 225 mm, 17 W ¦ 3000 K ¦ Ra > 95 ¦ flood 30°, DALI |  | 984.7689
MW020066 | se-21-d2-17W-30-3000-9-9005 | Seventies surface-mounted spotlight | black matt (RAL 9005), front ring black, Ø 90 x 225 mm, 17 W ¦ 3000 K ¦ Ra > 95 ¦ flood 30°, Bluetooth Casambi |  | 1063.5563
MW020018 | se-21-d2-17W-30-3000-9-9016 | Seventies surface-mounted spotlight | white matt (RAL 9016), front ring silver, Ø 90 x 225 mm, 17 W ¦ 3000 K ¦ Ra > 95 ¦ flood 30°, Bluetooth Casambi |  | 1063.5563
MW019854 | se-21-d2-17W-30-4000-2-9005 | Seventies surface-mounted spotlight | black matt (RAL 9005), front ring black, Ø 90 x 225 mm, 17 W ¦ 4000 K ¦ Ra > 95 ¦ flood 30°, 1-10 V via rotary potentiometer |  | 984.7689
MW019806 | se-21-d2-17W-30-4000-2-9016 | Seventies surface-mounted spotlight | white matt (RAL 9016), front ring silver, Ø 90 x 225 mm, 17 W ¦ 4000 K ¦ Ra > 95 ¦ flood 30°, 1-10 V via rotary potentiometer |  | 984.7689
MW019950 | se-21-d2-17W-30-4000-4-9005 | Seventies surface-mounted spotlight | black matt (RAL 9005), front ring black, Ø 90 x 225 mm, 17 W ¦ 4000 K ¦ Ra > 95 ¦ flood 30°, DALI |  | 984.7689
MW019902 | se-21-d2-17W-30-4000-4-9016 | Seventies surface-mounted spotlight | white matt (RAL 9016), front ring silver, Ø 90 x 225 mm, 17 W ¦ 4000 K ¦ Ra > 95 ¦ flood 30°, DALI |  | 984.7689
MW020070 | se-21-d2-17W-30-4000-9-9005 | Seventies surface-mounted spotlight | black matt (RAL 9005), front ring black, Ø 90 x 225 mm, 17 W ¦ 4000 K ¦ Ra > 95 ¦ flood 30°, Bluetooth Casambi |  | 1063.5563
MW020022 | se-21-d2-17W-30-4000-9-9016 | Seventies surface-mounted spotlight | white matt (RAL 9016), front ring silver, Ø 90 x 225 mm, 17 W ¦ 4000 K ¦ Ra > 95 ¦ flood 30°, Bluetooth Casambi |  | 1063.5563
MW019847 | se-21-d2-17W-40-2700-2-9005 | Seventies surface-mounted spotlight | black matt (RAL 9005), front ring black, Ø 90 x 225 mm, 17 W ¦ 2700 K ¦ Ra > 95 ¦ flood 40°, 1-10 V via rotary potentiometer |  | 984.7689
MW019799 | se-21-d2-17W-40-2700-2-9016 | Seventies surface-mounted spotlight | white matt (RAL 9016), front ring silver, Ø 90 x 225 mm, 17 W ¦ 2700 K ¦ Ra > 95 ¦ flood 40°, 1-10 V via rotary potentiometer |  | 984.7689
MW019943 | se-21-d2-17W-40-2700-4-9005 | Seventies surface-mounted spotlight | black matt (RAL 9005), front ring black, Ø 90 x 225 mm, 17 W ¦ 2700 K ¦ Ra > 95 ¦ flood 40°, DALI |  | 984.7689
MW019895 | se-21-d2-17W-40-2700-4-9016 | Seventies surface-mounted spotlight | white matt (RAL 9016), front ring silver, Ø 90 x 225 mm, 17 W ¦ 2700 K ¦ Ra > 95 ¦ flood 40°, DALI |  | 984.7689
MW020063 | se-21-d2-17W-40-2700-9-9005 | Seventies surface-mounted spotlight | black matt (RAL 9005), front ring black, Ø 90 x 225 mm, 17 W ¦ 2700 K ¦ Ra > 95 ¦ flood 40°, Bluetooth Casambi |  | 1063.5563
MW020015 | se-21-d2-17W-40-2700-9-9016 | Seventies surface-mounted spotlight | white matt (RAL 9016), front ring silver, Ø 90 x 225 mm, 17 W ¦ 2700 K ¦ Ra > 95 ¦ flood 40°, Bluetooth Casambi |  | 1063.5563
MW019851 | se-21-d2-17W-40-3000-2-9005 | Seventies surface-mounted spotlight | black matt (RAL 9005), front ring black, Ø 90 x 225 mm, 17 W ¦ 3000 K ¦ Ra > 95 ¦ flood 40°, 1-10 V via rotary potentiometer |  | 984.7689
MW019803 | se-21-d2-17W-40-3000-2-9016 | Seventies surface-mounted spotlight | white matt (RAL 9016), front ring silver, Ø 90 x 225 mm, 17 W ¦ 3000 K ¦ Ra > 95 ¦ flood 40°, 1-10 V via rotary potentiometer |  | 984.7689
MW019947 | se-21-d2-17W-40-3000-4-9005 | Seventies surface-mounted spotlight | black matt (RAL 9005), front ring black, Ø 90 x 225 mm, 17 W ¦ 3000 K ¦ Ra > 95 ¦ flood 40°, DALI |  | 984.7689
MW019899 | se-21-d2-17W-40-3000-4-9016 | Seventies surface-mounted spotlight | white matt (RAL 9016), front ring silver, Ø 90 x 225 mm, 17 W ¦ 3000 K ¦ Ra > 95 ¦ flood 40°, DALI |  | 984.7689
MW020067 | se-21-d2-17W-40-3000-9-9005 | Seventies surface-mounted spotlight | black matt (RAL 9005), front ring black, Ø 90 x 225 mm, 17 W ¦ 3000 K ¦ Ra > 95 ¦ flood 40°, Bluetooth Casambi |  | 1063.5563
MW020019 | se-21-d2-17W-40-3000-9-9016 | Seventies surface-mounted spotlight | white matt (RAL 9016), front ring silver, Ø 90 x 225 mm, 17 W ¦ 3000 K ¦ Ra > 95 ¦ flood 40°, Bluetooth Casambi |  | 1063.5563
MW019855 | se-21-d2-17W-40-4000-2-9005 | Seventies surface-mounted spotlight | black matt (RAL 9005), front ring black, Ø 90 x 225 mm, 17 W ¦ 4000 K ¦ Ra > 95 ¦ flood 40°, 1-10 V via rotary potentiometer |  | 984.7689
MW019807 | se-21-d2-17W-40-4000-2-9016 | Seventies surface-mounted spotlight | white matt (RAL 9016), front ring silver, Ø 90 x 225 mm, 17 W ¦ 4000 K ¦ Ra > 95 ¦ flood 40°, 1-10 V via rotary potentiometer |  | 984.7689
MW019951 | se-21-d2-17W-40-4000-4-9005 | Seventies surface-mounted spotlight | black matt (RAL 9005), front ring black, Ø 90 x 225 mm, 17 W ¦ 4000 K ¦ Ra > 95 ¦ flood 40°, DALI |  | 984.7689
MW019903 | se-21-d2-17W-40-4000-4-9016 | Seventies surface-mounted spotlight | white matt (RAL 9016), front ring silver, Ø 90 x 225 mm, 17 W ¦ 4000 K ¦ Ra > 95 ¦ flood 40°, DALI |  | 984.7689
MW020071 | se-21-d2-17W-40-4000-9-9005 | Seventies surface-mounted spotlight | black matt (RAL 9005), front ring black, Ø 90 x 225 mm, 17 W ¦ 4000 K ¦ Ra > 95 ¦ flood 40°, Bluetooth Casambi |  | 1063.5563
MW020023 | se-21-d2-17W-40-4000-9-9016 | Seventies surface-mounted spotlight | white matt (RAL 9016), front ring silver, Ø 90 x 225 mm, 17 W ¦ 4000 K ¦ Ra > 95 ¦ flood 40°, Bluetooth Casambi |  | 1063.5563
MW019848 | se-21-d2-17W-52-2700-2-9005 | Seventies surface-mounted spotlight | black matt (RAL 9005), front ring black, Ø 90 x 225 mm, 17 W ¦ 2700 K ¦ Ra > 95 ¦ flood 52°, 1-10 V via rotary potentiometer |  | 984.7689
MW019800 | se-21-d2-17W-52-2700-2-9016 | Seventies surface-mounted spotlight | white matt (RAL 9016), front ring silver, Ø 90 x 225 mm, 17 W ¦ 2700 K ¦ Ra > 95 ¦ flood 52°, 1-10 V via rotary potentiometer |  | 984.7689
MW019944 | se-21-d2-17W-52-2700-4-9005 | Seventies surface-mounted spotlight | black matt (RAL 9005), front ring black, Ø 90 x 225 mm, 17 W ¦ 2700 K ¦ Ra > 95 ¦ flood 52°, DALI |  | 984.7689
MW019896 | se-21-d2-17W-52-2700-4-9016 | Seventies surface-mounted spotlight | white matt (RAL 9016), front ring silver, Ø 90 x 225 mm, 17 W ¦ 2700 K ¦ Ra > 95 ¦ flood 52°, DALI |  | 984.7689
MW020064 | se-21-d2-17W-52-2700-9-9005 | Seventies surface-mounted spotlight | black matt (RAL 9005), front ring black, Ø 90 x 225 mm, 17 W ¦ 2700 K ¦ Ra > 95 ¦ flood 52°, Bluetooth Casambi |  | 1063.5563
MW020016 | se-21-d2-17W-52-2700-9-9016 | Seventies surface-mounted spotlight | white matt (RAL 9016), front ring silver, Ø 90 x 225 mm, 17 W ¦ 2700 K ¦ Ra > 95 ¦ flood 52°, Bluetooth Casambi |  | 1063.5563
MW019852 | se-21-d2-17W-52-3000-2-9005 | Seventies surface-mounted spotlight | black matt (RAL 9005), front ring black, Ø 90 x 225 mm, 17 W ¦ 2700 K ¦ Ra > 95 ¦ flood 52°, 1-10 V via rotary potentiometer |  | 984.7689
MW019804 | se-21-d2-17W-52-3000-2-9016 | Seventies surface-mounted spotlight | white matt (RAL 9016), front ring silver, Ø 90 x 225 mm, 17 W ¦ 2700 K ¦ Ra > 95 ¦ flood 52°, 1-10 V via rotary potentiometer |  | 984.7689
MW019948 | se-21-d2-17W-52-3000-4-9005 | Seventies surface-mounted spotlight | black matt (RAL 9005), front ring black, Ø 90 x 225 mm, 17 W ¦ 2700 K ¦ Ra > 95 ¦ flood 52°, DALI |  | 984.7689
MW019900 | se-21-d2-17W-52-3000-4-9016 | Seventies surface-mounted spotlight | white matt (RAL 9016), front ring silver, Ø 90 x 225 mm, 17 W ¦ 2700 K ¦ Ra > 95 ¦ flood 52°, DALI |  | 984.7689
MW020068 | se-21-d2-17W-52-3000-9-9005 | Seventies surface-mounted spotlight | black matt (RAL 9005), front ring black, Ø 90 x 225 mm, 17 W ¦ 2700 K ¦ Ra > 95 ¦ flood 52°, Bluetooth Casambi |  | 1063.5563
MW020020 | se-21-d2-17W-52-3000-9-9016 | Seventies surface-mounted spotlight | white matt (RAL 9016), front ring silver, Ø 90 x 225 mm, 17 W ¦ 2700 K ¦ Ra > 95 ¦ flood 52°, Bluetooth Casambi |  | 1063.5563
MW019856 | se-21-d2-17W-52-4000-2-9005 | Seventies surface-mounted spotlight | black matt (RAL 9005), front ring black, Ø 90 x 225 mm, 17 W ¦ 2700 K ¦ Ra > 95 ¦ flood 52°, 1-10 V via rotary potentiometer |  | 984.7689
MW019808 | se-21-d2-17W-52-4000-2-9016 | Seventies surface-mounted spotlight | white matt (RAL 9016), front ring silver, Ø 90 x 225 mm, 17 W ¦ 2700 K ¦ Ra > 95 ¦ flood 52°, 1-10 V via rotary potentiometer |  | 984.7689
MW019952 | se-21-d2-17W-52-4000-4-9005 | Seventies surface-mounted spotlight | black matt (RAL 9005), front ring black, Ø 90 x 225 mm, 17 W ¦ 2700 K ¦ Ra > 95 ¦ flood 52°, DALI |  | 984.7689
MW019904 | se-21-d2-17W-52-4000-4-9016 | Seventies surface-mounted spotlight | white matt (RAL 9016), front ring silver, Ø 90 x 225 mm, 17 W ¦ 2700 K ¦ Ra > 95 ¦ flood 52°, DALI |  | 984.7689
MW020072 | se-21-d2-17W-52-4000-9-9005 | Seventies surface-mounted spotlight | black matt (RAL 9005), front ring black, Ø 90 x 225 mm, 17 W ¦ 2700 K ¦ Ra > 95 ¦ flood 52°, Bluetooth Casambi |  | 1063.5563
MW020024 | se-21-d2-17W-52-4000-9-9016 | Seventies surface-mounted spotlight | white matt (RAL 9016), front ring silver, Ø 90 x 225 mm, 17 W ¦ 2700 K ¦ Ra > 95 ¦ flood 52°, Bluetooth Casambi |  | 1063.5563
MW019857 | se-21-d2-24W-20-2700-2-9005 | Seventies surface-mounted spotlight | black matt (RAL 9005), front ring black, Ø 90 x 225 mm, 24 W ¦ 2700 K ¦ Ra > 95 ¦ medium 20°, 1-10 V via rotary potentiometer |  | 984.7689
MW019809 | se-21-d2-24W-20-2700-2-9016 | Seventies surface-mounted spotlight | white matt (RAL 9016), front ring silver, Ø 90 x 225 mm, 24 W ¦ 2700 K ¦ Ra > 95 ¦ medium 20°, 1-10 V via rotary potentiometer |  | 984.7689
MW019953 | se-21-d2-24W-20-2700-4-9005 | Seventies surface-mounted spotlight | black matt (RAL 9005), front ring black, Ø 90 x 225 mm, 24 W ¦ 2700 K ¦ Ra > 95 ¦ medium 20°, DALI |  | 984.7689
MW019905 | se-21-d2-24W-20-2700-4-9016 | Seventies surface-mounted spotlight | white matt (RAL 9016), front ring silver, Ø 90 x 225 mm, 24 W ¦ 2700 K ¦ Ra > 95 ¦ medium 20°, DALI |  | 984.7689
MW020001 | se-21-d2-24W-20-2700-5-9005 | Seventies surface-mounted spotlight | black matt (RAL 9005), front ring black, Ø 90 x 225 mm, 24 W ¦ 2700 K ¦ Ra > 95 ¦ medium 20°, Trailing edge |  | 905.9874
MW019989 | se-21-d2-24W-20-2700-5-9016 | Seventies surface-mounted spotlight | white matt (RAL 9016), front ring silver, Ø 90 x 225 mm, 24 W ¦ 2700 K ¦ Ra > 95 ¦ medium 20°, Trailing edge |  | 905.9874
MW020073 | se-21-d2-24W-20-2700-9-9005 | Seventies surface-mounted spotlight | black matt (RAL 9005), front ring black, Ø 90 x 225 mm, 24 W ¦ 3000 K ¦ Ra > 95 ¦ medium 20°, Bluetooth Casambi |  | 1063.5563
MW020025 | se-21-d2-24W-20-2700-9-9016 | Seventies surface-mounted spotlight | white matt (RAL 9016), front ring silver, Ø 90 x 225 mm, 24 W ¦ 3000 K ¦ Ra > 95 ¦ medium 20°, Bluetooth Casambi |  | 1063.5563
MW019861 | se-21-d2-24W-20-3000-2-9005 | Seventies surface-mounted spotlight | black matt (RAL 9005), front ring black, Ø 90 x 225 mm, 24 W ¦ 3000 K ¦ Ra > 95 ¦ medium 20°, 1-10 V via rotary potentiometer |  | 984.7689
MW019813 | se-21-d2-24W-20-3000-2-9016 | Seventies surface-mounted spotlight | white matt (RAL 9016), front ring silver, Ø 90 x 225 mm, 24 W ¦ 3000 K ¦ Ra > 95 ¦ medium 20°, 1-10 V via rotary potentiometer |  | 984.7689
MW019957 | se-21-d2-24W-20-3000-4-9005 | Seventies surface-mounted spotlight | black matt (RAL 9005), front ring black, Ø 90 x 225 mm, 24 W ¦ 3000 K ¦ Ra > 95 ¦ medium 20°, DALI |  | 984.7689
MW019909 | se-21-d2-24W-20-3000-4-9016 | Seventies surface-mounted spotlight | white matt (RAL 9016), front ring silver, Ø 90 x 225 mm, 24 W ¦ 3000 K ¦ Ra > 95 ¦ medium 20°, DALI |  | 984.7689
MW020005 | se-21-d2-24W-20-3000-5-9005 | Seventies surface-mounted spotlight | black matt (RAL 9005), front ring black, Ø 90 x 225 mm, 24 W ¦ 4000 K ¦ Ra > 95 ¦ medium 20°, Trailing edge |  | 905.9874
MW019993 | se-21-d2-24W-20-3000-5-9016 | Seventies surface-mounted spotlight | white matt (RAL 9016), front ring silver, Ø 90 x 225 mm, 24 W ¦ 4000 K ¦ Ra > 95 ¦ medium 20°, Trailing edge |  | 905.9874
MW020077 | se-21-d2-24W-20-3000-9-9005 | Seventies surface-mounted spotlight | black matt (RAL 9005), front ring black, Ø 90 x 225 mm, 24 W ¦ 4000 K ¦ Ra > 95 ¦ medium 20°, Bluetooth Casambi |  | 1063.5563
MW020029 | se-21-d2-24W-20-3000-9-9016 | Seventies surface-mounted spotlight | white matt (RAL 9016), front ring silver, Ø 90 x 225 mm, 24 W ¦ 4000 K ¦ Ra > 95 ¦ medium 20°, Bluetooth Casambi |  | 1063.5563
MW019865 | se-21-d2-24W-20-4000-2-9005 | Seventies surface-mounted spotlight | black matt (RAL 9005), front ring black, Ø 90 x 225 mm, 24 W ¦ 4000 K ¦ Ra > 95 ¦ medium 20°, 1-10 V via rotary potentiometer |  | 984.7689
MW019817 | se-21-d2-24W-20-4000-2-9016 | Seventies surface-mounted spotlight | white matt (RAL 9016), front ring silver, Ø 90 x 225 mm, 24 W ¦ 4000 K ¦ Ra > 95 ¦ medium 20°, 1-10 V via rotary potentiometer |  | 984.7689
MW019961 | se-21-d2-24W-20-4000-4-9005 | Seventies surface-mounted spotlight | black matt (RAL 9005), front ring black, Ø 90 x 225 mm, 24 W ¦ 2700 K ¦ Ra > 95 ¦ medium 20°, DALI |  | 984.7689
MW019913 | se-21-d2-24W-20-4000-4-9016 | Seventies surface-mounted spotlight | white matt (RAL 9016), front ring silver, Ø 90 x 225 mm, 24 W ¦ 2700 K ¦ Ra > 95 ¦ medium 20°, DALI |  | 984.7689
MW020009 | se-21-d2-24W-20-4000-5-9005 | Seventies surface-mounted spotlight | black matt (RAL 9005), front ring black, Ø 90 x 225 mm, 24 W ¦ 2700 K ¦ Ra > 95 ¦ flood 30°, Trailing edge |  | 905.9874
MW019997 | se-21-d2-24W-20-4000-5-9016 | Seventies surface-mounted spotlight | white matt (RAL 9016), front ring silver, Ø 90 x 225 mm, 24 W ¦ 2700 K ¦ Ra > 95 ¦ flood 30°, Trailing edge |  | 905.9874
MW020081 | se-21-d2-24W-20-4000-9-9005 | Seventies surface-mounted spotlight | black matt (RAL 9005), front ring black, Ø 90 x 225 mm, 24 W ¦ 2700 K ¦ Ra > 95 ¦ flood 30°, Bluetooth Casambi |  | 1063.5563
MW020033 | se-21-d2-24W-20-4000-9-9016 | Seventies surface-mounted spotlight | white matt (RAL 9016), front ring silver, Ø 90 x 225 mm, 24 W ¦ 2700 K ¦ Ra > 95 ¦ flood 30°, Bluetooth Casambi |  | 1063.5563
MW019858 | se-21-d2-24W-30-2700-2-9005 | Seventies surface-mounted spotlight | black matt (RAL 9005), front ring black, Ø 90 x 225 mm, 24 W ¦ 3000 K ¦ Ra > 95 ¦ flood 30°, 1-10 V via rotary potentiometer |  | 984.7689
MW019810 | se-21-d2-24W-30-2700-2-9016 | Seventies surface-mounted spotlight | white matt (RAL 9016), front ring silver, Ø 90 x 225 mm, 24 W ¦ 3000 K ¦ Ra > 95 ¦ flood 30°, 1-10 V via rotary potentiometer |  | 984.7689
MW019954 | se-21-d2-24W-30-2700-4-9005 | Seventies surface-mounted spotlight | black matt (RAL 9005), front ring black, Ø 90 x 225 mm, 24 W ¦ 3000 K ¦ Ra > 95 ¦ flood 30°, DALI |  | 984.7689
MW019906 | se-21-d2-24W-30-2700-4-9016 | Seventies surface-mounted spotlight | white matt (RAL 9016), front ring silver, Ø 90 x 225 mm, 24 W ¦ 3000 K ¦ Ra > 95 ¦ flood 30°, DALI |  | 984.7689
MW020002 | se-21-d2-24W-30-2700-5-9005 | Seventies surface-mounted spotlight | black matt (RAL 9005), front ring black, Ø 90 x 225 mm, 24 W ¦ 3000 K ¦ Ra > 95 ¦ flood 30°, Trailing edge |  | 905.9874
MW019990 | se-21-d2-24W-30-2700-5-9016 | Seventies surface-mounted spotlight | white matt (RAL 9016), front ring silver, Ø 90 x 225 mm, 24 W ¦ 3000 K ¦ Ra > 95 ¦ flood 30°, Trailing edge |  | 905.9874
MW020074 | se-21-d2-24W-30-2700-9-9005 | Seventies surface-mounted spotlight | black matt (RAL 9005), front ring black, Ø 90 x 225 mm, 24 W ¦ 4000 K ¦ Ra > 95 ¦ flood 30°, Bluetooth Casambi |  | 1063.5563
MW020026 | se-21-d2-24W-30-2700-9-9016 | Seventies surface-mounted spotlight | white matt (RAL 9016), front ring silver, Ø 90 x 225 mm, 24 W ¦ 4000 K ¦ Ra > 95 ¦ flood 30°, Bluetooth Casambi |  | 1063.5563
MW019862 | se-21-d2-24W-30-3000-2-9005 | Seventies surface-mounted spotlight | black matt (RAL 9005), front ring black, Ø 90 x 225 mm, 24 W ¦ 4000 K ¦ Ra > 95 ¦ flood 30°, 1-10 V via rotary potentiometer |  | 984.7689
MW019814 | se-21-d2-24W-30-3000-2-9016 | Seventies surface-mounted spotlight | white matt (RAL 9016), front ring silver, Ø 90 x 225 mm, 24 W ¦ 4000 K ¦ Ra > 95 ¦ flood 30°, 1-10 V via rotary potentiometer |  | 984.7689
MW019958 | se-21-d2-24W-30-3000-4-9005 | Seventies surface-mounted spotlight | black matt (RAL 9005), front ring black, Ø 90 x 225 mm, 24 W ¦ 4000 K ¦ Ra > 95 ¦ flood 30°, DALI |  | 984.7689
MW019910 | se-21-d2-24W-30-3000-4-9016 | Seventies surface-mounted spotlight | white matt (RAL 9016), front ring silver, Ø 90 x 225 mm, 24 W ¦ 4000 K ¦ Ra > 95 ¦ flood 30°, DALI |  | 984.7689
MW020006 | se-21-d2-24W-30-3000-5-9005 | Seventies surface-mounted spotlight | black matt (RAL 9005), front ring black, Ø 90 x 225 mm, 24 W ¦ 2700 K ¦ Ra > 95 ¦ flood 40°, Trailing edge |  | 905.9874
MW019994 | se-21-d2-24W-30-3000-5-9016 | Seventies surface-mounted spotlight | white matt (RAL 9016), front ring silver, Ø 90 x 225 mm, 24 W ¦ 2700 K ¦ Ra > 95 ¦ flood 40°, Trailing edge |  | 905.9874
MW020078 | se-21-d2-24W-30-3000-9-9005 | Seventies surface-mounted spotlight | black matt (RAL 9005), front ring black, Ø 90 x 225 mm, 24 W ¦ 2700 K ¦ Ra > 95 ¦ flood 30°, Bluetooth Casambi |  | 1063.5563
MW020030 | se-21-d2-24W-30-3000-9-9016 | Seventies surface-mounted spotlight | white matt (RAL 9016), front ring silver, Ø 90 x 225 mm, 24 W ¦ 2700 K ¦ Ra > 95 ¦ flood 30°, Bluetooth Casambi |  | 1063.5563
MW019866 | se-21-d2-24W-30-4000-2-9005 | Seventies surface-mounted spotlight | black matt (RAL 9005), front ring black, Ø 90 x 225 mm, 24 W ¦ 2700 K ¦ Ra > 95 ¦ flood 30°, 1-10 V via rotary potentiometer |  | 984.7689
MW019818 | se-21-d2-24W-30-4000-2-9016 | Seventies surface-mounted spotlight | white matt (RAL 9016), front ring silver, Ø 90 x 225 mm, 24 W ¦ 2700 K ¦ Ra > 95 ¦ flood 30°, 1-10 V via rotary potentiometer |  | 984.7689
MW019962 | se-21-d2-24W-30-4000-4-9005 | Seventies surface-mounted spotlight | black matt (RAL 9005), front ring black, Ø 90 x 225 mm, 24 W ¦ 3000 K ¦ Ra > 95 ¦ flood 30°, DALI |  | 984.7689
MW019914 | se-21-d2-24W-30-4000-4-9016 | Seventies surface-mounted spotlight | white matt (RAL 9016), front ring silver, Ø 90 x 225 mm, 24 W ¦ 3000 K ¦ Ra > 95 ¦ flood 30°, DALI |  | 984.7689
MW020010 | se-21-d2-24W-30-4000-5-9005 | Seventies surface-mounted spotlight | black matt (RAL 9005), front ring black, Ø 90 x 225 mm, 24 W ¦ 3000 K ¦ Ra > 95 ¦ flood 40°, Trailing edge |  | 905.9874
MW019998 | se-21-d2-24W-30-4000-5-9016 | Seventies surface-mounted spotlight | white matt (RAL 9016), front ring silver, Ø 90 x 225 mm, 24 W ¦ 3000 K ¦ Ra > 95 ¦ flood 40°, Trailing edge |  | 905.9874
MW020082 | se-21-d2-24W-30-4000-9-9005 | Seventies surface-mounted spotlight | black matt (RAL 9005), front ring black, Ø 90 x 225 mm, 24 W ¦ 3000 K ¦ Ra > 95 ¦ flood 40°, Bluetooth Casambi |  | 1063.5563
MW020034 | se-21-d2-24W-30-4000-9-9016 | Seventies surface-mounted spotlight | white matt (RAL 9016), front ring silver, Ø 90 x 225 mm, 24 W ¦ 3000 K ¦ Ra > 95 ¦ flood 40°, Bluetooth Casambi |  | 1063.5563
MW019859 | se-21-d2-24W-40-2700-2-9005 | Seventies surface-mounted spotlight | black matt (RAL 9005), front ring black, Ø 90 x 225 mm, 24 W ¦ 4000 K ¦ Ra > 95 ¦ flood 40°, 1-10 V via rotary potentiometer |  | 984.7689
MW019811 | se-21-d2-24W-40-2700-2-9016 | Seventies surface-mounted spotlight | white matt (RAL 9016), front ring silver, Ø 90 x 225 mm, 24 W ¦ 4000 K ¦ Ra > 95 ¦ flood 40°, 1-10 V via rotary potentiometer |  | 984.7689
MW019955 | se-21-d2-24W-40-2700-4-9005 | Seventies surface-mounted spotlight | black matt (RAL 9005), front ring black, Ø 90 x 225 mm, 24 W ¦ 4000 K ¦ Ra > 95 ¦ flood 40°, DALI |  | 984.7689
MW019907 | se-21-d2-24W-40-2700-4-9016 | Seventies surface-mounted spotlight | white matt (RAL 9016), front ring silver, Ø 90 x 225 mm, 24 W ¦ 4000 K ¦ Ra > 95 ¦ flood 40°, DALI |  | 984.7689
MW020003 | se-21-d2-24W-40-2700-5-9005 | Seventies surface-mounted spotlight | black matt (RAL 9005), front ring black, Ø 90 x 225 mm, 24 W ¦ 4000 K ¦ Ra > 95 ¦ flood 40°, Trailing edge |  | 905.9874
MW019991 | se-21-d2-24W-40-2700-5-9016 | Seventies surface-mounted spotlight | white matt (RAL 9016), front ring silver, Ø 90 x 225 mm, 24 W ¦ 4000 K ¦ Ra > 95 ¦ flood 40°, Trailing edge |  | 905.9874
MW020075 | se-21-d2-24W-40-2700-9-9005 | Seventies surface-mounted spotlight | black matt (RAL 9005), front ring black, Ø 90 x 225 mm, 24 W ¦ 2700 K ¦ Ra > 95 ¦ flood 40°, Bluetooth Casambi |  | 1063.5563
MW020027 | se-21-d2-24W-40-2700-9-9016 | Seventies surface-mounted spotlight | white matt (RAL 9016), front ring silver, Ø 90 x 225 mm, 24 W ¦ 2700 K ¦ Ra > 95 ¦ flood 40°, Bluetooth Casambi |  | 1063.5563
MW019863 | se-21-d2-24W-40-3000-2-9005 | Seventies surface-mounted spotlight | black matt (RAL 9005), front ring black, Ø 90 x 225 mm, 24 W ¦ 2700 K ¦ Ra > 95 ¦ flood 40°, 1-10 V via rotary potentiometer |  | 984.7689
MW019815 | se-21-d2-24W-40-3000-2-9016 | Seventies surface-mounted spotlight | white matt (RAL 9016), front ring silver, Ø 90 x 225 mm, 24 W ¦ 2700 K ¦ Ra > 95 ¦ flood 40°, 1-10 V via rotary potentiometer |  | 984.7689
MW019959 | se-21-d2-24W-40-3000-4-9005 | Seventies surface-mounted spotlight | black matt (RAL 9005), front ring black, Ø 90 x 225 mm, 24 W ¦ 2700 K ¦ Ra > 95 ¦ flood 40°, DALI |  | 984.7689
MW019911 | se-21-d2-24W-40-3000-4-9016 | Seventies surface-mounted spotlight | white matt (RAL 9016), front ring silver, Ø 90 x 225 mm, 24 W ¦ 2700 K ¦ Ra > 95 ¦ flood 40°, DALI |  | 984.7689
MW020007 | se-21-d2-24W-40-3000-5-9005 | Seventies surface-mounted spotlight | black matt (RAL 9005), front ring black, Ø 90 x 225 mm, 24 W ¦ 2700 K ¦ Ra > 95 ¦ flood 52°, Trailing edge |  | 905.9874
MW019995 | se-21-d2-24W-40-3000-5-9016 | Seventies surface-mounted spotlight | white matt (RAL 9016), front ring silver, Ø 90 x 225 mm, 24 W ¦ 2700 K ¦ Ra > 95 ¦ flood 52°, Trailing edge |  | 905.9874
MW020079 | se-21-d2-24W-40-3000-9-9005 | Seventies surface-mounted spotlight | black matt (RAL 9005), front ring black, Ø 90 x 225 mm, 24 W ¦ 2700 K ¦ Ra > 95 ¦ flood 40°, Bluetooth Casambi |  | 1063.5563
MW020031 | se-21-d2-24W-40-3000-9-9016 | Seventies surface-mounted spotlight | white matt (RAL 9016), front ring silver, Ø 90 x 225 mm, 24 W ¦ 2700 K ¦ Ra > 95 ¦ flood 40°, Bluetooth Casambi |  | 1063.5563
MW019867 | se-21-d2-24W-40-4000-2-9005 | Seventies surface-mounted spotlight | black matt (RAL 9005), front ring black, Ø 90 x 225 mm, 24 W ¦ 2700 K ¦ Ra > 95 ¦ flood 40°, 1-10 V via rotary potentiometer |  | 984.7689
MW019819 | se-21-d2-24W-40-4000-2-9016 | Seventies surface-mounted spotlight | white matt (RAL 9016), front ring silver, Ø 90 x 225 mm, 24 W ¦ 2700 K ¦ Ra > 95 ¦ flood 40°, 1-10 V via rotary potentiometer |  | 984.7689
MW019963 | se-21-d2-24W-40-4000-4-9005 | Seventies surface-mounted spotlight | black matt (RAL 9005), front ring black, Ø 90 x 225 mm, 24 W ¦ 2700 K ¦ Ra > 95 ¦ flood 40°, DALI |  | 984.7689
MW019915 | se-21-d2-24W-40-4000-4-9016 | Seventies surface-mounted spotlight | white matt (RAL 9016), front ring silver, Ø 90 x 225 mm, 24 W ¦ 2700 K ¦ Ra > 95 ¦ flood 40°, DALI |  | 984.7689
MW020011 | se-21-d2-24W-40-4000-5-9005 | Seventies surface-mounted spotlight | black matt (RAL 9005), front ring black, Ø 90 x 225 mm, 24 W ¦ 2700 K ¦ Ra > 95 ¦ flood 52°, Trailing edge |  | 905.9874
MW019999 | se-21-d2-24W-40-4000-5-9016 | Seventies surface-mounted spotlight | white matt (RAL 9016), front ring silver, Ø 90 x 225 mm, 24 W ¦ 2700 K ¦ Ra > 95 ¦ flood 52°, Trailing edge |  | 905.9874
MW020083 | se-21-d2-24W-40-4000-9-9005 | Seventies surface-mounted spotlight | black matt (RAL 9005), front ring black, Ø 90 x 225 mm, 24 W ¦ 2700 K ¦ Ra > 95 ¦ flood 52°, Bluetooth Casambi |  | 1063.5563
MW020035 | se-21-d2-24W-40-4000-9-9016 | Seventies surface-mounted spotlight | white matt (RAL 9016), front ring silver, Ø 90 x 225 mm, 24 W ¦ 2700 K ¦ Ra > 95 ¦ flood 52°, Bluetooth Casambi |  | 1063.5563
MW019860 | se-21-d2-24W-52-2700-2-9005 | Seventies surface-mounted spotlight | black matt (RAL 9005), front ring black, Ø 90 x 225 mm, 24 W ¦ 4000 K ¦ Ra > 95 ¦ flood 40°, 1-10 V via rotary potentiometer |  | 984.7689
MW019812 | se-21-d2-24W-52-2700-2-9016 | Seventies surface-mounted spotlight | white matt (RAL 9016), front ring silver, Ø 90 x 225 mm, 24 W ¦ 4000 K ¦ Ra > 95 ¦ flood 40°, 1-10 V via rotary potentiometer |  | 984.7689
MW019956 | se-21-d2-24W-52-2700-4-9005 | Seventies surface-mounted spotlight | black matt (RAL 9005), front ring black, Ø 90 x 225 mm, 24 W ¦ 4000 K ¦ Ra > 95 ¦ flood 40°, DALI |  | 984.7689
MW019908 | se-21-d2-24W-52-2700-4-9016 | Seventies surface-mounted spotlight | white matt (RAL 9016), front ring silver, Ø 90 x 225 mm, 24 W ¦ 4000 K ¦ Ra > 95 ¦ flood 40°, DALI |  | 984.7689
MW020004 | se-21-d2-24W-52-2700-5-9005 | Seventies surface-mounted spotlight | black matt (RAL 9005), front ring black, Ø 90 x 225 mm, 24 W ¦ 4000 K ¦ Ra > 95 ¦ flood 40°, Trailing edge |  | 905.9874
MW019992 | se-21-d2-24W-52-2700-5-9016 | Seventies surface-mounted spotlight | white matt (RAL 9016), front ring silver, Ø 90 x 225 mm, 24 W ¦ 4000 K ¦ Ra > 95 ¦ flood 40°, Trailing edge |  | 905.9874
MW020076 | se-21-d2-24W-52-2700-9-9005 | Seventies surface-mounted spotlight | black matt (RAL 9005), front ring black, Ø 90 x 225 mm, 24 W ¦ 2700 K ¦ Ra > 95 ¦ flood 52°, Bluetooth Casambi |  | 1063.5563
MW020028 | se-21-d2-24W-52-2700-9-9016 | Seventies surface-mounted spotlight | white matt (RAL 9016), front ring silver, Ø 90 x 225 mm, 24 W ¦ 2700 K ¦ Ra > 95 ¦ flood 52°, Bluetooth Casambi |  | 1063.5563
MW019864 | se-21-d2-24W-52-3000-2-9005 | Seventies surface-mounted spotlight | black matt (RAL 9005), front ring black, Ø 90 x 225 mm, 24 W ¦ 2700 K ¦ Ra > 95 ¦ flood 52°, 1-10 V via rotary potentiometer |  | 984.7689
MW019816 | se-21-d2-24W-52-3000-2-9016 | Seventies surface-mounted spotlight | white matt (RAL 9016), front ring silver, Ø 90 x 225 mm, 24 W ¦ 2700 K ¦ Ra > 95 ¦ flood 52°, 1-10 V via rotary potentiometer |  | 984.7689
MW019960 | se-21-d2-24W-52-3000-4-9005 | Seventies surface-mounted spotlight | black matt (RAL 9005), front ring black, Ø 90 x 225 mm, 24 W ¦ 2700 K ¦ Ra > 95 ¦ flood 52°, DALI |  | 984.7689
MW019912 | se-21-d2-24W-52-3000-4-9016 | Seventies surface-mounted spotlight | white matt (RAL 9016), front ring silver, Ø 90 x 225 mm, 24 W ¦ 2700 K ¦ Ra > 95 ¦ flood 52°, DALI |  | 984.7689
MW020008 | se-21-d2-24W-52-3000-5-9005 | Seventies surface-mounted spotlight | black matt (RAL 9005), front ring black, Ø 90 x 225 mm, 24 W ¦ 2700 K ¦ Ra > 95 ¦ flood 52°, Trailing edge |  | 905.9874
MW019996 | se-21-d2-24W-52-3000-5-9016 | Seventies surface-mounted spotlight | white matt (RAL 9016), front ring silver, Ø 90 x 225 mm, 24 W ¦ 2700 K ¦ Ra > 95 ¦ flood 52°, Trailing edge |  | 905.9874
MW020080 | se-21-d2-24W-52-3000-9-9005 | Seventies surface-mounted spotlight | black matt (RAL 9005), front ring black, Ø 90 x 225 mm, 24 W ¦ 2700 K ¦ Ra > 95 ¦ flood 52°, Bluetooth Casambi |  | 1063.5563
MW020032 | se-21-d2-24W-52-3000-9-9016 | Seventies surface-mounted spotlight | white matt (RAL 9016), front ring silver, Ø 90 x 225 mm, 24 W ¦ 2700 K ¦ Ra > 95 ¦ flood 52°, Bluetooth Casambi |  | 1063.5563
MW019868 | se-21-d2-24W-52-4000-2-9005 | Seventies surface-mounted spotlight | black matt (RAL 9005), front ring black, Ø 90 x 225 mm, 24 W ¦ 2700 K ¦ Ra > 95 ¦ flood 52°, 1-10 V via rotary potentiometer |  | 984.7689
MW019820 | se-21-d2-24W-52-4000-2-9016 | Seventies surface-mounted spotlight | white matt (RAL 9016), front ring silver, Ø 90 x 225 mm, 24 W ¦ 2700 K ¦ Ra > 95 ¦ flood 52°, 1-10 V via rotary potentiometer |  | 984.7689
MW019964 | se-21-d2-24W-52-4000-4-9005 | Seventies surface-mounted spotlight | black matt (RAL 9005), front ring black, Ø 90 x 225 mm, 24 W ¦ 2700 K ¦ Ra > 95 ¦ flood 52°, DALI |  | 984.7689
MW019916 | se-21-d2-24W-52-4000-4-9016 | Seventies surface-mounted spotlight | white matt (RAL 9016), front ring silver, Ø 90 x 225 mm, 24 W ¦ 2700 K ¦ Ra > 95 ¦ flood 52°, DALI |  | 984.7689
MW020012 | se-21-d2-24W-52-4000-5-9005 | Seventies surface-mounted spotlight | black matt (RAL 9005), front ring black, Ø 90 x 225 mm, 24 W ¦ 2700 K ¦ Ra > 95 ¦ flood 52°, Trailing edge |  | 905.9874
MW020000 | se-21-d2-24W-52-4000-5-9016 | Seventies surface-mounted spotlight | white matt (RAL 9016), front ring silver, Ø 90 x 225 mm, 24 W ¦ 2700 K ¦ Ra > 95 ¦ flood 52°, Trailing edge |  | 905.9874
MW020084 | se-21-d2-24W-52-4000-9-9005 | Seventies surface-mounted spotlight | black matt (RAL 9005), front ring black, Ø 90 x 225 mm, 24 W ¦ 2700 K ¦ Ra > 95 ¦ flood 52°, Bluetooth Casambi |  | 1063.5563
MW020036 | se-21-d2-24W-52-4000-9-9016 | Seventies surface-mounted spotlight | white matt (RAL 9016), front ring silver, Ø 90 x 225 mm, 24 W ¦ 2700 K ¦ Ra > 95 ¦ flood 52°, Bluetooth Casambi |  | 1063.5563
MW019869 | se-21-d2-31W-20-2700-2-9005 | Seventies surface-mounted spotlight | black matt (RAL 9005), front ring black, Ø 90 x 225 mm, 31 W ¦ 2700 K ¦ Ra > 95 ¦ medium 20°, 1-10 V via rotary potentiometer |  | 984.7689
MW019821 | se-21-d2-31W-20-2700-2-9016 | Seventies surface-mounted spotlight | white matt (RAL 9016), front ring silver, Ø 90 x 225 mm, 31 W ¦ 2700 K ¦ Ra > 95 ¦ medium 20°, 1-10 V via rotary potentiometer |  | 984.7689
MW019965 | se-21-d2-31W-20-2700-4-9005 | Seventies surface-mounted spotlight | black matt (RAL 9005), front ring black, Ø 90 x 225 mm, 31 W ¦ 2700 K ¦ Ra > 95 ¦ medium 20°, DALI |  | 984.7689
MW019917 | se-21-d2-31W-20-2700-4-9016 | Seventies surface-mounted spotlight | white matt (RAL 9016), front ring silver, Ø 90 x 225 mm, 31 W ¦ 2700 K ¦ Ra > 95 ¦ medium 20°, DALI |  | 984.7689
MW020085 | se-21-d2-31W-20-2700-9-9005 | Seventies surface-mounted spotlight | black matt (RAL 9005), front ring black, Ø 90 x 225 mm, 31 W ¦ 2700 K ¦ Ra > 95 ¦ medium 20°, Bluetooth Casambi |  | 1063.5563
MW020037 | se-21-d2-31W-20-2700-9-9016 | Seventies surface-mounted spotlight | white matt (RAL 9016), front ring silver, Ø 90 x 225 mm, 31 W ¦ 2700 K ¦ Ra > 95 ¦ medium 20°, Bluetooth Casambi |  | 1063.5563
MW019873 | se-21-d2-31W-20-3000-2-9005 | Seventies surface-mounted spotlight | black matt (RAL 9005), front ring black, Ø 90 x 225 mm, 31 W ¦ 3000 K ¦ Ra > 95 ¦ medium 20°, 1-10 V via rotary potentiometer |  | 984.7689
MW019825 | se-21-d2-31W-20-3000-2-9016 | Seventies surface-mounted spotlight | white matt (RAL 9016), front ring silver, Ø 90 x 225 mm, 31 W ¦ 3000 K ¦ Ra > 95 ¦ medium 20°, 1-10 V via rotary potentiometer |  | 984.7689
MW019969 | se-21-d2-31W-20-3000-4-9005 | Seventies surface-mounted spotlight | black matt (RAL 9005), front ring black, Ø 90 x 225 mm, 31 W ¦ 3000 K ¦ Ra > 95 ¦ medium 20°, DALI |  | 984.7689
MW019921 | se-21-d2-31W-20-3000-4-9016 | Seventies surface-mounted spotlight | white matt (RAL 9016), front ring silver, Ø 90 x 225 mm, 31 W ¦ 3000 K ¦ Ra > 95 ¦ medium 20°, DALI |  | 984.7689
MW020089 | se-21-d2-31W-20-3000-9-9005 | Seventies surface-mounted spotlight | black matt (RAL 9005), front ring black, Ø 90 x 225 mm, 31 W ¦ 3000 K ¦ Ra > 95 ¦ medium 20°, Bluetooth Casambi |  | 1063.5563
MW020041 | se-21-d2-31W-20-3000-9-9016 | Seventies surface-mounted spotlight | white matt (RAL 9016), front ring silver, Ø 90 x 225 mm, 31 W ¦ 3000 K ¦ Ra > 95 ¦ medium 20°, Bluetooth Casambi |  | 1063.5563
MW019877 | se-21-d2-31W-20-4000-2-9005 | Seventies surface-mounted spotlight | black matt (RAL 9005), front ring black, Ø 90 x 225 mm, 31 W ¦ 4000 K ¦ Ra > 95 ¦ medium 20°, 1-10 V via rotary potentiometer |  | 984.7689
MW019829 | se-21-d2-31W-20-4000-2-9016 | Seventies surface-mounted spotlight | white matt (RAL 9016), front ring silver, Ø 90 x 225 mm, 31 W ¦ 4000 K ¦ Ra > 95 ¦ medium 20°, 1-10 V via rotary potentiometer |  | 984.7689
MW019973 | se-21-d2-31W-20-4000-4-9005 | Seventies surface-mounted spotlight | black matt (RAL 9005), front ring black, Ø 90 x 225 mm, 31 W ¦ 4000 K ¦ Ra > 95 ¦ medium 20°, DALI |  | 984.7689
MW019925 | se-21-d2-31W-20-4000-4-9016 | Seventies surface-mounted spotlight | white matt (RAL 9016), front ring silver, Ø 90 x 225 mm, 31 W ¦ 4000 K ¦ Ra > 95 ¦ medium 20°, DALI |  | 984.7689
MW020093 | se-21-d2-31W-20-4000-9-9005 | Seventies surface-mounted spotlight | black matt (RAL 9005), front ring black, Ø 90 x 225 mm, 31 W ¦ 4000 K ¦ Ra > 95 ¦ medium 20°, Bluetooth Casambi |  | 1063.5563
MW020045 | se-21-d2-31W-20-4000-9-9016 | Seventies surface-mounted spotlight | white matt (RAL 9016), front ring silver, Ø 90 x 225 mm, 31 W ¦ 4000 K ¦ Ra > 95 ¦ medium 20°, Bluetooth Casambi |  | 1063.5563
MW019870 | se-21-d2-31W-30-2700-2-9005 | Seventies surface-mounted spotlight | black matt (RAL 9005), front ring black, Ø 90 x 225 mm, 31 W ¦ 2700 K ¦ Ra > 95 ¦ flood 30°, 1-10 V via rotary potentiometer |  | 984.7689
MW019822 | se-21-d2-31W-30-2700-2-9016 | Seventies surface-mounted spotlight | white matt (RAL 9016), front ring silver, Ø 90 x 225 mm, 31 W ¦ 2700 K ¦ Ra > 95 ¦ flood 30°, 1-10 V via rotary potentiometer |  | 984.7689
MW019966 | se-21-d2-31W-30-2700-4-9005 | Seventies surface-mounted spotlight | black matt (RAL 9005), front ring black, Ø 90 x 225 mm, 31 W ¦ 2700 K ¦ Ra > 95 ¦ flood 30°, DALI |  | 984.7689
MW019918 | se-21-d2-31W-30-2700-4-9016 | Seventies surface-mounted spotlight | white matt (RAL 9016), front ring silver, Ø 90 x 225 mm, 31 W ¦ 2700 K ¦ Ra > 95 ¦ flood 30°, DALI |  | 984.7689
MW020086 | se-21-d2-31W-30-2700-9-9005 | Seventies surface-mounted spotlight | black matt (RAL 9005), front ring black, Ø 90 x 225 mm, 31 W ¦ 2700 K ¦ Ra > 95 ¦ flood 30°, Bluetooth Casambi |  | 1063.5563
MW020038 | se-21-d2-31W-30-2700-9-9016 | Seventies surface-mounted spotlight | white matt (RAL 9016), front ring silver, Ø 90 x 225 mm, 31 W ¦ 2700 K ¦ Ra > 95 ¦ flood 30°, Bluetooth Casambi |  | 1063.5563
MW019874 | se-21-d2-31W-30-3000-2-9005 | Seventies surface-mounted spotlight | black matt (RAL 9005), front ring black, Ø 90 x 225 mm, 31 W ¦ 3000 K ¦ Ra > 95 ¦ flood 30°, 1-10 V via rotary potentiometer |  | 984.7689
MW019826 | se-21-d2-31W-30-3000-2-9016 | Seventies surface-mounted spotlight | white matt (RAL 9016), front ring silver, Ø 90 x 225 mm, 31 W ¦ 3000 K ¦ Ra > 95 ¦ flood 30°, 1-10 V via rotary potentiometer |  | 984.7689
MW019970 | se-21-d2-31W-30-3000-4-9005 | Seventies surface-mounted spotlight | black matt (RAL 9005), front ring black, Ø 90 x 225 mm, 31 W ¦ 3000 K ¦ Ra > 95 ¦ flood 30°, DALI |  | 984.7689
MW019922 | se-21-d2-31W-30-3000-4-9016 | Seventies surface-mounted spotlight | white matt (RAL 9016), front ring silver, Ø 90 x 225 mm, 31 W ¦ 3000 K ¦ Ra > 95 ¦ flood 30°, DALI |  | 984.7689
MW020090 | se-21-d2-31W-30-3000-9-9005 | Seventies surface-mounted spotlight | black matt (RAL 9005), front ring black, Ø 90 x 225 mm, 31 W ¦ 3000 K ¦ Ra > 95 ¦ flood 30°, Bluetooth Casambi |  | 1063.5563
MW020042 | se-21-d2-31W-30-3000-9-9016 | Seventies surface-mounted spotlight | white matt (RAL 9016), front ring silver, Ø 90 x 225 mm, 31 W ¦ 3000 K ¦ Ra > 95 ¦ flood 30°, Bluetooth Casambi |  | 1063.5563
MW019878 | se-21-d2-31W-30-4000-2-9005 | Seventies surface-mounted spotlight | black matt (RAL 9005), front ring black, Ø 90 x 225 mm, 31 W ¦ 4000 K ¦ Ra > 95 ¦ flood 30°, 1-10 V via rotary potentiometer |  | 984.7689
MW019830 | se-21-d2-31W-30-4000-2-9016 | Seventies surface-mounted spotlight | white matt (RAL 9016), front ring silver, Ø 90 x 225 mm, 31 W ¦ 4000 K ¦ Ra > 95 ¦ flood 30°, 1-10 V via rotary potentiometer |  | 984.7689
MW019974 | se-21-d2-31W-30-4000-4-9005 | Seventies surface-mounted spotlight | black matt (RAL 9005), front ring black, Ø 90 x 225 mm, 31 W ¦ 4000 K ¦ Ra > 95 ¦ flood 30°, DALI |  | 984.7689
MW019926 | se-21-d2-31W-30-4000-4-9016 | Seventies surface-mounted spotlight | white matt (RAL 9016), front ring silver, Ø 90 x 225 mm, 31 W ¦ 4000 K ¦ Ra > 95 ¦ flood 30°, DALI |  | 984.7689
MW020094 | se-21-d2-31W-30-4000-9-9005 | Seventies surface-mounted spotlight | black matt (RAL 9005), front ring black, Ø 90 x 225 mm, 31 W ¦ 4000 K ¦ Ra > 95 ¦ flood 30°, Bluetooth Casambi |  | 1063.5563
MW020046 | se-21-d2-31W-30-4000-9-9016 | Seventies surface-mounted spotlight | white matt (RAL 9016), front ring silver, Ø 90 x 225 mm, 31 W ¦ 4000 K ¦ Ra > 95 ¦ flood 30°, Bluetooth Casambi |  | 1063.5563
MW019871 | se-21-d2-31W-40-2700-2-9005 | Seventies surface-mounted spotlight | black matt (RAL 9005), front ring black, Ø 90 x 225 mm, 31 W ¦ 2700 K ¦ Ra > 95 ¦ flood 40°, 1-10 V via rotary potentiometer |  | 984.7689
MW019823 | se-21-d2-31W-40-2700-2-9016 | Seventies surface-mounted spotlight | white matt (RAL 9016), front ring silver, Ø 90 x 225 mm, 31 W ¦ 2700 K ¦ Ra > 95 ¦ flood 40°, 1-10 V via rotary potentiometer |  | 984.7689
MW019967 | se-21-d2-31W-40-2700-4-9005 | Seventies surface-mounted spotlight | black matt (RAL 9005), front ring black, Ø 90 x 225 mm, 31 W ¦ 2700 K ¦ Ra > 95 ¦ flood 40°, DALI |  | 984.7689
MW019919 | se-21-d2-31W-40-2700-4-9016 | Seventies surface-mounted spotlight | white matt (RAL 9016), front ring silver, Ø 90 x 225 mm, 31 W ¦ 2700 K ¦ Ra > 95 ¦ flood 40°, DALI |  | 984.7689
MW020087 | se-21-d2-31W-40-2700-9-9005 | Seventies surface-mounted spotlight | black matt (RAL 9005), front ring black, Ø 90 x 225 mm, 31 W ¦ 2700 K ¦ Ra > 95 ¦ flood 40°, Bluetooth Casambi |  | 1063.5563
MW020039 | se-21-d2-31W-40-2700-9-9016 | Seventies surface-mounted spotlight | white matt (RAL 9016), front ring silver, Ø 90 x 225 mm, 31 W ¦ 2700 K ¦ Ra > 95 ¦ flood 40°, Bluetooth Casambi |  | 1063.5563
MW019875 | se-21-d2-31W-40-3000-2-9005 | Seventies surface-mounted spotlight | black matt (RAL 9005), front ring black, Ø 90 x 225 mm, 31 W ¦ 3000 K ¦ Ra > 95 ¦ flood 40°, 1-10 V via rotary potentiometer |  | 984.7689
MW019827 | se-21-d2-31W-40-3000-2-9016 | Seventies surface-mounted spotlight | white matt (RAL 9016), front ring silver, Ø 90 x 225 mm, 31 W ¦ 3000 K ¦ Ra > 95 ¦ flood 40°, 1-10 V via rotary potentiometer |  | 984.7689
MW019971 | se-21-d2-31W-40-3000-4-9005 | Seventies surface-mounted spotlight | black matt (RAL 9005), front ring black, Ø 90 x 225 mm, 31 W ¦ 3000 K ¦ Ra > 95 ¦ flood 40°, DALI |  | 984.7689
MW019923 | se-21-d2-31W-40-3000-4-9016 | Seventies surface-mounted spotlight | white matt (RAL 9016), front ring silver, Ø 90 x 225 mm, 31 W ¦ 3000 K ¦ Ra > 95 ¦ flood 40°, DALI |  | 984.7689
MW020091 | se-21-d2-31W-40-3000-9-9005 | Seventies surface-mounted spotlight | black matt (RAL 9005), front ring black, Ø 90 x 225 mm, 31 W ¦ 3000 K ¦ Ra > 95 ¦ flood 40°, Bluetooth Casambi |  | 1063.5563
MW020043 | se-21-d2-31W-40-3000-9-9016 | Seventies surface-mounted spotlight | white matt (RAL 9016), front ring silver, Ø 90 x 225 mm, 31 W ¦ 3000 K ¦ Ra > 95 ¦ flood 40°, Bluetooth Casambi |  | 1063.5563
MW019879 | se-21-d2-31W-40-4000-2-9005 | Seventies surface-mounted spotlight | black matt (RAL 9005), front ring black, Ø 90 x 225 mm, 31 W ¦ 4000 K ¦ Ra > 95 ¦ flood 40°, 1-10 V via rotary potentiometer |  | 984.7689
MW019831 | se-21-d2-31W-40-4000-2-9016 | Seventies surface-mounted spotlight | white matt (RAL 9016), front ring silver, Ø 90 x 225 mm, 31 W ¦ 4000 K ¦ Ra > 95 ¦ flood 40°, 1-10 V via rotary potentiometer |  | 984.7689
MW019975 | se-21-d2-31W-40-4000-4-9005 | Seventies surface-mounted spotlight | black matt (RAL 9005), front ring black, Ø 90 x 225 mm, 31 W ¦ 4000 K ¦ Ra > 95 ¦ flood 40°, DALI |  | 984.7689
MW019927 | se-21-d2-31W-40-4000-4-9016 | Seventies surface-mounted spotlight | white matt (RAL 9016), front ring silver, Ø 90 x 225 mm, 31 W ¦ 4000 K ¦ Ra > 95 ¦ flood 40°, DALI |  | 984.7689
MW020095 | se-21-d2-31W-40-4000-9-9005 | Seventies surface-mounted spotlight | black matt (RAL 9005), front ring black, Ø 90 x 225 mm, 31 W ¦ 4000 K ¦ Ra > 95 ¦ flood 40°, Bluetooth Casambi |  | 1063.5563
MW020047 | se-21-d2-31W-40-4000-9-9016 | Seventies surface-mounted spotlight | white matt (RAL 9016), front ring silver, Ø 90 x 225 mm, 31 W ¦ 4000 K ¦ Ra > 95 ¦ flood 40°, Bluetooth Casambi |  | 1063.5563
MW019872 | se-21-d2-31W-52-2700-2-9005 | Seventies surface-mounted spotlight | black matt (RAL 9005), front ring black, Ø 90 x 225 mm, 31 W ¦ 2700 K ¦ Ra > 95 ¦ flood 52°, 1-10 V via rotary potentiometer |  | 984.7689
MW019824 | se-21-d2-31W-52-2700-2-9016 | Seventies surface-mounted spotlight | white matt (RAL 9016), front ring silver, Ø 90 x 225 mm, 31 W ¦ 2700 K ¦ Ra > 95 ¦ flood 52°, 1-10 V via rotary potentiometer |  | 984.7689
MW019968 | se-21-d2-31W-52-2700-4-9005 | Seventies surface-mounted spotlight | black matt (RAL 9005), front ring black, Ø 90 x 225 mm, 31 W ¦ 2700 K ¦ Ra > 95 ¦ flood 52°, DALI |  | 984.7689
MW019920 | se-21-d2-31W-52-2700-4-9016 | Seventies surface-mounted spotlight | white matt (RAL 9016), front ring silver, Ø 90 x 225 mm, 31 W ¦ 2700 K ¦ Ra > 95 ¦ flood 52°, DALI |  | 984.7689
MW020088 | se-21-d2-31W-52-2700-9-9005 | Seventies surface-mounted spotlight | black matt (RAL 9005), front ring black, Ø 90 x 225 mm, 31 W ¦ 2700 K ¦ Ra > 95 ¦ flood 52°, Bluetooth Casambi |  | 1063.5563
MW020040 | se-21-d2-31W-52-2700-9-9016 | Seventies surface-mounted spotlight | white matt (RAL 9016), front ring silver, Ø 90 x 225 mm, 31 W ¦ 2700 K ¦ Ra > 95 ¦ flood 52°, Bluetooth Casambi |  | 1063.5563
MW019876 | se-21-d2-31W-52-3000-2-9005 | Seventies surface-mounted spotlight | black matt (RAL 9005), front ring black, Ø 90 x 225 mm, 31 W ¦ 3000 K ¦ Ra > 95 ¦ flood 52°, 1-10 V via rotary potentiometer |  | 984.7689
MW019828 | se-21-d2-31W-52-3000-2-9016 | Seventies surface-mounted spotlight | white matt (RAL 9016), front ring silver, Ø 90 x 225 mm, 31 W ¦ 3000 K ¦ Ra > 95 ¦ flood 52°, 1-10 V via rotary potentiometer |  | 984.7689
MW019972 | se-21-d2-31W-52-3000-4-9005 | Seventies surface-mounted spotlight | black matt (RAL 9005), front ring black, Ø 90 x 225 mm, 31 W ¦ 3000 K ¦ Ra > 95 ¦ flood 52°, DALI |  | 984.7689
MW019924 | se-21-d2-31W-52-3000-4-9016 | Seventies surface-mounted spotlight | white matt (RAL 9016), front ring silver, Ø 90 x 225 mm, 31 W ¦ 3000 K ¦ Ra > 95 ¦ flood 52°, DALI |  | 984.7689
MW020092 | se-21-d2-31W-52-3000-9-9005 | Seventies surface-mounted spotlight | black matt (RAL 9005), front ring black, Ø 90 x 225 mm, 31 W ¦ 3000 K ¦ Ra > 95 ¦ flood 52°, Bluetooth Casambi |  | 1063.5563
MW020044 | se-21-d2-31W-52-3000-9-9016 | Seventies surface-mounted spotlight | white matt (RAL 9016), front ring silver, Ø 90 x 225 mm, 31 W ¦ 3000 K ¦ Ra > 95 ¦ flood 52°, Bluetooth Casambi |  | 1063.5563
MW019880 | se-21-d2-31W-52-4000-2-9005 | Seventies surface-mounted spotlight | black matt (RAL 9005), front ring black, Ø 90 x 225 mm, 31 W ¦ 4000 K ¦ Ra > 95 ¦ flood 52°, 1-10 V via rotary potentiometer |  | 984.7689
MW019832 | se-21-d2-31W-52-4000-2-9016 | Seventies surface-mounted spotlight | white matt (RAL 9016), front ring silver, Ø 90 x 225 mm, 31 W ¦ 4000 K ¦ Ra > 95 ¦ flood 52°, 1-10 V via rotary potentiometer |  | 984.7689
MW019976 | se-21-d2-31W-52-4000-4-9005 | Seventies surface-mounted spotlight | black matt (RAL 9005), front ring black, Ø 90 x 225 mm, 31 W ¦ 4000 K ¦ Ra > 95 ¦ flood 52°, DALI |  | 984.7689
MW019928 | se-21-d2-31W-52-4000-4-9016 | Seventies surface-mounted spotlight | white matt (RAL 9016), front ring silver, Ø 90 x 225 mm, 31 W ¦ 4000 K ¦ Ra > 95 ¦ flood 52°, DALI |  | 984.7689
MW020096 | se-21-d2-31W-52-4000-9-9005 | Seventies surface-mounted spotlight | black matt (RAL 9005), front ring black, Ø 90 x 225 mm, 31 W ¦ 4000 K ¦ Ra > 95 ¦ flood 52°, Bluetooth Casambi |  | 1063.5563
MW020048 | se-21-d2-31W-52-4000-9-9016 | Seventies surface-mounted spotlight | white matt (RAL 9016), front ring silver, Ø 90 x 225 mm, 31 W ¦ 4000 K ¦ Ra > 95 ¦ flood 52°, Bluetooth Casambi |  | 1063.5563
MW019881 | se-21-d2-37W-20-2700-2-9005 | Seventies surface-mounted spotlight | black matt (RAL 9005), front ring black, Ø 90 x 225 mm, 37 W ¦ 2700 K ¦ Ra > 95 ¦ medium 20°, 1-10 V via rotary potentiometer |  | 984.7689
MW019833 | se-21-d2-37W-20-2700-2-9016 | Seventies surface-mounted spotlight | white matt (RAL 9016), front ring silver, Ø 90 x 225 mm, 37 W ¦ 2700 K ¦ Ra > 95 ¦ medium 20°, 1-10 V via rotary potentiometer |  | 984.7689
MW019977 | se-21-d2-37W-20-2700-4-9005 | Seventies surface-mounted spotlight | black matt (RAL 9005), front ring black, Ø 90 x 225 mm, 37 W ¦ 2700 K ¦ Ra > 95 ¦ medium 20°, DALI |  | 984.7689
MW019929 | se-21-d2-37W-20-2700-4-9016 | Seventies surface-mounted spotlight | white matt (RAL 9016), front ring silver, Ø 90 x 225 mm, 37 W ¦ 2700 K ¦ Ra > 95 ¦ medium 20°, DALI |  | 984.7689
MW020097 | se-21-d2-37W-20-2700-9-9005 | Seventies surface-mounted spotlight | black matt (RAL 9005), front ring black, Ø 90 x 225 mm, 37 W ¦ 2700 K ¦ Ra > 95 ¦ medium 20°, Bluetooth Casambi |  | 1063.5563
MW020049 | se-21-d2-37W-20-2700-9-9016 | Seventies surface-mounted spotlight | white matt (RAL 9016), front ring silver, Ø 90 x 225 mm, 37 W ¦ 2700 K ¦ Ra > 95 ¦ medium 20°, Bluetooth Casambi |  | 1063.5563
MW019885 | se-21-d2-37W-20-3000-2-9005 | Seventies surface-mounted spotlight | black matt (RAL 9005), front ring black, Ø 90 x 225 mm, 37 W ¦ 3000 K ¦ Ra > 95 ¦ medium 20°, 1-10 V via rotary potentiometer |  | 984.7689
MW019837 | se-21-d2-37W-20-3000-2-9016 | Seventies surface-mounted spotlight | white matt (RAL 9016), front ring silver, Ø 90 x 225 mm, 37 W ¦ 3000 K ¦ Ra > 95 ¦ medium 20°, 1-10 V via rotary potentiometer |  | 984.7689
MW019981 | se-21-d2-37W-20-3000-4-9005 | Seventies surface-mounted spotlight | black matt (RAL 9005), front ring black, Ø 90 x 225 mm, 37 W ¦ 3000 K ¦ Ra > 95 ¦ medium 20°, DALI |  | 984.7689
MW019933 | se-21-d2-37W-20-3000-4-9016 | Seventies surface-mounted spotlight | white matt (RAL 9016), front ring silver, Ø 90 x 225 mm, 37 W ¦ 3000 K ¦ Ra > 95 ¦ medium 20°, DALI |  | 984.7689
MW020101 | se-21-d2-37W-20-3000-9-9005 | Seventies surface-mounted spotlight | black matt (RAL 9005), front ring black, Ø 90 x 225 mm, 37 W ¦ 3000 K ¦ Ra > 95 ¦ medium 20°, Bluetooth Casambi |  | 1063.5563
MW020053 | se-21-d2-37W-20-3000-9-9016 | Seventies surface-mounted spotlight | white matt (RAL 9016), front ring silver, Ø 90 x 225 mm, 37 W ¦ 3000 K ¦ Ra > 95 ¦ medium 20°, Bluetooth Casambi |  | 1063.5563
MW019889 | se-21-d2-37W-20-4000-2-9005 | Seventies surface-mounted spotlight | black matt (RAL 9005), front ring black, Ø 90 x 225 mm, 37 W ¦ 4000 K ¦ Ra > 95 ¦ medium 20°, 1-10 V via rotary potentiometer |  | 984.7689
MW019841 | se-21-d2-37W-20-4000-2-9016 | Seventies surface-mounted spotlight | white matt (RAL 9016), front ring silver, Ø 90 x 225 mm, 37 W ¦ 4000 K ¦ Ra > 95 ¦ medium 20°, 1-10 V via rotary potentiometer |  | 984.7689
MW019985 | se-21-d2-37W-20-4000-4-9005 | Seventies surface-mounted spotlight | black matt (RAL 9005), front ring black, Ø 90 x 225 mm, 37 W ¦ 4000 K ¦ Ra > 95 ¦ medium 20°, DALI |  | 984.7689
MW019937 | se-21-d2-37W-20-4000-4-9016 | Seventies surface-mounted spotlight | white matt (RAL 9016), front ring silver, Ø 90 x 225 mm, 37 W ¦ 4000 K ¦ Ra > 95 ¦ medium 20°, DALI |  | 984.7689
MW020105 | se-21-d2-37W-20-4000-9-9005 | Seventies surface-mounted spotlight | black matt (RAL 9005), front ring black, Ø 90 x 225 mm, 37 W ¦ 4000 K ¦ Ra > 95 ¦ medium 20°, Bluetooth Casambi |  | 1063.5563
MW020057 | se-21-d2-37W-20-4000-9-9016 | Seventies surface-mounted spotlight | white matt (RAL 9016), front ring silver, Ø 90 x 225 mm, 37 W ¦ 4000 K ¦ Ra > 95 ¦ medium 20°, Bluetooth Casambi |  | 1063.5563
MW019882 | se-21-d2-37W-30-2700-2-9005 | Seventies surface-mounted spotlight | black matt (RAL 9005), front ring black, Ø 90 x 225 mm, 37 W ¦ 2700 K ¦ Ra > 95 ¦ flood 30°, 1-10 V via rotary potentiometer |  | 984.7689
MW019834 | se-21-d2-37W-30-2700-2-9016 | Seventies surface-mounted spotlight | white matt (RAL 9016), front ring silver, Ø 90 x 225 mm, 37 W ¦ 2700 K ¦ Ra > 95 ¦ flood 30°, 1-10 V via rotary potentiometer |  | 984.7689
MW019978 | se-21-d2-37W-30-2700-4-9005 | Seventies surface-mounted spotlight | black matt (RAL 9005), front ring black, Ø 90 x 225 mm, 37 W ¦ 2700 K ¦ Ra > 95 ¦ flood 30°, DALI |  | 984.7689
MW019930 | se-21-d2-37W-30-2700-4-9016 | Seventies surface-mounted spotlight | white matt (RAL 9016), front ring silver, Ø 90 x 225 mm, 37 W ¦ 2700 K ¦ Ra > 95 ¦ flood 30°, DALI |  | 984.7689
MW020098 | se-21-d2-37W-30-2700-9-9005 | Seventies surface-mounted spotlight | black matt (RAL 9005), front ring black, Ø 90 x 225 mm, 37 W ¦ 2700 K ¦ Ra > 95 ¦ flood 30°, Bluetooth Casambi |  | 1063.5563
MW020050 | se-21-d2-37W-30-2700-9-9016 | Seventies surface-mounted spotlight | white matt (RAL 9016), front ring silver, Ø 90 x 225 mm, 37 W ¦ 2700 K ¦ Ra > 95 ¦ flood 30°, Bluetooth Casambi |  | 1063.5563
MW019886 | se-21-d2-37W-30-3000-2-9005 | Seventies surface-mounted spotlight | black matt (RAL 9005), front ring black, Ø 90 x 225 mm, 37 W ¦ 3000 K ¦ Ra > 95 ¦ flood 30°, 1-10 V via rotary potentiometer |  | 984.7689
MW019838 | se-21-d2-37W-30-3000-2-9016 | Seventies surface-mounted spotlight | white matt (RAL 9016), front ring silver, Ø 90 x 225 mm, 37 W ¦ 3000 K ¦ Ra > 95 ¦ flood 30°, 1-10 V via rotary potentiometer |  | 984.7689
MW019982 | se-21-d2-37W-30-3000-4-9005 | Seventies surface-mounted spotlight | black matt (RAL 9005), front ring black, Ø 90 x 225 mm, 37 W ¦ 3000 K ¦ Ra > 95 ¦ flood 30°, DALI |  | 984.7689
MW019934 | se-21-d2-37W-30-3000-4-9016 | Seventies surface-mounted spotlight | white matt (RAL 9016), front ring silver, Ø 90 x 225 mm, 37 W ¦ 3000 K ¦ Ra > 95 ¦ flood 30°, DALI |  | 984.7689
MW020102 | se-21-d2-37W-30-3000-9-9005 | Seventies surface-mounted spotlight | black matt (RAL 9005), front ring black, Ø 90 x 225 mm, 37 W ¦ 3000 K ¦ Ra > 95 ¦ flood 30°, Bluetooth Casambi |  | 1063.5563
MW020054 | se-21-d2-37W-30-3000-9-9016 | Seventies surface-mounted spotlight | white matt (RAL 9016), front ring silver, Ø 90 x 225 mm, 37 W ¦ 3000 K ¦ Ra > 95 ¦ flood 30°, Bluetooth Casambi |  | 1063.5563
MW019890 | se-21-d2-37W-30-4000-2-9005 | Seventies surface-mounted spotlight | black matt (RAL 9005), front ring black, Ø 90 x 225 mm, 37 W ¦ 4000 K ¦ Ra > 95 ¦ flood 30°, 1-10 V via rotary potentiometer |  | 984.7689
MW019842 | se-21-d2-37W-30-4000-2-9016 | Seventies surface-mounted spotlight | white matt (RAL 9016), front ring silver, Ø 90 x 225 mm, 37 W ¦ 4000 K ¦ Ra > 95 ¦ flood 30°, 1-10 V via rotary potentiometer |  | 984.7689
MW019986 | se-21-d2-37W-30-4000-4-9005 | Seventies surface-mounted spotlight | black matt (RAL 9005), front ring black, Ø 90 x 225 mm, 37 W ¦ 4000 K ¦ Ra > 95 ¦ flood 30°, DALI |  | 984.7689
MW019938 | se-21-d2-37W-30-4000-4-9016 | Seventies surface-mounted spotlight | white matt (RAL 9016), front ring silver, Ø 90 x 225 mm, 37 W ¦ 4000 K ¦ Ra > 95 ¦ flood 30°, DALI |  | 984.7689
MW020106 | se-21-d2-37W-30-4000-9-9005 | Seventies surface-mounted spotlight | black matt (RAL 9005), front ring black, Ø 90 x 225 mm, 37 W ¦ 4000 K ¦ Ra > 95 ¦ flood 30°, Bluetooth Casambi |  | 1063.5563
MW020058 | se-21-d2-37W-30-4000-9-9016 | Seventies surface-mounted spotlight | white matt (RAL 9016), front ring silver, Ø 90 x 225 mm, 37 W ¦ 4000 K ¦ Ra > 95 ¦ flood 30°, Bluetooth Casambi |  | 1063.5563
MW019883 | se-21-d2-37W-40-2700-2-9005 | Seventies surface-mounted spotlight | black matt (RAL 9005), front ring black, Ø 90 x 225 mm, 37 W ¦ 2700 K ¦ Ra > 95 ¦ flood 40°, 1-10 V via rotary potentiometer |  | 984.7689
MW019835 | se-21-d2-37W-40-2700-2-9016 | Seventies surface-mounted spotlight | white matt (RAL 9016), front ring silver, Ø 90 x 225 mm, 37 W ¦ 2700 K ¦ Ra > 95 ¦ flood 40°, 1-10 V via rotary potentiometer |  | 984.7689
MW019979 | se-21-d2-37W-40-2700-4-9005 | Seventies surface-mounted spotlight | black matt (RAL 9005), front ring black, Ø 90 x 225 mm, 37 W ¦ 2700 K ¦ Ra > 95 ¦ flood 40°, DALI |  | 984.7689
MW019931 | se-21-d2-37W-40-2700-4-9016 | Seventies surface-mounted spotlight | white matt (RAL 9016), front ring silver, Ø 90 x 225 mm, 37 W ¦ 2700 K ¦ Ra > 95 ¦ flood 40°, DALI |  | 984.7689
MW020099 | se-21-d2-37W-40-2700-9-9005 | Seventies surface-mounted spotlight | black matt (RAL 9005), front ring black, Ø 90 x 225 mm, 37 W ¦ 2700 K ¦ Ra > 95 ¦ flood 40°, Bluetooth Casambi |  | 1063.5563
MW020051 | se-21-d2-37W-40-2700-9-9016 | Seventies surface-mounted spotlight | white matt (RAL 9016), front ring silver, Ø 90 x 225 mm, 37 W ¦ 2700 K ¦ Ra > 95 ¦ flood 40°, Bluetooth Casambi |  | 1063.5563
MW019887 | se-21-d2-37W-40-3000-2-9005 | Seventies surface-mounted spotlight | black matt (RAL 9005), front ring black, Ø 90 x 225 mm, 37 W ¦ 3000 K ¦ Ra > 95 ¦ flood 40°, 1-10 V via rotary potentiometer |  | 984.7689
MW019839 | se-21-d2-37W-40-3000-2-9016 | Seventies surface-mounted spotlight | white matt (RAL 9016), front ring silver, Ø 90 x 225 mm, 37 W ¦ 3000 K ¦ Ra > 95 ¦ flood 40°, 1-10 V via rotary potentiometer |  | 984.7689
MW019983 | se-21-d2-37W-40-3000-4-9005 | Seventies surface-mounted spotlight | black matt (RAL 9005), front ring black, Ø 90 x 225 mm, 37 W ¦ 3000 K ¦ Ra > 95 ¦ flood 40°, DALI |  | 984.7689
MW019935 | se-21-d2-37W-40-3000-4-9016 | Seventies surface-mounted spotlight | white matt (RAL 9016), front ring silver, Ø 90 x 225 mm, 37 W ¦ 3000 K ¦ Ra > 95 ¦ flood 40°, DALI |  | 984.7689
MW020103 | se-21-d2-37W-40-3000-9-9005 | Seventies surface-mounted spotlight | black matt (RAL 9005), front ring black, Ø 90 x 225 mm, 37 W ¦ 3000 K ¦ Ra > 95 ¦ flood 40°, Bluetooth Casambi |  | 1063.5563
MW020055 | se-21-d2-37W-40-3000-9-9016 | Seventies surface-mounted spotlight | white matt (RAL 9016), front ring silver, Ø 90 x 225 mm, 37 W ¦ 3000 K ¦ Ra > 95 ¦ flood 40°, Bluetooth Casambi |  | 1063.5563
MW019891 | se-21-d2-37W-40-4000-2-9005 | Seventies surface-mounted spotlight | black matt (RAL 9005), front ring black, Ø 90 x 225 mm, 37 W ¦ 4000 K ¦ Ra > 95 ¦ flood 40°, 1-10 V via rotary potentiometer |  | 984.7689
MW019843 | se-21-d2-37W-40-4000-2-9016 | Seventies surface-mounted spotlight | white matt (RAL 9016), front ring silver, Ø 90 x 225 mm, 37 W ¦ 4000 K ¦ Ra > 95 ¦ flood 40°, 1-10 V via rotary potentiometer |  | 984.7689
MW019987 | se-21-d2-37W-40-4000-4-9005 | Seventies surface-mounted spotlight | black matt (RAL 9005), front ring black, Ø 90 x 225 mm, 37 W ¦ 4000 K ¦ Ra > 95 ¦ flood 40°, DALI |  | 984.7689
MW019939 | se-21-d2-37W-40-4000-4-9016 | Seventies surface-mounted spotlight | white matt (RAL 9016), front ring silver, Ø 90 x 225 mm, 37 W ¦ 4000 K ¦ Ra > 95 ¦ flood 40°, DALI |  | 984.7689
MW020107 | se-21-d2-37W-40-4000-9-9005 | Seventies surface-mounted spotlight | black matt (RAL 9005), front ring black, Ø 90 x 225 mm, 37 W ¦ 4000 K ¦ Ra > 95 ¦ flood 40°, Bluetooth Casambi |  | 1063.5563
MW020059 | se-21-d2-37W-40-4000-9-9016 | Seventies surface-mounted spotlight | white matt (RAL 9016), front ring silver, Ø 90 x 225 mm, 37 W ¦ 4000 K ¦ Ra > 95 ¦ flood 40°, Bluetooth Casambi |  | 1063.5563
MW019884 | se-21-d2-37W-52-2700-2-9005 | Seventies surface-mounted spotlight | black matt (RAL 9005), front ring black, Ø 90 x 225 mm, 37 W ¦ 2700 K ¦ Ra > 95 ¦ flood 52°, 1-10 V via rotary potentiometer |  | 984.7689
MW019836 | se-21-d2-37W-52-2700-2-9016 | Seventies surface-mounted spotlight | white matt (RAL 9016), front ring silver, Ø 90 x 225 mm, 37 W ¦ 2700 K ¦ Ra > 95 ¦ flood 52°, 1-10 V via rotary potentiometer |  | 984.7689
MW019980 | se-21-d2-37W-52-2700-4-9005 | Seventies surface-mounted spotlight | black matt (RAL 9005), front ring black, Ø 90 x 225 mm, 37 W ¦ 2700 K ¦ Ra > 95 ¦ flood 52°, DALI |  | 984.7689
MW019932 | se-21-d2-37W-52-2700-4-9016 | Seventies surface-mounted spotlight | white matt (RAL 9016), front ring silver, Ø 90 x 225 mm, 37 W ¦ 2700 K ¦ Ra > 95 ¦ flood 52°, DALI |  | 984.7689
MW020100 | se-21-d2-37W-52-2700-9-9005 | Seventies surface-mounted spotlight | black matt (RAL 9005), front ring black, Ø 90 x 225 mm, 37 W ¦ 2700 K ¦ Ra > 95 ¦ flood 52°, Bluetooth Casambi |  | 1063.5563
MW020052 | se-21-d2-37W-52-2700-9-9016 | Seventies surface-mounted spotlight | white matt (RAL 9016), front ring silver, Ø 90 x 225 mm, 37 W ¦ 2700 K ¦ Ra > 95 ¦ flood 52°, Bluetooth Casambi |  | 1063.5563
MW019888 | se-21-d2-37W-52-3000-2-9005 | Seventies surface-mounted spotlight | black matt (RAL 9005), front ring black, Ø 90 x 225 mm, 37 W ¦ 3000 K ¦ Ra > 95 ¦ flood 52°, 1-10 V via rotary potentiometer |  | 984.7689
MW019840 | se-21-d2-37W-52-3000-2-9016 | Seventies surface-mounted spotlight | white matt (RAL 9016), front ring silver, Ø 90 x 225 mm, 37 W ¦ 3000 K ¦ Ra > 95 ¦ flood 52°, 1-10 V via rotary potentiometer |  | 984.7689
MW019984 | se-21-d2-37W-52-3000-4-9005 | Seventies surface-mounted spotlight | black matt (RAL 9005), front ring black, Ø 90 x 225 mm, 37 W ¦ 3000 K ¦ Ra > 95 ¦ flood 52°, DALI |  | 984.7689
MW019936 | se-21-d2-37W-52-3000-4-9016 | Seventies surface-mounted spotlight | white matt (RAL 9016), front ring silver, Ø 90 x 225 mm, 37 W ¦ 3000 K ¦ Ra > 95 ¦ flood 52°, DALI |  | 984.7689
MW020104 | se-21-d2-37W-52-3000-9-9005 | Seventies surface-mounted spotlight | black matt (RAL 9005), front ring black, Ø 90 x 225 mm, 37 W ¦ 3000 K ¦ Ra > 95 ¦ flood 52°, Bluetooth Casambi |  | 1063.5563
MW020056 | se-21-d2-37W-52-3000-9-9016 | Seventies surface-mounted spotlight | white matt (RAL 9016), front ring silver, Ø 90 x 225 mm, 37 W ¦ 3000 K ¦ Ra > 95 ¦ flood 52°, Bluetooth Casambi |  | 1063.5563
MW019892 | se-21-d2-37W-52-4000-2-9005 | Seventies surface-mounted spotlight | black matt (RAL 9005), front ring black, Ø 90 x 225 mm, 37 W ¦ 4000 K ¦ Ra > 95 ¦ flood 52°, 1-10 V via rotary potentiometer |  | 984.7689
MW019844 | se-21-d2-37W-52-4000-2-9016 | Seventies surface-mounted spotlight | white matt (RAL 9016), front ring silver, Ø 90 x 225 mm, 37 W ¦ 4000 K ¦ Ra > 95 ¦ flood 52°, 1-10 V via rotary potentiometer |  | 984.7689
MW019988 | se-21-d2-37W-52-4000-4-9005 | Seventies surface-mounted spotlight | black matt (RAL 9005), front ring black, Ø 90 x 225 mm, 37 W ¦ 4000 K ¦ Ra > 95 ¦ flood 52°, DALI |  | 984.7689
MW019940 | se-21-d2-37W-52-4000-4-9016 | Seventies surface-mounted spotlight | white matt (RAL 9016), front ring silver, Ø 90 x 225 mm, 37 W ¦ 4000 K ¦ Ra > 95 ¦ flood 52°, DALI |  | 984.7689
MW020108 | se-21-d2-37W-52-4000-9-9005 | Seventies surface-mounted spotlight | black matt (RAL 9005), front ring black, Ø 90 x 225 mm, 37 W ¦ 4000 K ¦ Ra > 95 ¦ flood 52°, Bluetooth Casambi |  | 1063.5563
MW020060 | se-21-d2-37W-52-4000-9-9016 | Seventies surface-mounted spotlight | white matt (RAL 9016), front ring silver, Ø 90 x 225 mm, 37 W ¦ 4000 K ¦ Ra > 95 ¦ flood 52°, Bluetooth Casambi |  | 1063.5563
MW020436 | se-22-d2-16-2700-4-9005 | Seventies pendant light with mounted canopy | black matt (RAL 9005), front ring black, Ø 90 x 185 mm, pendant length 2.000 mm, 31 W ¦ 2700 K ¦ Ra > 95 ¦ spot 16°, DALI |  | 984.7688
MW020421 | se-22-d2-16-2700-4-9016 | Seventies pendant light with mounted canopy | white matt (RAL 9016), front ring silver, Ø 90 x 185 mm, pendant length 2.000 mm, 31 W ¦ 2700 K ¦ Ra > 95 ¦ spot 16°, DALI |  | 984.7688
MW020466 | se-22-d2-16-2700-9-9005 | Seventies pendant light with mounted canopy | black matt (RAL 9005), front ring black, Ø 90 x 185 mm, pendant length 2.000 mm, 31 W ¦ 2700 K ¦ Ra > 95 ¦ spot 16°, Bluetooth Casambi |  | 1063.5504
MW020451 | se-22-d2-16-2700-9-9016 | Seventies pendant light with mounted canopy | white matt (RAL 9016), front ring silver, Ø 90 x 185 mm, pendant length 2.000 mm, 31 W ¦ 2700 K ¦ Ra > 95 ¦ spot 16°, Bluetooth Casambi |  | 1063.5504
MW020441 | se-22-d2-16-3000-4-9005 | Seventies pendant light with mounted canopy | black matt (RAL 9005), front ring black, Ø 90 x 185 mm, pendant length 2.000 mm, 31 W ¦ 3000 K ¦ Ra > 95 ¦ spot 16°, DALI |  | 984.7688
MW020426 | se-22-d2-16-3000-4-9016 | Seventies pendant light with mounted canopy | white matt (RAL 9016), front ring silver, Ø 90 x 185 mm, pendant length 2.000 mm, 31 W ¦ 3000 K ¦ Ra > 95 ¦ spot 16°, DALI |  | 984.7688
MW020471 | se-22-d2-16-3000-9-9005 | Seventies pendant light with mounted canopy | black matt (RAL 9005), front ring black, Ø 90 x 185 mm, pendant length 2.000 mm, 31 W ¦ 3000 K ¦ Ra > 95 ¦ spot 16°, Bluetooth Casambi |  | 1063.5504
MW020456 | se-22-d2-16-3000-9-9016 | Seventies pendant light with mounted canopy | white matt (RAL 9016), front ring silver, Ø 90 x 185 mm, pendant length 2.000 mm, 31 W ¦ 3000 K ¦ Ra > 95 ¦ spot 16°, Bluetooth Casambi |  | 1063.5504
MW020446 | se-22-d2-16-4000-4-9005 | Seventies pendant light with mounted canopy | black matt (RAL 9005), front ring black, Ø 90 x 185 mm, pendant length 2.000 mm, 31 W ¦ 4000 K ¦ Ra > 95 ¦ spot 16°, DALI |  | 984.7688
MW020431 | se-22-d2-16-4000-4-9016 | Seventies pendant light with mounted canopy | white matt (RAL 9016), front ring silver, Ø 90 x 185 mm, pendant length 2.000 mm, 31 W ¦ 4000 K ¦ Ra > 95 ¦ spot 16°, DALI |  | 984.7688
MW020476 | se-22-d2-16-4000-9-9005 | Seventies pendant light with mounted canopy | black matt (RAL 9005), front ring black, Ø 90 x 185 mm, pendant length 2.000 mm, 31 W ¦ 4000 K ¦ Ra > 95 ¦ spot 16°, Bluetooth Casambi |  | 1063.5504
MW020461 | se-22-d2-16-4000-9-9016 | Seventies pendant light with mounted canopy | white matt (RAL 9016), front ring silver, Ø 90 x 185 mm, pendant length 2.000 mm, 31 W ¦ 4000 K ¦ Ra > 95 ¦ spot 16°, Bluetooth Casambi |  | 1063.5504
MW020437 | se-22-d2-20-2700-4-9005 | Seventies pendant light with mounted canopy | black matt (RAL 9005), front ring black, Ø 90 x 185 mm, pendant length 2.000 mm, 31 W ¦ 2700 K ¦ Ra > 95 ¦ medium 20°, DALI |  | 984.7688
MW020422 | se-22-d2-20-2700-4-9016 | Seventies pendant light with mounted canopy | white matt (RAL 9016), front ring silver, Ø 90 x 185 mm, pendant length 2.000 mm, 31 W ¦ 2700 K ¦ Ra > 95 ¦ medium 20°, DALI |  | 984.7688
MW020467 | se-22-d2-20-2700-9-9005 | Seventies pendant light with mounted canopy | black matt (RAL 9005), front ring black, Ø 90 x 185 mm, pendant length 2.000 mm, 31 W ¦ 2700 K ¦ Ra > 95 ¦ medium 20°, Bluetooth Casambi |  | 1063.5504
MW020452 | se-22-d2-20-2700-9-9016 | Seventies pendant light with mounted canopy | white matt (RAL 9016), front ring silver, Ø 90 x 185 mm, pendant length 2.000 mm, 31 W ¦ 2700 K ¦ Ra > 95 ¦ medium 20°, Bluetooth Casambi |  | 1063.5504
MW020442 | se-22-d2-20-3000-4-9005 | Seventies pendant light with mounted canopy | black matt (RAL 9005), front ring black, Ø 90 x 185 mm, pendant length 2.000 mm, 31 W ¦ 3000 K ¦ Ra > 95 ¦ medium 20°, DALI |  | 984.7688
MW020427 | se-22-d2-20-3000-4-9016 | Seventies pendant light with mounted canopy | white matt (RAL 9016), front ring silver, Ø 90 x 185 mm, pendant length 2.000 mm, 31 W ¦ 3000 K ¦ Ra > 95 ¦ medium 20°, DALI |  | 984.7688
MW020472 | se-22-d2-20-3000-9-9005 | Seventies pendant light with mounted canopy | black matt (RAL 9005), front ring black, Ø 90 x 185 mm, pendant length 2.000 mm, 31 W ¦ 3000 K ¦ Ra > 95 ¦ medium 20°, Bluetooth Casambi |  | 1063.5504
MW020457 | se-22-d2-20-3000-9-9016 | Seventies pendant light with mounted canopy | white matt (RAL 9016), front ring silver, Ø 90 x 185 mm, pendant length 2.000 mm, 31 W ¦ 3000 K ¦ Ra > 95 ¦ medium 20°, Bluetooth Casambi |  | 1063.5504
MW020447 | se-22-d2-20-4000-4-9005 | Seventies pendant light with mounted canopy | black matt (RAL 9005), front ring black, Ø 90 x 185 mm, pendant length 2.000 mm, 31 W ¦ 4000 K ¦ Ra > 95 ¦ medium 20°, DALI |  | 984.7688
MW020432 | se-22-d2-20-4000-4-9016 | Seventies pendant light with mounted canopy | white matt (RAL 9016), front ring silver, Ø 90 x 185 mm, pendant length 2.000 mm, 31 W ¦ 4000 K ¦ Ra > 95 ¦ medium 20°, DALI |  | 984.7688
MW020477 | se-22-d2-20-4000-9-9005 | Seventies pendant light with mounted canopy | black matt (RAL 9005), front ring black, Ø 90 x 185 mm, pendant length 2.000 mm, 31 W ¦ 4000 K ¦ Ra > 95 ¦ medium 20°, Bluetooth Casambi |  | 1063.5504
MW020462 | se-22-d2-20-4000-9-9016 | Seventies pendant light with mounted canopy | white matt (RAL 9016), front ring silver, Ø 90 x 185 mm, pendant length 2.000 mm, 31 W ¦ 4000 K ¦ Ra > 95 ¦ medium 20°, Bluetooth Casambi |  | 1063.5504
MW020438 | se-22-d2-30-2700-4-9005 | Seventies pendant light with mounted canopy | black matt (RAL 9005), front ring black, Ø 90 x 185 mm, pendant length 2.000 mm, 31 W ¦ 2700 K ¦ Ra > 95 ¦ flood 30°, DALI |  | 984.7688
MW020423 | se-22-d2-30-2700-4-9016 | Seventies pendant light with mounted canopy | white matt (RAL 9016), front ring silver, Ø 90 x 185 mm, pendant length 2.000 mm, 31 W ¦ 2700 K ¦ Ra > 95 ¦ flood 30°, DALI |  | 984.7688
MW020468 | se-22-d2-30-2700-9-9005 | Seventies pendant light with mounted canopy | black matt (RAL 9005), front ring black, Ø 90 x 185 mm, pendant length 2.000 mm, 31 W ¦ 2700 K ¦ Ra > 95 ¦ flood 30°, Bluetooth Casambi |  | 1063.5504
MW020453 | se-22-d2-30-2700-9-9016 | Seventies pendant light with mounted canopy | white matt (RAL 9016), front ring silver, Ø 90 x 185 mm, pendant length 2.000 mm, 31 W ¦ 2700 K ¦ Ra > 95 ¦ flood 30°, Bluetooth Casambi |  | 1063.5504
MW020443 | se-22-d2-30-3000-4-9005 | Seventies pendant light with mounted canopy | black matt (RAL 9005), front ring black, Ø 90 x 185 mm, pendant length 2.000 mm, 31 W ¦ 3000 K ¦ Ra > 95 ¦ flood 30°, DALI |  | 984.7688
MW020428 | se-22-d2-30-3000-4-9016 | Seventies pendant light with mounted canopy | white matt (RAL 9016), front ring silver, Ø 90 x 185 mm, pendant length 2.000 mm, 31 W ¦ 3000 K ¦ Ra > 95 ¦ flood 30°, DALI |  | 984.7688
MW020473 | se-22-d2-30-3000-9-9005 | Seventies pendant light with mounted canopy | black matt (RAL 9005), front ring black, Ø 90 x 185 mm, pendant length 2.000 mm, 31 W ¦ 3000 K ¦ Ra > 95 ¦ flood 30°, Bluetooth Casambi |  | 1063.5504
MW020458 | se-22-d2-30-3000-9-9016 | Seventies pendant light with mounted canopy | white matt (RAL 9016), front ring silver, Ø 90 x 185 mm, pendant length 2.000 mm, 31 W ¦ 3000 K ¦ Ra > 95 ¦ flood 30°, Bluetooth Casambi |  | 1063.5504
MW020448 | se-22-d2-30-4000-4-9005 | Seventies pendant light with mounted canopy | black matt (RAL 9005), front ring black, Ø 90 x 185 mm, pendant length 2.000 mm, 31 W ¦ 4000 K ¦ Ra > 95 ¦ flood 30°, DALI |  | 984.7688
MW020433 | se-22-d2-30-4000-4-9016 | Seventies pendant light with mounted canopy | white matt (RAL 9016), front ring silver, Ø 90 x 185 mm, pendant length 2.000 mm, 31 W ¦ 4000 K ¦ Ra > 95 ¦ flood 30°, DALI |  | 984.7688
MW020478 | se-22-d2-30-4000-9-9005 | Seventies pendant light with mounted canopy | black matt (RAL 9005), front ring black, Ø 90 x 185 mm, pendant length 2.000 mm, 31 W ¦ 4000 K ¦ Ra > 95 ¦ flood 30°, Bluetooth Casambi |  | 1063.5504
MW020463 | se-22-d2-30-4000-9-9016 | Seventies pendant light with mounted canopy | white matt (RAL 9016), front ring silver, Ø 90 x 185 mm, pendant length 2.000 mm, 31 W ¦ 4000 K ¦ Ra > 95 ¦ flood 30°, Bluetooth Casambi |  | 1063.5504
MW020439 | se-22-d2-40-2700-4-9005 | Seventies pendant light with mounted canopy | black matt (RAL 9005), front ring black, Ø 90 x 185 mm, pendant length 2.000 mm, 31 W ¦ 2700 K ¦ Ra > 95 ¦ flood 40°, DALI |  | 984.7688
MW020424 | se-22-d2-40-2700-4-9016 | Seventies pendant light with mounted canopy | white matt (RAL 9016), front ring silver, Ø 90 x 185 mm, pendant length 2.000 mm, 31 W ¦ 2700 K ¦ Ra > 95 ¦ flood 40°, DALI |  | 984.7688
MW020469 | se-22-d2-40-2700-9-9005 | Seventies pendant light with mounted canopy | black matt (RAL 9005), front ring black, Ø 90 x 185 mm, pendant length 2.000 mm, 31 W ¦ 2700 K ¦ Ra > 95 ¦ flood 40°, Bluetooth Casambi |  | 1063.5504
MW020454 | se-22-d2-40-2700-9-9016 | Seventies pendant light with mounted canopy | white matt (RAL 9016), front ring silver, Ø 90 x 185 mm, pendant length 2.000 mm, 31 W ¦ 2700 K ¦ Ra > 95 ¦ flood 40°, Bluetooth Casambi |  | 1063.5504
MW020444 | se-22-d2-40-3000-4-9005 | Seventies pendant light with mounted canopy | black matt (RAL 9005), front ring black, Ø 90 x 185 mm, pendant length 2.000 mm, 31 W ¦ 3000 K ¦ Ra > 95 ¦ flood 40°, DALI |  | 984.7688
MW020429 | se-22-d2-40-3000-4-9016 | Seventies pendant light with mounted canopy | white matt (RAL 9016), front ring silver, Ø 90 x 185 mm, pendant length 2.000 mm, 31 W ¦ 3000 K ¦ Ra > 95 ¦ flood 40°, DALI |  | 984.7688
MW020474 | se-22-d2-40-3000-9-9005 | Seventies pendant light with mounted canopy | black matt (RAL 9005), front ring black, Ø 90 x 185 mm, pendant length 2.000 mm, 31 W ¦ 3000 K ¦ Ra > 95 ¦ flood 40°, Bluetooth Casambi |  | 1063.5504
MW020459 | se-22-d2-40-3000-9-9016 | Seventies pendant light with mounted canopy | white matt (RAL 9016), front ring silver, Ø 90 x 185 mm, pendant length 2.000 mm, 31 W ¦ 3000 K ¦ Ra > 95 ¦ flood 40°, Bluetooth Casambi |  | 1063.5504
MW020449 | se-22-d2-40-4000-4-9005 | Seventies pendant light with mounted canopy | black matt (RAL 9005), front ring black, Ø 90 x 185 mm, pendant length 2.000 mm, 31 W ¦ 4000 K ¦ Ra > 95 ¦ flood 40°, DALI |  | 984.7688
MW020434 | se-22-d2-40-4000-4-9016 | Seventies pendant light with mounted canopy | white matt (RAL 9016), front ring silver, Ø 90 x 185 mm, pendant length 2.000 mm, 31 W ¦ 4000 K ¦ Ra > 95 ¦ flood 40°, DALI |  | 984.7688
MW020479 | se-22-d2-40-4000-9-9005 | Seventies pendant light with mounted canopy | black matt (RAL 9005), front ring black, Ø 90 x 185 mm, pendant length 2.000 mm, 31 W ¦ 4000 K ¦ Ra > 95 ¦ flood 40°, Bluetooth Casambi |  | 1063.5504
MW020464 | se-22-d2-40-4000-9-9016 | Seventies pendant light with mounted canopy | white matt (RAL 9016), front ring silver, Ø 90 x 185 mm, pendant length 2.000 mm, 31 W ¦ 4000 K ¦ Ra > 95 ¦ flood 40°, Bluetooth Casambi |  | 1063.5504
MW020440 | se-22-d2-52-2700-4-9005 | Seventies pendant light with mounted canopy | black matt (RAL 9005), front ring black, Ø 90 x 185 mm, pendant length 2.000 mm, 31 W ¦ 2700 K ¦ Ra > 95 ¦ flood 52°, DALI |  | 984.7688
MW020425 | se-22-d2-52-2700-4-9016 | Seventies pendant light with mounted canopy | white matt (RAL 9016), front ring silver, Ø 90 x 185 mm, pendant length 2.000 mm, 31 W ¦ 2700 K ¦ Ra > 95 ¦ flood 52°, DALI |  | 984.7688
MW020470 | se-22-d2-52-2700-9-9005 | Seventies pendant light with mounted canopy | black matt (RAL 9005), front ring black, Ø 90 x 185 mm, pendant length 2.000 mm, 31 W ¦ 2700 K ¦ Ra > 95 ¦ flood 52°, Bluetooth Casambi |  | 1063.5504
MW020455 | se-22-d2-52-2700-9-9016 | Seventies pendant light with mounted canopy | white matt (RAL 9016), front ring silver, Ø 90 x 185 mm, pendant length 2.000 mm, 31 W ¦ 2700 K ¦ Ra > 95 ¦ flood 52°, Bluetooth Casambi |  | 1063.5504
MW020445 | se-22-d2-52-3000-4-9005 | Seventies pendant light with mounted canopy | black matt (RAL 9005), front ring black, Ø 90 x 185 mm, pendant length 2.000 mm, 31 W ¦ 3000 K ¦ Ra > 95 ¦ flood 52°, DALI |  | 984.7688
MW020430 | se-22-d2-52-3000-4-9016 | Seventies pendant light with mounted canopy | white matt (RAL 9016), front ring silver, Ø 90 x 185 mm, pendant length 2.000 mm, 31 W ¦ 3000 K ¦ Ra > 95 ¦ flood 52°, DALI |  | 984.7688
MW020475 | se-22-d2-52-3000-9-9005 | Seventies pendant light with mounted canopy | black matt (RAL 9005), front ring black, Ø 90 x 185 mm, pendant length 2.000 mm, 31 W ¦ 3000 K ¦ Ra > 95 ¦ flood 52°, Bluetooth Casambi |  | 1063.5504
MW020460 | se-22-d2-52-3000-9-9016 | Seventies pendant light with mounted canopy | white matt (RAL 9016), front ring silver, Ø 90 x 185 mm, pendant length 2.000 mm, 31 W ¦ 3000 K ¦ Ra > 95 ¦ flood 52°, Bluetooth Casambi |  | 1063.5504
MW020450 | se-22-d2-52-4000-4-9005 | Seventies pendant light with mounted canopy | black matt (RAL 9005), front ring black, Ø 90 x 185 mm, pendant length 2.000 mm, 31 W ¦ 4000 K ¦ Ra > 95 ¦ flood 52°, DALI |  | 984.7688
MW020435 | se-22-d2-52-4000-4-9016 | Seventies pendant light with mounted canopy | white matt (RAL 9016), front ring silver, Ø 90 x 185 mm, pendant length 2.000 mm, 31 W ¦ 4000 K ¦ Ra > 95 ¦ flood 52°, DALI |  | 984.7688
MW020480 | se-22-d2-52-4000-9-9005 | Seventies pendant light with mounted canopy | black matt (RAL 9005), front ring black, Ø 90 x 185 mm, pendant length 2.000 mm, 31 W ¦ 4000 K ¦ Ra > 95 ¦ flood 52°, Bluetooth Casambi |  | 1063.5504
MW020465 | se-22-d2-52-4000-9-9016 | Seventies pendant light with mounted canopy | white matt (RAL 9016), front ring silver, Ø 90 x 185 mm, pendant length 2.000 mm, 31 W ¦ 4000 K ¦ Ra > 95 ¦ flood 52°, Bluetooth Casambi |  | 1063.5504
MW020493 | se-23-d2-20-2700-4-9005 | Seventies surface-mounted spotlight | black matt (RAL 9005), front ring black, Ø 90 x 185 mm, 31 W ¦ 2700 K ¦ Ra > 95 ¦ medium 20°, DALI |  | 860.2875
MW020481 | se-23-d2-20-2700-4-9016 | Seventies surface-mounted spotlight | white matt (RAL 9016), front ring silver, Ø 90 x 185 mm, 31 W ¦ 2700 K ¦ Ra > 95 ¦ medium 20°, DALI |  | 860.2875
MW020517 | se-23-d2-20-2700-9-9005 | Seventies surface-mounted spotlight | black matt (RAL 9005), front ring black, Ø 90 x 185 mm, 31 W ¦ 2700 K ¦ Ra > 95 ¦ medium 20°, Bluetooth Casambi |  | 939.0756
MW020505 | se-23-d2-20-2700-9-9016 | Seventies surface-mounted spotlight | white matt (RAL 9016), front ring silver, Ø 90 x 185 mm, 31 W ¦ 2700 K ¦ Ra > 95 ¦ medium 20°, Bluetooth Casambi |  | 939.0756
MW020497 | se-23-d2-20-3000-4-9005 | Seventies surface-mounted spotlight | black matt (RAL 9005), front ring black, Ø 90 x 185 mm, 31 W ¦ 3000 K ¦ Ra > 95 ¦ medium 20°, DALI |  | 860.2875
MW020485 | se-23-d2-20-3000-4-9016 | Seventies surface-mounted spotlight | white matt (RAL 9016), front ring silver, Ø 90 x 185 mm, 31 W ¦ 3000 K ¦ Ra > 95 ¦ medium 20°, DALI |  | 860.2875
MW020521 | se-23-d2-20-3000-9-9005 | Seventies surface-mounted spotlight | black matt (RAL 9005), front ring black, Ø 90 x 185 mm, 31 W ¦ 3000 K ¦ Ra > 95 ¦ medium 20°, Bluetooth Casambi |  | 939.0756
MW020509 | se-23-d2-20-3000-9-9016 | Seventies surface-mounted spotlight | white matt (RAL 9016), front ring silver, Ø 90 x 185 mm, 31 W ¦ 3000 K ¦ Ra > 95 ¦ medium 20°, Bluetooth Casambi |  | 939.0756
MW020501 | se-23-d2-20-4000-4-9005 | Seventies surface-mounted spotlight | black matt (RAL 9005), front ring black, Ø 90 x 185 mm, 31 W ¦ 4000 K ¦ Ra > 95 ¦ medium 20°, DALI |  | 860.2875
MW020489 | se-23-d2-20-4000-4-9016 | Seventies surface-mounted spotlight | white matt (RAL 9016), front ring silver, Ø 90 x 185 mm, 31 W ¦ 4000 K ¦ Ra > 95 ¦ medium 20°, DALI |  | 860.2875
MW020525 | se-23-d2-20-4000-9-9005 | Seventies surface-mounted spotlight | black matt (RAL 9005), front ring black, Ø 90 x 185 mm, 31 W ¦ 4000 K ¦ Ra > 95 ¦ medium 20°, Bluetooth Casambi |  | 939.0756
MW020513 | se-23-d2-20-4000-9-9016 | Seventies surface-mounted spotlight | white matt (RAL 9016), front ring silver, Ø 90 x 185 mm, 31 W ¦ 4000 K ¦ Ra > 95 ¦ medium 20°, Bluetooth Casambi |  | 939.0756
MW020494 | se-23-d2-30-2700-4-9005 | Seventies surface-mounted spotlight | black matt (RAL 9005), front ring black, Ø 90 x 185 mm, 31 W ¦ 2700 K ¦ Ra > 95 ¦ flood 30°, DALI |  | 860.2875
MW020482 | se-23-d2-30-2700-4-9016 | Seventies surface-mounted spotlight | white matt (RAL 9016), front ring silver, Ø 90 x 185 mm, 31 W ¦ 2700 K ¦ Ra > 95 ¦ flood 30°, DALI |  | 860.2875
MW020518 | se-23-d2-30-2700-9-9005 | Seventies surface-mounted spotlight | black matt (RAL 9005), front ring black, Ø 90 x 185 mm, 31 W ¦ 2700 K ¦ Ra > 95 ¦ flood 30°, Bluetooth Casambi |  | 939.0756
MW020506 | se-23-d2-30-2700-9-9016 | Seventies surface-mounted spotlight | white matt (RAL 9016), front ring silver, Ø 90 x 185 mm, 31 W ¦ 2700 K ¦ Ra > 95 ¦ flood 30°, Bluetooth Casambi |  | 939.0756
MW020498 | se-23-d2-30-3000-4-9005 | Seventies surface-mounted spotlight | black matt (RAL 9005), front ring black, Ø 90 x 185 mm, 31 W ¦ 3000 K ¦ Ra > 95 ¦ flood 30°, DALI |  | 860.2875
MW020486 | se-23-d2-30-3000-4-9016 | Seventies surface-mounted spotlight | white matt (RAL 9016), front ring silver, Ø 90 x 185 mm, 31 W ¦ 3000 K ¦ Ra > 95 ¦ flood 30°, DALI |  | 860.2875
MW020522 | se-23-d2-30-3000-9-9005 | Seventies surface-mounted spotlight | black matt (RAL 9005), front ring black, Ø 90 x 185 mm, 31 W ¦ 3000 K ¦ Ra > 95 ¦ flood 30°, Bluetooth Casambi |  | 939.0756
MW020510 | se-23-d2-30-3000-9-9016 | Seventies surface-mounted spotlight | white matt (RAL 9016), front ring silver, Ø 90 x 185 mm, 31 W ¦ 3000 K ¦ Ra > 95 ¦ flood 30°, Bluetooth Casambi |  | 939.0756
MW020502 | se-23-d2-30-4000-4-9005 | Seventies surface-mounted spotlight | black matt (RAL 9005), front ring black, Ø 90 x 185 mm, 31 W ¦ 4000 K ¦ Ra > 95 ¦ flood 30°, DALI |  | 860.2875
MW020490 | se-23-d2-30-4000-4-9016 | Seventies surface-mounted spotlight | white matt (RAL 9016), front ring silver, Ø 90 x 185 mm, 31 W ¦ 4000 K ¦ Ra > 95 ¦ flood 30°, DALI |  | 860.2875
MW020526 | se-23-d2-30-4000-9-9005 | Seventies surface-mounted spotlight | black matt (RAL 9005), front ring black, Ø 90 x 185 mm, 31 W ¦ 4000 K ¦ Ra > 95 ¦ flood 30°, Bluetooth Casambi |  | 939.0756
MW020514 | se-23-d2-30-4000-9-9016 | Seventies surface-mounted spotlight | white matt (RAL 9016), front ring silver, Ø 90 x 185 mm, 31 W ¦ 4000 K ¦ Ra > 95 ¦ flood 30°, Bluetooth Casambi |  | 939.0756
MW020495 | se-23-d2-40-2700-4-9005 | Seventies surface-mounted spotlight | black matt (RAL 9005), front ring black, Ø 90 x 185 mm, 31 W ¦ 2700 K ¦ Ra > 95 ¦ flood 40°, DALI |  | 860.2875
MW020483 | se-23-d2-40-2700-4-9016 | Seventies surface-mounted spotlight | white matt (RAL 9016), front ring silver, Ø 90 x 185 mm, 31 W ¦ 2700 K ¦ Ra > 95 ¦ flood 40°, DALI |  | 860.2875
MW020519 | se-23-d2-40-2700-9-9005 | Seventies surface-mounted spotlight | black matt (RAL 9005), front ring black, Ø 90 x 185 mm, 31 W ¦ 2700 K ¦ Ra > 95 ¦ flood 40°, Bluetooth Casambi |  | 939.0756
MW020507 | se-23-d2-40-2700-9-9016 | Seventies surface-mounted spotlight | white matt (RAL 9016), front ring silver, Ø 90 x 185 mm, 31 W ¦ 2700 K ¦ Ra > 95 ¦ flood 40°, Bluetooth Casambi |  | 939.0756
MW020499 | se-23-d2-40-3000-4-9005 | Seventies surface-mounted spotlight | black matt (RAL 9005), front ring black, Ø 90 x 185 mm, 31 W ¦ 3000 K ¦ Ra > 95 ¦ flood 40°, DALI |  | 860.2875
MW020487 | se-23-d2-40-3000-4-9016 | Seventies surface-mounted spotlight | white matt (RAL 9016), front ring silver, Ø 90 x 185 mm, 31 W ¦ 3000 K ¦ Ra > 95 ¦ flood 40°, DALI |  | 860.2875
MW020523 | se-23-d2-40-3000-9-9005 | Seventies surface-mounted spotlight | black matt (RAL 9005), front ring black, Ø 90 x 185 mm, 31 W ¦ 3000 K ¦ Ra > 95 ¦ flood 40°, Bluetooth Casambi |  | 939.0756
MW020511 | se-23-d2-40-3000-9-9016 | Seventies surface-mounted spotlight | white matt (RAL 9016), front ring silver, Ø 90 x 185 mm, 31 W ¦ 3000 K ¦ Ra > 95 ¦ flood 40°, Bluetooth Casambi |  | 939.0756
MW020503 | se-23-d2-40-4000-4-9005 | Seventies surface-mounted spotlight | black matt (RAL 9005), front ring black, Ø 90 x 185 mm, 31 W ¦ 4000 K ¦ Ra > 95 ¦ flood 40°, DALI |  | 860.2875
MW020491 | se-23-d2-40-4000-4-9016 | Seventies surface-mounted spotlight | white matt (RAL 9016), front ring silver, Ø 90 x 185 mm, 31 W ¦ 4000 K ¦ Ra > 95 ¦ flood 40°, DALI |  | 860.2875
MW020527 | se-23-d2-40-4000-9-9005 | Seventies surface-mounted spotlight | black matt (RAL 9005), front ring black, Ø 90 x 185 mm, 31 W ¦ 4000 K ¦ Ra > 95 ¦ flood 40°, Bluetooth Casambi |  | 939.0756
MW020515 | se-23-d2-40-4000-9-9016 | Seventies surface-mounted spotlight | white matt (RAL 9016), front ring silver, Ø 90 x 185 mm, 31 W ¦ 4000 K ¦ Ra > 95 ¦ flood 40°, Bluetooth Casambi |  | 939.0756
MW020496 | se-23-d2-52-2700-4-9005 | Seventies surface-mounted spotlight | black matt (RAL 9005), front ring black, Ø 90 x 185 mm, 31 W ¦ 2700 K ¦ Ra > 95 ¦ flood 52°, DALI |  | 860.2875
MW020484 | se-23-d2-52-2700-4-9016 | Seventies surface-mounted spotlight | white matt (RAL 9016), front ring silver, Ø 90 x 185 mm, 31 W ¦ 2700 K ¦ Ra > 95 ¦ flood 52°, DALI |  | 860.2875
MW020520 | se-23-d2-52-2700-9-9005 | Seventies surface-mounted spotlight | black matt (RAL 9005), front ring black, Ø 90 x 185 mm, 31 W ¦ 2700 K ¦ Ra > 95 ¦ flood 52°, Bluetooth Casambi |  | 939.0756
MW020508 | se-23-d2-52-2700-9-9016 | Seventies surface-mounted spotlight | white matt (RAL 9016), front ring silver, Ø 90 x 185 mm, 31 W ¦ 2700 K ¦ Ra > 95 ¦ flood 52°, Bluetooth Casambi |  | 939.0756
MW020500 | se-23-d2-52-3000-4-9005 | Seventies surface-mounted spotlight | black matt (RAL 9005), front ring black, Ø 90 x 185 mm, 31 W ¦ 3000 K ¦ Ra > 95 ¦ flood 52°, DALI |  | 860.2875
MW020488 | se-23-d2-52-3000-4-9016 | Seventies surface-mounted spotlight | white matt (RAL 9016), front ring silver, Ø 90 x 185 mm, 31 W ¦ 3000 K ¦ Ra > 95 ¦ flood 52°, DALI |  | 860.2875
MW020524 | se-23-d2-52-3000-9-9005 | Seventies surface-mounted spotlight | black matt (RAL 9005), front ring black, Ø 90 x 185 mm, 31 W ¦ 3000 K ¦ Ra > 95 ¦ flood 52°, Bluetooth Casambi |  | 939.0756
MW020512 | se-23-d2-52-3000-9-9016 | Seventies surface-mounted spotlight | white matt (RAL 9016), front ring silver, Ø 90 x 185 mm, 31 W ¦ 3000 K ¦ Ra > 95 ¦ flood 52°, Bluetooth Casambi |  | 939.0756
MW020504 | se-23-d2-52-4000-4-9005 | Seventies surface-mounted spotlight | black matt (RAL 9005), front ring black, Ø 90 x 185 mm, 31 W ¦ 4000 K ¦ Ra > 95 ¦ flood 52°, DALI |  | 860.2875
MW020492 | se-23-d2-52-4000-4-9016 | Seventies surface-mounted spotlight | white matt (RAL 9016), front ring silver, Ø 90 x 185 mm, 31 W ¦ 4000 K ¦ Ra > 95 ¦ flood 52°, DALI |  | 860.2875
MW020528 | se-23-d2-52-4000-9-9005 | Seventies surface-mounted spotlight | black matt (RAL 9005), front ring black, Ø 90 x 185 mm, 31 W ¦ 4000 K ¦ Ra > 95 ¦ flood 52°, Bluetooth Casambi |  | 939.0756
MW020516 | se-23-d2-52-4000-9-9016 | Seventies surface-mounted spotlight | white matt (RAL 9016), front ring silver, Ø 90 x 185 mm, 31 W ¦ 4000 K ¦ Ra > 95 ¦ flood 52°, Bluetooth Casambi |  | 939.0756
MW020547 | se-31-d1-11-2700-9005 | Seventies recessed spotlight | black matt (RAL 9005), front ring black, Ø 90 x 119 mm, 26 W ¦ 2700 K ¦ Ra > 95 ¦ spot 11°, converter not included |  | 724.7812
MW020529 | se-31-d1-11-2700-9016 | Seventies recessed spotlight | white matt (RAL 9016), front ring silver, Ø 90 x 119 mm, 26 W ¦ 2700 K ¦ Ra > 95 ¦ spot 11°, converter not included |  | 724.7812
MW020553 | se-31-d1-11-3000-9005 | Seventies recessed spotlight | black matt (RAL 9005), front ring black, Ø 90 x 119 mm, 26 W ¦ 3000 K ¦ Ra > 95 ¦ spot 11°, converter not included |  | 724.7812
MW020535 | se-31-d1-11-3000-9016 | Seventies recessed spotlight | white matt (RAL 9016), front ring silver, Ø 90 x 119 mm, 26 W ¦ 3000 K ¦ Ra > 95 ¦ spot 11°, converter not included |  | 724.7812
MW020559 | se-31-d1-11-4000-9005 | Seventies recessed spotlight | black matt (RAL 9005), front ring black, Ø 90 x 119 mm, 26 W ¦ 4000 K ¦ Ra > 95 ¦ spot 11°, converter not included |  | 724.7812
MW020541 | se-31-d1-11-4000-9016 | Seventies recessed spotlight | white matt (RAL 9016), front ring silver, Ø 90 x 119 mm, 26 W ¦ 4000 K ¦ Ra > 95 ¦ spot 11°, converter not included |  | 724.7812
MW020548 | se-31-d1-13-2700-9005 | Seventies recessed spotlight | black matt (RAL 9005), front ring black, Ø 90 x 119 mm, 26 W ¦ 2700 K ¦ Ra > 95 ¦ spot 13°, converter not included |  | 724.7812
MW020530 | se-31-d1-13-2700-9016 | Seventies recessed spotlight | white matt (RAL 9016), front ring silver, Ø 90 x 119 mm, 26 W ¦ 2700 K ¦ Ra > 95 ¦ spot 13°, converter not included |  | 724.7812
MW020554 | se-31-d1-13-3000-9005 | Seventies recessed spotlight | black matt (RAL 9005), front ring black, Ø 90 x 119 mm, 26 W ¦ 3000 K ¦ Ra > 95 ¦ spot 13°, converter not included |  | 724.7812
MW020536 | se-31-d1-13-3000-9016 | Seventies recessed spotlight | white matt (RAL 9016), front ring silver, Ø 90 x 119 mm, 26 W ¦ 3000 K ¦ Ra > 95 ¦ spot 13°, converter not included |  | 724.7812
MW020560 | se-31-d1-13-4000-9005 | Seventies recessed spotlight | black matt (RAL 9005), front ring black, Ø 90 x 119 mm, 26 W ¦ 4000 K ¦ Ra > 95 ¦ spot 13°, converter not included |  | 724.7812
MW020542 | se-31-d1-13-4000-9016 | Seventies recessed spotlight | white matt (RAL 9016), front ring silver, Ø 90 x 119 mm, 26 W ¦ 4000 K ¦ Ra > 95 ¦ spot 13°, converter not included |  | 724.7812
MW020549 | se-31-d1-17-2700-9005 | Seventies recessed spotlight | black matt (RAL 9005), front ring black, Ø 90 x 119 mm, 26 W ¦ 2700 K ¦ Ra > 95 ¦ spot 17°, converter not included |  | 724.7812
MW020531 | se-31-d1-17-2700-9016 | Seventies recessed spotlight | white matt (RAL 9016), front ring silver, Ø 90 x 119 mm, 26 W ¦ 2700 K ¦ Ra > 95 ¦ spot 17°, converter not included |  | 724.7812
MW020555 | se-31-d1-17-3000-9005 | Seventies recessed spotlight | black matt (RAL 9005), front ring black, Ø 90 x 119 mm, 26 W ¦ 3000 K ¦ Ra > 95 ¦ spot 17°, converter not included |  | 724.7812
MW020537 | se-31-d1-17-3000-9016 | Seventies recessed spotlight | white matt (RAL 9016), front ring silver, Ø 90 x 119 mm, 26 W ¦ 3000 K ¦ Ra > 95 ¦ spot 17°, converter not included |  | 724.7812
MW020561 | se-31-d1-17-4000-9005 | Seventies recessed spotlight | black matt (RAL 9005), front ring black, Ø 90 x 119 mm, 26 W ¦ 4000 K ¦ Ra > 95 ¦ spot 17°, converter not included |  | 724.7812
MW020543 | se-31-d1-17-4000-9016 | Seventies recessed spotlight | white matt (RAL 9016), front ring silver, Ø 90 x 119 mm, 26 W ¦ 4000 K ¦ Ra > 95 ¦ spot 17°, converter not included |  | 724.7812
MW020550 | se-31-d1-26-2700-9005 | Seventies recessed spotlight | black matt (RAL 9005), front ring black, Ø 90 x 119 mm, 26 W ¦ 2700 K ¦ Ra > 95 ¦ medium 26°, converter not included |  | 724.7812
MW020532 | se-31-d1-26-2700-9016 | Seventies recessed spotlight | white matt (RAL 9016), front ring silver, Ø 90 x 119 mm, 26 W ¦ 2700 K ¦ Ra > 95 ¦ medium 26°, converter not included |  | 724.7812
MW020556 | se-31-d1-26-3000-9005 | Seventies recessed spotlight | black matt (RAL 9005), front ring black, Ø 90 x 119 mm, 26 W ¦ 3000 K ¦ Ra > 95 ¦ medium 26°, converter not included |  | 724.7812
MW020538 | se-31-d1-26-3000-9016 | Seventies recessed spotlight | white matt (RAL 9016), front ring silver, Ø 90 x 119 mm, 26 W ¦ 3000 K ¦ Ra > 95 ¦ medium 26°, converter not included |  | 724.7812
MW020562 | se-31-d1-26-4000-9005 | Seventies recessed spotlight | black matt (RAL 9005), front ring black, Ø 90 x 119 mm, 26 W ¦ 4000 K ¦ Ra > 95 ¦ medium 26°, converter not included |  | 724.7812
MW020544 | se-31-d1-26-4000-9016 | Seventies recessed spotlight | white matt (RAL 9016), front ring silver, Ø 90 x 119 mm, 26 W ¦ 4000 K ¦ Ra > 95 ¦ medium 26°, converter not included |  | 724.7812
MW020551 | se-31-d1-37-2700-9005 | Seventies recessed spotlight | black matt (RAL 9005), front ring black, Ø 90 x 119 mm, 26 W ¦ 2700 K ¦ Ra > 95 ¦ flood 37°, converter not included |  | 724.7812
MW020533 | se-31-d1-37-2700-9016 | Seventies recessed spotlight | white matt (RAL 9016), front ring silver, Ø 90 x 119 mm, 26 W ¦ 2700 K ¦ Ra > 95 ¦ flood 37°, converter not included |  | 724.7812
MW020557 | se-31-d1-37-3000-9005 | Seventies recessed spotlight | black matt (RAL 9005), front ring black, Ø 90 x 119 mm, 26 W ¦ 3000 K ¦ Ra > 95 ¦ flood 37°, converter not included |  | 724.7812
MW020539 | se-31-d1-37-3000-9016 | Seventies recessed spotlight | white matt (RAL 9016), front ring silver, Ø 90 x 119 mm, 26 W ¦ 3000 K ¦ Ra > 95 ¦ flood 37°, converter not included |  | 724.7812
MW020563 | se-31-d1-37-4000-9005 | Seventies recessed spotlight | black matt (RAL 9005), front ring black, Ø 90 x 119 mm, 26 W ¦ 4000 K ¦ Ra > 95 ¦ flood 37°, converter not included |  | 724.7812
MW020545 | se-31-d1-37-4000-9016 | Seventies recessed spotlight | white matt (RAL 9016), front ring silver, Ø 90 x 119 mm, 26 W ¦ 4000 K ¦ Ra > 95 ¦ flood 37°, converter not included |  | 724.7812
MW020552 | se-31-d1-47-2700-9005 | Seventies recessed spotlight | black matt (RAL 9005), front ring black, Ø 90 x 119 mm, 26 W ¦ 2700 K ¦ Ra > 95 ¦ flood 47°, converter not included |  | 724.7812
MW020534 | se-31-d1-47-2700-9016 | Seventies recessed spotlight | white matt (RAL 9016), front ring silver, Ø 90 x 119 mm, 26 W ¦ 2700 K ¦ Ra > 95 ¦ flood 47°, converter not included |  | 724.7812
MW020558 | se-31-d1-47-3000-9005 | Seventies recessed spotlight | black matt (RAL 9005), front ring black, Ø 90 x 119 mm, 26 W ¦ 3000 K ¦ Ra > 95 ¦ flood 47°, converter not included |  | 724.7812
MW020540 | se-31-d1-47-3000-9016 | Seventies recessed spotlight | white matt (RAL 9016), front ring silver, Ø 90 x 119 mm, 26 W ¦ 3000 K ¦ Ra > 95 ¦ flood 47°, converter not included |  | 724.7812
MW020564 | se-31-d1-47-4000-9005 | Seventies recessed spotlight | black matt (RAL 9005), front ring black, Ø 90 x 119 mm, 26 W ¦ 4000 K ¦ Ra > 95 ¦ flood 47°, converter not included |  | 724.7812
MW020546 | se-31-d1-47-4000-9016 | Seventies recessed spotlight | white matt (RAL 9016), front ring silver, Ø 90 x 119 mm, 26 W ¦ 4000 K ¦ Ra > 95 ¦ flood 47°, converter not included |  | 724.7812
MW020580 | se-32-d2-16-2700-4-9005 | Seventies pendant light with recessed canopy | black matt (RAL 9005), front ring black, Ø 90 x 185 mm, pendant length 2.000 mm, 31 W ¦ 2700 K ¦ Ra > 95 ¦ spot 16°, DALI |  | 950.1
MW020565 | se-32-d2-16-2700-4-9016 | Seventies pendant light with recessed canopy | white matt (RAL 9016), front ring silver, Ø 90 x 185 mm, pendant length 2.000 mm, 31 W ¦ 2700 K ¦ Ra > 95 ¦ spot 16°, DALI |  | 950.1
MW020610 | se-32-d2-16-2700-9-9005 | Seventies pendant light with recessed canopy | black matt (RAL 9005), front ring black, Ø 90 x 185 mm, pendant length 2.000 mm, 31 W ¦ 2700 K ¦ Ra > 95 ¦ spot 16°, Bluetooth Casambi |  | 1028.8866
MW020595 | se-32-d2-16-2700-9-9016 | Seventies pendant light with recessed canopy | white matt (RAL 9016), front ring silver, Ø 90 x 185 mm, pendant length 2.000 mm, 31 W ¦ 2700 K ¦ Ra > 95 ¦ spot 16°, Bluetooth Casambi |  | 1028.8866
MW020585 | se-32-d2-16-3000-4-9005 | Seventies pendant light with recessed canopy | black matt (RAL 9005), front ring black, Ø 90 x 185 mm, pendant length 2.000 mm, 31 W ¦ 3000 K ¦ Ra > 95 ¦ spot 16°, DALI |  | 950.1
MW020570 | se-32-d2-16-3000-4-9016 | Seventies pendant light with recessed canopy | white matt (RAL 9016), front ring silver, Ø 90 x 185 mm, pendant length 2.000 mm, 31 W ¦ 3000 K ¦ Ra > 95 ¦ spot 16°, DALI |  | 950.1
MW020615 | se-32-d2-16-3000-9-9005 | Seventies pendant light with recessed canopy | black matt (RAL 9005), front ring black, Ø 90 x 185 mm, pendant length 2.000 mm, 31 W ¦ 3000 K ¦ Ra > 95 ¦ spot 16°, Bluetooth Casambi |  | 1028.8866
MW020600 | se-32-d2-16-3000-9-9016 | Seventies pendant light with recessed canopy | white matt (RAL 9016), front ring silver, Ø 90 x 185 mm, pendant length 2.000 mm, 31 W ¦ 3000 K ¦ Ra > 95 ¦ spot 16°, Bluetooth Casambi |  | 1028.8866
MW020590 | se-32-d2-16-4000-4-9005 | Seventies pendant light with recessed canopy | black matt (RAL 9005), front ring black, Ø 90 x 185 mm, pendant length 2.000 mm, 31 W ¦ 4000 K ¦ Ra > 95 ¦ spot 16°, DALI |  | 950.1
MW020575 | se-32-d2-16-4000-4-9016 | Seventies pendant light with recessed canopy | white matt (RAL 9016), front ring silver, Ø 90 x 185 mm, pendant length 2.000 mm, 31 W ¦ 4000 K ¦ Ra > 95 ¦ spot 16°, DALI |  | 950.1
MW020620 | se-32-d2-16-4000-9-9005 | Seventies pendant light with recessed canopy | black matt (RAL 9005), front ring black, Ø 90 x 185 mm, pendant length 2.000 mm, 31 W ¦ 4000 K ¦ Ra > 95 ¦ spot 16°, Bluetooth Casambi |  | 1028.8866
MW020605 | se-32-d2-16-4000-9-9016 | Seventies pendant light with recessed canopy | white matt (RAL 9016), front ring silver, Ø 90 x 185 mm, pendant length 2.000 mm, 31 W ¦ 4000 K ¦ Ra > 95 ¦ spot 16°, Bluetooth Casambi |  | 1028.8866
MW020581 | se-32-d2-20-2700-4-9005 | Seventies pendant light with recessed canopy | black matt (RAL 9005), front ring black, Ø 90 x 185 mm, pendant length 2.000 mm, 31 W ¦ 2700 K ¦ Ra > 95 ¦ medium 20°, DALI |  | 950.1
MW020566 | se-32-d2-20-2700-4-9016 | Seventies pendant light with recessed canopy | white matt (RAL 9016), front ring silver, Ø 90 x 185 mm, pendant length 2.000 mm, 31 W ¦ 2700 K ¦ Ra > 95 ¦ medium 20°, DALI |  | 950.1
MW020611 | se-32-d2-20-2700-9-9005 | Seventies pendant light with recessed canopy | black matt (RAL 9005), front ring black, Ø 90 x 185 mm, pendant length 2.000 mm, 31 W ¦ 2700 K ¦ Ra > 95 ¦ medium 20°, Bluetooth Casambi |  | 1028.8866
MW020596 | se-32-d2-20-2700-9-9016 | Seventies pendant light with recessed canopy | white matt (RAL 9016), front ring silver, Ø 90 x 185 mm, pendant length 2.000 mm, 31 W ¦ 2700 K ¦ Ra > 95 ¦ medium 20°, Bluetooth Casambi |  | 1028.8866
MW020586 | se-32-d2-20-3000-4-9005 | Seventies pendant light with recessed canopy | black matt (RAL 9005), front ring black, Ø 90 x 185 mm, pendant length 2.000 mm, 31 W ¦ 3000 K ¦ Ra > 95 ¦ medium 20°, DALI |  | 950.1
MW020571 | se-32-d2-20-3000-4-9016 | Seventies pendant light with recessed canopy | white matt (RAL 9016), front ring silver, Ø 90 x 185 mm, pendant length 2.000 mm, 31 W ¦ 3000 K ¦ Ra > 95 ¦ medium 20°, DALI |  | 950.1
MW020616 | se-32-d2-20-3000-9-9005 | Seventies pendant light with recessed canopy | black matt (RAL 9005), front ring black, Ø 90 x 185 mm, pendant length 2.000 mm, 31 W ¦ 3000 K ¦ Ra > 95 ¦ medium 20°, Bluetooth Casambi |  | 1028.8866
MW020601 | se-32-d2-20-3000-9-9016 | Seventies pendant light with recessed canopy | white matt (RAL 9016), front ring silver, Ø 90 x 185 mm, pendant length 2.000 mm, 31 W ¦ 3000 K ¦ Ra > 95 ¦ medium 20°, Bluetooth Casambi |  | 1028.8866
MW020591 | se-32-d2-20-4000-4-9005 | Seventies pendant light with recessed canopy | black matt (RAL 9005), front ring black, Ø 90 x 185 mm, pendant length 2.000 mm, 31 W ¦ 4000 K ¦ Ra > 95 ¦ medium 20°, DALI |  | 950.1
MW020576 | se-32-d2-20-4000-4-9016 | Seventies pendant light with recessed canopy | white matt (RAL 9016), front ring silver, Ø 90 x 185 mm, pendant length 2.000 mm, 31 W ¦ 4000 K ¦ Ra > 95 ¦ medium 20°, DALI |  | 950.1
MW020621 | se-32-d2-20-4000-9-9005 | Seventies pendant light with recessed canopy | black matt (RAL 9005), front ring black, Ø 90 x 185 mm, pendant length 2.000 mm, 31 W ¦ 4000 K ¦ Ra > 95 ¦ medium 20°, Bluetooth Casambi |  | 1028.8866
MW020606 | se-32-d2-20-4000-9-9016 | Seventies pendant light with recessed canopy | white matt (RAL 9016), front ring silver, Ø 90 x 185 mm, pendant length 2.000 mm, 31 W ¦ 4000 K ¦ Ra > 95 ¦ medium 20°, Bluetooth Casambi |  | 1028.8866
MW020582 | se-32-d2-30-2700-4-9005 | Seventies pendant light with recessed canopy | black matt (RAL 9005), front ring black, Ø 90 x 185 mm, pendant length 2.000 mm, 31 W ¦ 2700 K ¦ Ra > 95 ¦ flood 30°, DALI |  | 950.1
MW020567 | se-32-d2-30-2700-4-9016 | Seventies pendant light with recessed canopy | white matt (RAL 9016), front ring silver, Ø 90 x 185 mm, pendant length 2.000 mm, 31 W ¦ 2700 K ¦ Ra > 95 ¦ flood 30°, DALI |  | 950.1
MW020612 | se-32-d2-30-2700-9-9005 | Seventies pendant light with recessed canopy | black matt (RAL 9005), front ring black, Ø 90 x 185 mm, pendant length 2.000 mm, 31 W ¦ 2700 K ¦ Ra > 95 ¦ flood 30°, Bluetooth Casambi |  | 1028.8866
MW020597 | se-32-d2-30-2700-9-9016 | Seventies pendant light with recessed canopy | white matt (RAL 9016), front ring silver, Ø 90 x 185 mm, pendant length 2.000 mm, 31 W ¦ 2700 K ¦ Ra > 95 ¦ flood 30°, Bluetooth Casambi |  | 1028.8866
MW020587 | se-32-d2-30-3000-4-9005 | Seventies pendant light with recessed canopy | black matt (RAL 9005), front ring black, Ø 90 x 185 mm, pendant length 2.000 mm, 31 W ¦ 3000 K ¦ Ra > 95 ¦ flood 30°, DALI |  | 950.1
MW020572 | se-32-d2-30-3000-4-9016 | Seventies pendant light with recessed canopy | white matt (RAL 9016), front ring silver, Ø 90 x 185 mm, pendant length 2.000 mm, 31 W ¦ 3000 K ¦ Ra > 95 ¦ flood 30°, DALI |  | 950.1
MW020617 | se-32-d2-30-3000-9-9005 | Seventies pendant light with recessed canopy | black matt (RAL 9005), front ring black, Ø 90 x 185 mm, pendant length 2.000 mm, 31 W ¦ 3000 K ¦ Ra > 95 ¦ flood 30°, Bluetooth Casambi |  | 1028.8866
MW020602 | se-32-d2-30-3000-9-9016 | Seventies pendant light with recessed canopy | white matt (RAL 9016), front ring silver, Ø 90 x 185 mm, pendant length 2.000 mm, 31 W ¦ 3000 K ¦ Ra > 95 ¦ flood 30°, Bluetooth Casambi |  | 1028.8866
MW020592 | se-32-d2-30-4000-4-9005 | Seventies pendant light with recessed canopy | black matt (RAL 9005), front ring black, Ø 90 x 185 mm, pendant length 2.000 mm, 31 W ¦ 4000 K ¦ Ra > 95 ¦ flood 30°, DALI |  | 950.1
MW020577 | se-32-d2-30-4000-4-9016 | Seventies pendant light with recessed canopy | white matt (RAL 9016), front ring silver, Ø 90 x 185 mm, pendant length 2.000 mm, 31 W ¦ 4000 K ¦ Ra > 95 ¦ flood 30°, DALI |  | 950.1
MW020622 | se-32-d2-30-4000-9-9005 | Seventies pendant light with recessed canopy | black matt (RAL 9005), front ring black, Ø 90 x 185 mm, pendant length 2.000 mm, 31 W ¦ 4000 K ¦ Ra > 95 ¦ flood 30°, Bluetooth Casambi |  | 1028.8866
MW020607 | se-32-d2-30-4000-9-9016 | Seventies pendant light with recessed canopy | white matt (RAL 9016), front ring silver, Ø 90 x 185 mm, pendant length 2.000 mm, 31 W ¦ 4000 K ¦ Ra > 95 ¦ flood 30°, Bluetooth Casambi |  | 1028.8866
MW020583 | se-32-d2-40-2700-4-9005 | Seventies pendant light with recessed canopy | black matt (RAL 9005), front ring black, Ø 90 x 185 mm, pendant length 2.000 mm, 31 W ¦ 2700 K ¦ Ra > 95 ¦ flood 40°, DALI |  | 950.1
MW020568 | se-32-d2-40-2700-4-9016 | Seventies pendant light with recessed canopy | white matt (RAL 9016), front ring silver, Ø 90 x 185 mm, pendant length 2.000 mm, 31 W ¦ 2700 K ¦ Ra > 95 ¦ flood 40°, DALI |  | 950.1
MW020613 | se-32-d2-40-2700-9-9005 | Seventies pendant light with recessed canopy | black matt (RAL 9005), front ring black, Ø 90 x 185 mm, pendant length 2.000 mm, 31 W ¦ 2700 K ¦ Ra > 95 ¦ flood 40°, Bluetooth Casambi |  | 1028.8866
MW020598 | se-32-d2-40-2700-9-9016 | Seventies pendant light with recessed canopy | white matt (RAL 9016), front ring silver, Ø 90 x 185 mm, pendant length 2.000 mm, 31 W ¦ 2700 K ¦ Ra > 95 ¦ flood 40°, Bluetooth Casambi |  | 1028.8866
MW020588 | se-32-d2-40-3000-4-9005 | Seventies pendant light with recessed canopy | black matt (RAL 9005), front ring black, Ø 90 x 185 mm, pendant length 2.000 mm, 31 W ¦ 3000 K ¦ Ra > 95 ¦ flood 40°, DALI |  | 950.1
MW020573 | se-32-d2-40-3000-4-9016 | Seventies pendant light with recessed canopy | white matt (RAL 9016), front ring silver, Ø 90 x 185 mm, pendant length 2.000 mm, 31 W ¦ 3000 K ¦ Ra > 95 ¦ flood 40°, DALI |  | 950.1
MW020618 | se-32-d2-40-3000-9-9005 | Seventies pendant light with recessed canopy | black matt (RAL 9005), front ring black, Ø 90 x 185 mm, pendant length 2.000 mm, 31 W ¦ 3000 K ¦ Ra > 95 ¦ flood 40°, Bluetooth Casambi |  | 1028.8866
MW020603 | se-32-d2-40-3000-9-9016 | Seventies pendant light with recessed canopy | white matt (RAL 9016), front ring silver, Ø 90 x 185 mm, pendant length 2.000 mm, 31 W ¦ 3000 K ¦ Ra > 95 ¦ flood 40°, Bluetooth Casambi |  | 1028.8866
MW020593 | se-32-d2-40-4000-4-9005 | Seventies pendant light with recessed canopy | black matt (RAL 9005), front ring black, Ø 90 x 185 mm, pendant length 2.000 mm, 31 W ¦ 4000 K ¦ Ra > 95 ¦ flood 40°, DALI |  | 950.1
MW020578 | se-32-d2-40-4000-4-9016 | Seventies pendant light with recessed canopy | white matt (RAL 9016), front ring silver, Ø 90 x 185 mm, pendant length 2.000 mm, 31 W ¦ 4000 K ¦ Ra > 95 ¦ flood 40°, DALI |  | 950.1
MW020623 | se-32-d2-40-4000-9-9005 | Seventies pendant light with recessed canopy | black matt (RAL 9005), front ring black, Ø 90 x 185 mm, pendant length 2.000 mm, 31 W ¦ 4000 K ¦ Ra > 95 ¦ flood 40°, Bluetooth Casambi |  | 1028.8866
MW020608 | se-32-d2-40-4000-9-9016 | Seventies pendant light with recessed canopy | white matt (RAL 9016), front ring silver, Ø 90 x 185 mm, pendant length 2.000 mm, 31 W ¦ 4000 K ¦ Ra > 95 ¦ flood 40°, Bluetooth Casambi |  | 1028.8866
MW020584 | se-32-d2-52-2700-4-9005 | Seventies pendant light with recessed canopy | black matt (RAL 9005), front ring black, Ø 90 x 185 mm, pendant length 2.000 mm, 31 W ¦ 2700 K ¦ Ra > 95 ¦ flood 52°, DALI |  | 950.1
MW020569 | se-32-d2-52-2700-4-9016 | Seventies pendant light with recessed canopy | white matt (RAL 9016),, front ring silver, Ø 90 x 185 mm, pendant length 2.000 mm, 31 W ¦ 2700 K ¦ Ra > 95 ¦ flood 52°, DALI |  | 950.1
MW020614 | se-32-d2-52-2700-9-9005 | Seventies pendant light with recessed canopy | black matt (RAL 9005), front ring black, Ø 90 x 185 mm, pendant length 2.000 mm, 31 W ¦ 2700 K ¦ Ra > 95 ¦ flood 52°, Bluetooth Casambi |  | 1028.8866
MW020599 | se-32-d2-52-2700-9-9016 | Seventies pendant light with recessed canopy | white matt (RAL 9016), front ring silver, Ø 90 x 185 mm, pendant length 2.000 mm, 31 W ¦ 2700 K ¦ Ra > 95 ¦ flood 52°, Bluetooth Casambi |  | 1028.8866
MW020589 | se-32-d2-52-3000-4-9005 | Seventies pendant light with recessed canopy | black matt (RAL 9005), front ring black, Ø 90 x 185 mm, pendant length 2.000 mm, 31 W ¦ 3000 K ¦ Ra > 95 ¦ flood 52°, DALI |  | 950.1
MW020574 | se-32-d2-52-3000-4-9016 | Seventies pendant light with recessed canopy | white matt (RAL 9016),, front ring silver, Ø 90 x 185 mm, pendant length 2.000 mm, 31 W ¦ 4000 K ¦ Ra > 95 ¦ flood 52°, DALI |  | 950.1
MW020619 | se-32-d2-52-3000-9-9005 | Seventies pendant light with recessed canopy | black matt (RAL 9005), front ring black, Ø 90 x 185 mm, pendant length 2.000 mm, 31 W ¦ 3000 K ¦ Ra > 95 ¦ flood 52°, Bluetooth Casambi |  | 1028.8866
MW020604 | se-32-d2-52-3000-9-9016 | Seventies pendant light with recessed canopy | white matt (RAL 9016), front ring silver, Ø 90 x 185 mm, pendant length 2.000 mm, 31 W ¦ 3000 K ¦ Ra > 95 ¦ flood 52°, Bluetooth Casambi |  | 1028.8866
MW020594 | se-32-d2-52-4000-4-9005 | Seventies pendant light with recessed canopy | black matt (RAL 9005), front ring black, Ø 90 x 185 mm, pendant length 2.000 mm, 31 W ¦ 4000 K ¦ Ra > 95 ¦ flood 52°, DALI |  | 950.1
MW020579 | se-32-d2-52-4000-4-9016 | Seventies pendant light with recessed canopy | white matt (RAL 9016), front ring silver, Ø 90 x 185 mm, pendant length 2.000 mm, 31 W ¦ 4000 K ¦ Ra > 95 ¦ flood 52°, DALI |  | 950.1
MW020624 | se-32-d2-52-4000-9-9005 | Seventies pendant light with recessed canopy | black matt (RAL 9005), front ring black, Ø 90 x 185 mm, pendant length 2.000 mm, 31 W ¦ 4000 K ¦ Ra > 95 ¦ flood 52°, Bluetooth Casambi |  | 1028.8866
MW020609 | se-32-d2-52-4000-9-9016 | Seventies pendant light with recessed canopy | white matt (RAL 9016), front ring silver, Ø 90 x 185 mm, pendant length 2.000 mm, 31 W ¦ 4000 K ¦ Ra > 95 ¦ flood 52°, Bluetooth Casambi |  | 1028.8866
MW020637 | se-33-d2-20-2700-9005 | Seventies recessed spotlight | black matt (RAL 9005), front ring black, Ø 90 x 101 mm, 24 W ¦ 2700 K ¦ Ra > 95 ¦ medium 20°, converter not included |  | 360.825
MW020625 | se-33-d2-20-2700-9016 | Seventies recessed spotlight | white matt (RAL 9016), front ring silver, Ø 90 x 101 mm, 24 W ¦ 2700 K ¦ Ra > 95 ¦ medium 20°, converter not included |  | 360.825
MW020641 | se-33-d2-20-3000-9005 | Seventies recessed spotlight | black matt (RAL 9005), front ring black, Ø 90 x 101 mm, 24 W ¦ 3000 K ¦ Ra > 95 ¦ medium 20°, converter not included |  | 360.825
MW020629 | se-33-d2-20-3000-9016 | Seventies recessed spotlight | white matt (RAL 9016), front ring silver, Ø 90 x 101 mm, 24 W ¦ 3000 K ¦ Ra > 95 ¦ medium 20°, converter not included |  | 360.825
MW020645 | se-33-d2-20-4000-9005 | Seventies recessed spotlight | black matt (RAL 9005), front ring black, Ø 90 x 101 mm, 24 W ¦ 4000 K ¦ Ra > 95 ¦ medium 20°, converter not included |  | 360.825
MW020633 | se-33-d2-20-4000-9016 | Seventies recessed spotlight | white matt (RAL 9016), front ring silver, Ø 90 x 101 mm, 24 W ¦ 4000 K ¦ Ra > 95 ¦ medium 20°, converter not included |  | 360.825
MW020638 | se-33-d2-30-2700-9005 | Seventies recessed spotlight | black matt (RAL 9005), front ring black, Ø 90 x 101 mm, 24 W ¦ 2700 K ¦ Ra > 95 ¦ flood 30°, converter not included |  | 360.825
MW020626 | se-33-d2-30-2700-9016 | Seventies recessed spotlight | white matt (RAL 9016), front ring silver, Ø 90 x 101 mm, 24 W ¦ 2700 K ¦ Ra > 95 ¦ flood 30°, converter not included |  | 360.825
MW020642 | se-33-d2-30-3000-9005 | Seventies recessed spotlight | black matt (RAL 9005), front ring black, Ø 90 x 101 mm, 24 W ¦ 3000 K ¦ Ra > 95 ¦ flood 30°, converter not included |  | 360.825
MW020630 | se-33-d2-30-3000-9016 | Seventies recessed spotlight | white matt (RAL 9016), front ring silver, Ø 90 x 101 mm, 24 W ¦ 3000 K ¦ Ra > 95 ¦ flood 30°, converter not included |  | 360.825
MW020646 | se-33-d2-30-4000-9005 | Seventies recessed spotlight | black matt (RAL 9005), front ring black, Ø 90 x 101 mm, 24 W ¦ 4000 K ¦ Ra > 95 ¦ flood 30°, converter not included |  | 360.825
MW020634 | se-33-d2-30-4000-9016 | Seventies recessed spotlight | white matt (RAL 9016), front ring silver, Ø 90 x 101 mm, 24 W ¦ 4000 K ¦ Ra > 95 ¦ flood 30°, converter not included |  | 360.825
MW020639 | se-33-d2-40-2700-9005 | Seventies recessed spotlight | black matt (RAL 9005), front ring black, Ø 90 x 101 mm, 24 W ¦ 2700 K ¦ Ra > 95 ¦ flood 40°, converter not included |  | 360.825
MW020627 | se-33-d2-40-2700-9016 | Seventies recessed spotlight | white matt (RAL 9016), front ring silver, Ø 90 x 101 mm, 24 W ¦ 2700 K ¦ Ra > 95 ¦ flood 40°, converter not included |  | 360.825
MW020643 | se-33-d2-40-3000-9005 | Seventies recessed spotlight | black matt (RAL 9005), front ring black, Ø 90 x 101 mm, 24 W ¦ 3000 K ¦ Ra > 95 ¦ flood 40°, converter not included |  | 360.825
MW020631 | se-33-d2-40-3000-9016 | Seventies recessed spotlight | white matt (RAL 9016), front ring silver, Ø 90 x 101 mm, 24 W ¦ 3000 K ¦ Ra > 95 ¦ flood 40°, converter not included |  | 360.825
MW020647 | se-33-d2-40-4000-9005 | Seventies recessed spotlight | black matt (RAL 9005), front ring black, Ø 90 x 101 mm, 24 W ¦ 4000 K ¦ Ra > 95 ¦ flood 40°, converter not included |  | 360.825
MW020635 | se-33-d2-40-4000-9016 | Seventies recessed spotlight | white matt (RAL 9016), front ring silver, Ø 90 x 101 mm, 24 W ¦ 4000 K ¦ Ra > 95 ¦ flood 40°, converter not included |  | 360.825
MW020640 | se-33-d2-52-2700-9005 | Seventies recessed spotlight | black matt (RAL 9005), front ring black, Ø 90 x 101 mm, 24 W ¦ 2700 K ¦ Ra > 95 ¦ flood 52°, converter not included |  | 360.825
MW020628 | se-33-d2-52-2700-9016 | Seventies recessed spotlight | white matt (RAL 9016), front ring silver, Ø 90 x 101 mm, 24 W ¦ 2700 K ¦ Ra > 95 ¦ flood 52°, converter not included |  | 360.825
MW020644 | se-33-d2-52-3000-9005 | Seventies recessed spotlight | black matt (RAL 9005), front ring black, Ø 90 x 101 mm, 24 W ¦ 3000 K ¦ Ra > 95 ¦ flood 52°, converter not included |  | 360.825
MW020632 | se-33-d2-52-3000-9016 | Seventies recessed spotlight | white matt (RAL 9016), front ring silver, Ø 90 x 101 mm, 24 W ¦ 3000 K ¦ Ra > 95 ¦ flood 52°, converter not included |  | 360.825
MW020648 | se-33-d2-52-4000-9005 | Seventies recessed spotlight | black matt (RAL 9005), front ring black, Ø 90 x 101 mm, 24 W ¦ 4000 K ¦ Ra > 95 ¦ flood 52°, converter not included |  | 360.825
MW020636 | se-33-d2-52-4000-9016 | Seventies recessed spotlight | white matt (RAL 9016), front ring silver, Ø 90 x 101 mm, 24 W ¦ 4000 K ¦ Ra > 95 ¦ flood 52°, converter not included |  | 360.825
MW020667 | se-41-d1-11-2700-9005 | Seventies recessed spotlight | black matt (RAL 9005), front ring black, Ø 190 x 105 mm, 26 W ¦ 2700 K ¦ Ra > 95 ¦ spot 11°, converter not included |  | 542.025
MW020649 | se-41-d1-11-2700-9016 | Seventies recessed spotlight | white matt (RAL 9016), front ring silver, Ø 190 x 105 mm, 26 W ¦ 2700 K ¦ Ra > 95 ¦ spot 11°, converter not included |  | 542.025
MW020673 | se-41-d1-11-3000-9005 | Seventies recessed spotlight | black matt (RAL 9005), front ring black, Ø 190 x 105 mm, 26 W ¦ 3000 K ¦ Ra > 95 ¦ spot 11°, converter not included |  | 542.025
MW020655 | se-41-d1-11-3000-9016 | Seventies recessed spotlight | white matt (RAL 9016), front ring silver, Ø 190 x 105 mm, 26 W ¦ 3000 K ¦ Ra > 95 ¦ spot 11°, converter not included |  | 542.025
MW020679 | se-41-d1-11-4000-9005 | Seventies recessed spotlight | black matt (RAL 9005), front ring black, Ø 190 x 105 mm, 26 W ¦ 4000 K ¦ Ra > 95 ¦ spot 11°, converter not included |  | 542.025
MW020661 | se-41-d1-11-4000-9016 | Seventies recessed spotlight | white matt (RAL 9016), front ring silver, Ø 190 x 105 mm, 26 W ¦ 4000 K ¦ Ra > 95 ¦ spot 11°, converter not included |  | 542.025
MW020668 | se-41-d1-13-2700-9005 | Seventies recessed spotlight | black matt (RAL 9005), front ring black, Ø 190 x 105 mm, 26 W ¦ 2700 K ¦ Ra > 95 ¦ spot 13°, converter not included |  | 542.025
MW020650 | se-41-d1-13-2700-9016 | Seventies recessed spotlight | white matt (RAL 9016), front ring silver, Ø 190 x 105 mm, 26 W ¦ 2700 K ¦ Ra > 95 ¦ spot 13°, converter not included |  | 542.025
MW020674 | se-41-d1-13-3000-9005 | Seventies recessed spotlight | black matt (RAL 9005), front ring black, Ø 190 x 105 mm, 26 W ¦ 3000 K ¦ Ra > 95 ¦ spot 13°, converter not included |  | 542.025
MW020656 | se-41-d1-13-3000-9016 | Seventies recessed spotlight | white matt (RAL 9016), front ring silver, Ø 190 x 105 mm, 26 W ¦ 3000 K ¦ Ra > 95 ¦ spot 13°, converter not included |  | 542.025
MW020680 | se-41-d1-13-4000-9005 | Seventies recessed spotlight | black matt (RAL 9005), front ring black, Ø 190 x 105 mm, 26 W ¦ 4000 K ¦ Ra > 95 ¦ spot 13°, converter not included |  | 542.025
MW020662 | se-41-d1-13-4000-9016 | Seventies recessed spotlight | white matt (RAL 9016), front ring silver, Ø 190 x 105 mm, 26 W ¦ 4000 K ¦ Ra > 95 ¦ spot 13°, converter not included |  | 542.025
MW020669 | se-41-d1-17-2700-9005 | Seventies recessed spotlight | black matt (RAL 9005), front ring black, Ø 190 x 105 mm, 26 W ¦ 2700 K ¦ Ra > 95 ¦ spot 17°, converter not included |  | 542.025
MW020651 | se-41-d1-17-2700-9016 | Seventies recessed spotlight | white matt (RAL 9016), front ring silver, Ø 190 x 105 mm, 26 W ¦ 2700 K ¦ Ra > 95 ¦ spot 17°, converter not included |  | 542.025
MW020675 | se-41-d1-17-3000-9005 | Seventies recessed spotlight | black matt (RAL 9005), front ring black, Ø 190 x 105 mm, 26 W ¦ 3000 K ¦ Ra > 95 ¦ spot 17°, converter not included |  | 542.025
MW020657 | se-41-d1-17-3000-9016 | Seventies recessed spotlight | white matt (RAL 9016), front ring silver, Ø 190 x 105 mm, 26 W ¦ 3000 K ¦ Ra > 95 ¦ spot 17°, converter not included |  | 542.025
MW020681 | se-41-d1-17-4000-9005 | Seventies recessed spotlight | black matt (RAL 9005), front ring black, Ø 190 x 105 mm, 26 W ¦ 4000 K ¦ Ra > 95 ¦ spot 17°, converter not included |  | 542.025
MW020663 | se-41-d1-17-4000-9016 | Seventies recessed spotlight | white matt (RAL 9016), front ring silver, Ø 190 x 105 mm, 26 W ¦ 4000 K ¦ Ra > 95 ¦ spot 17°, converter not included |  | 542.025
MW020670 | se-41-d1-26-2700-9005 | Seventies recessed spotlight | black matt (RAL 9005), front ring black, Ø 190 x 105 mm, 26 W ¦ 2700 K ¦ Ra > 95 ¦ medium 26°, converter not included |  | 542.025
MW020652 | se-41-d1-26-2700-9016 | Seventies recessed spotlight | white matt (RAL 9016), front ring silver, Ø 190 x 105 mm, 26 W ¦ 2700 K ¦ Ra > 95 ¦ medium 26°, converter not included |  | 542.025
MW020676 | se-41-d1-26-3000-9005 | Seventies recessed spotlight | black matt (RAL 9005), front ring black, Ø 190 x 105 mm, 26 W ¦ 3000 K ¦ Ra > 95 ¦ medium 26°, converter not included |  | 542.025
MW020658 | se-41-d1-26-3000-9016 | Seventies recessed spotlight | white matt (RAL 9016), front ring silver, Ø 190 x 105 mm, 26 W ¦ 3000 K ¦ Ra > 95 ¦ medium 26°, converter not included |  | 542.025
MW020682 | se-41-d1-26-4000-9005 | Seventies recessed spotlight | black matt (RAL 9005), front ring black, Ø 190 x 105 mm, 26 W ¦ 4000 K ¦ Ra > 95 ¦ medium 26°, converter not included |  | 542.025
MW020664 | se-41-d1-26-4000-9016 | Seventies recessed spotlight | white matt (RAL 9016), front ring silver, Ø 190 x 105 mm, 26 W ¦ 4000 K ¦ Ra > 95 ¦ medium 26°, converter not included |  | 542.025
MW020671 | se-41-d1-37-2700-9005 | Seventies recessed spotlight | black matt (RAL 9005), front ring black, Ø 190 x 105 mm, 26 W ¦ 2700 K ¦ Ra > 95 ¦ flood 37°, converter not included |  | 542.025
MW020653 | se-41-d1-37-2700-9016 | Seventies recessed spotlight | white matt (RAL 9016), front ring silver, Ø 190 x 105 mm, 26 W ¦ 2700 K ¦ Ra > 95 ¦ flood 37°, converter not included |  | 542.025
MW020677 | se-41-d1-37-3000-9005 | Seventies recessed spotlight | black matt (RAL 9005), front ring black, Ø 190 x 105 mm, 26 W ¦ 3000 K ¦ Ra > 95 ¦ flood 37°, converter not included |  | 542.025
MW020659 | se-41-d1-37-3000-9016 | Seventies recessed spotlight | white matt (RAL 9016), front ring silver, Ø 190 x 105 mm, 26 W ¦ 3000 K ¦ Ra > 95 ¦ flood 37°, converter not included |  | 542.025
MW020683 | se-41-d1-37-4000-9005 | Seventies recessed spotlight | black matt (RAL 9005), front ring black, Ø 190 x 105 mm, 26 W ¦ 4000 K ¦ Ra > 95 ¦ flood 37°, converter not included |  | 542.025
MW020665 | se-41-d1-37-4000-9016 | Seventies recessed spotlight | white matt (RAL 9016), front ring silver, Ø 190 x 105 mm, 26 W ¦ 4000 K ¦ Ra > 95 ¦ flood 37°, converter not included |  | 542.025
MW020672 | se-41-d1-47-2700-9005 | Seventies recessed spotlight | black matt (RAL 9005), front ring black, Ø 190 x 105 mm, 26 W ¦ 2700 K ¦ Ra > 95 ¦ flood 47°, converter not included |  | 542.025
MW020654 | se-41-d1-47-2700-9016 | Seventies recessed spotlight | white matt (RAL 9016), front ring silver, Ø 190 x 105 mm, 26 W ¦ 2700 K ¦ Ra > 95 ¦ flood 47°, converter not included |  | 542.025
MW020678 | se-41-d1-47-3000-9005 | Seventies recessed spotlight | black matt (RAL 9005), front ring black, Ø 190 x 105 mm, 26 W ¦ 3000 K ¦ Ra > 95 ¦ flood 47°, converter not included |  | 542.025
MW020660 | se-41-d1-47-3000-9016 | Seventies recessed spotlight | white matt (RAL 9016), front ring silver, Ø 190 x 105 mm, 26 W ¦ 3000 K ¦ Ra > 95 ¦ flood 47°, converter not included |  | 542.025
MW020684 | se-41-d1-47-4000-9005 | Seventies recessed spotlight | black matt (RAL 9005), front ring black, Ø 190 x 105 mm, 26 W ¦ 4000 K ¦ Ra > 95 ¦ flood 47°, converter not included |  | 542.025
MW020666 | se-41-d1-47-4000-9016 | Seventies recessed spotlight | white matt (RAL 9016), front ring silver, Ø 190 x 105 mm, 26 W ¦ 4000 K ¦ Ra > 95 ¦ flood 47°, converter not included |  | 542.025
MW020697 | se-43-d2-20-2700-9005 | Seventies recessed spotlight | black matt (RAL 9005), front ring black, Ø 136 x 75 mm, 24 W ¦ 2700 K ¦ Ra > 95 ¦ medium 20°, converter not included |  | 660.1891
MW020685 | se-43-d2-20-2700-9016 | Seventies recessed spotlight | white matt (RAL 9016), front ring silver, Ø 136 x 75 mm, 24 W ¦ 2700 K ¦ Ra > 95 ¦ medium 20°, converter not included |  | 660.1891
MW020701 | se-43-d2-20-3000-9005 | Seventies recessed spotlight | black matt (RAL 9005), front ring black, Ø 136 x 75 mm, 24 W ¦ 3000 K ¦ Ra > 95 ¦ medium 20°, converter not included |  | 660.1891
MW020689 | se-43-d2-20-3000-9016 | Seventies recessed spotlight | white matt (RAL 9016), front ring silver, Ø 136 x 75 mm, 24 W ¦ 3000 K ¦ Ra > 95 ¦ medium 20°, converter not included |  | 660.1891
MW020705 | se-43-d2-20-4000-9005 | Seventies recessed spotlight | black matt (RAL 9005), front ring black, Ø 136 x 75 mm, 24 W ¦ 4000 K ¦ Ra > 95 ¦ medium 20°, converter not included |  | 660.1891
MW020693 | se-43-d2-20-4000-9016 | Seventies recessed spotlight | white matt (RAL 9016), front ring silver, Ø 136 x 75 mm, 24 W ¦ 4000 K ¦ Ra > 95 ¦ medium 20°, converter not included |  | 660.1891
MW020698 | se-43-d2-30-2700-9005 | Seventies recessed spotlight | black matt (RAL 9005), front ring black, Ø 136 x 75 mm, 24 W ¦ 2700 K ¦ Ra > 95 ¦ flood 30°, converter not included |  | 660.1891
MW020686 | se-43-d2-30-2700-9016 | Seventies recessed spotlight | white matt (RAL 9016), front ring silver, Ø 136 x 75 mm, 24 W ¦ 2700 K ¦ Ra > 95 ¦ flood 30°, converter not included |  | 660.1891
MW020702 | se-43-d2-30-3000-9005 | Seventies recessed spotlight | black matt (RAL 9005), front ring black, Ø 136 x 75 mm, 24 W ¦ 3000 K ¦ Ra > 95 ¦ flood 30°, converter not included |  | 660.1891
MW020690 | se-43-d2-30-3000-9016 | Seventies recessed spotlight | white matt (RAL 9016), front ring silver, Ø 136 x 75 mm, 24 W ¦ 3000 K ¦ Ra > 95 ¦ flood 30°, converter not included |  | 660.1891
MW020706 | se-43-d2-30-4000-9005 | Seventies recessed spotlight | black matt (RAL 9005), front ring black, Ø 136 x 75 mm, 24 W ¦ 4000 K ¦ Ra > 95 ¦ flood 30°, converter not included |  | 660.1891
MW020694 | se-43-d2-30-4000-9016 | Seventies recessed spotlight | white matt (RAL 9016), front ring silver, Ø 136 x 75 mm, 24 W ¦ 4000 K ¦ Ra > 95 ¦ flood 30°, converter not included |  | 660.1891
MW020699 | se-43-d2-40-2700-9005 | Seventies recessed spotlight | black matt (RAL 9005), front ring black, Ø 136 x 75 mm, 24 W ¦ 2700 K ¦ Ra > 95 ¦ flood 40°, converter not included |  | 660.1891
MW020687 | se-43-d2-40-2700-9016 | Seventies recessed spotlight | white matt (RAL 9016), front ring silver, Ø 136 x 75 mm, 24 W ¦ 2700 K ¦ Ra > 95 ¦ flood 40°, converter not included |  | 660.1891
MW020703 | se-43-d2-40-3000-9005 | Seventies recessed spotlight | black matt (RAL 9005), front ring black, Ø 136 x 75 mm, 24 W ¦ 3000 K ¦ Ra > 95 ¦ flood 40°, converter not included |  | 660.1891
MW020691 | se-43-d2-40-3000-9016 | Seventies recessed spotlight | white matt (RAL 9016), front ring silver, Ø 136 x 75 mm, 24 W ¦ 3000 K ¦ Ra > 95 ¦ flood 40°, converter not included |  | 660.1891
MW020707 | se-43-d2-40-4000-9005 | Seventies recessed spotlight | black matt (RAL 9005), front ring black, Ø 136 x 75 mm, 24 W ¦ 4000 K ¦ Ra > 95 ¦ flood 40°, converter not included |  | 660.1891
MW020695 | se-43-d2-40-4000-9016 | Seventies recessed spotlight | white matt (RAL 9016), front ring silver, Ø 136 x 75 mm, 24 W ¦ 4000 K ¦ Ra > 95 ¦ flood 40°, converter not included |  | 660.1891
MW020700 | se-43-d2-52-2700-9005 | Seventies recessed spotlight | black matt (RAL 9005), front ring black, Ø 136 x 75 mm, 24 W ¦ 2700 K ¦ Ra > 95 ¦ flood 52°, converter not included |  | 660.1891
MW020688 | se-43-d2-52-2700-9016 | Seventies recessed spotlight | white matt (RAL 9016), front ring silver, Ø 136 x 75 mm, 24 W ¦ 2700 K ¦ Ra > 95 ¦ flood 52°, converter not included |  | 660.1891
MW020704 | se-43-d2-52-3000-9005 | Seventies recessed spotlight | black matt (RAL 9005), front ring black, Ø 136 x 75 mm, 24 W ¦ 3000 K ¦ Ra > 95 ¦ flood 52°, converter not included |  | 660.1891
MW020692 | se-43-d2-52-3000-9016 | Seventies recessed spotlight | white matt (RAL 9016), front ring silver, Ø 136 x 75 mm, 24 W ¦ 3000 K ¦ Ra > 95 ¦ flood 52°, converter not included |  | 660.1891
MW020708 | se-43-d2-52-4000-9005 | Seventies recessed spotlight | black matt (RAL 9005), front ring black, Ø 136 x 75 mm, 24 W ¦ 4000 K ¦ Ra > 95 ¦ flood 52°, converter not included |  | 660.1891
MW020696 | se-43-d2-52-4000-9016 | Seventies recessed spotlight | white matt (RAL 9016), front ring silver, Ø 136 x 75 mm, 24 W ¦ 4000 K ¦ Ra > 95 ¦ flood 52°, converter not included |  | 660.1891
MW012703 | se-bl-4 | Seventies/ Seventies Plus components and accessories | anti-glare flaps, 4-fold, black matt (oxide ceramic finish), accessory holder black and retainer ring black included |  | 160.7143
MW012710 | se-fe-d1-s | Seventies/ Seventies Plus components and accessories | Focusing accessory 11° - 48°, black matt (oxide ceramic finish), retainer ring black included |  | 707.458
MW012711 | se-fe-d1-w | Seventies/ Seventies Plus components and accessories | Focusing accessory 11° - 48°, white matt (oxide ceramic finish), retainer ring raw included |  | 707.458
MW012708 | se-fe-d2-s | Seventies/ Seventies Plus components and accessories | Focusing accessory 15° - 50°, black matt (oxide ceramic finish), retainer ring black included |  | 707.458
MW012709 | se-fe-d2-w | Seventies/ Seventies Plus components and accessories | Focusing accessory 15° - 50°, white matt (oxide ceramic finish), retainer ring raw included |  | 707.458
MW012695 | se-g-c | Seventies/ Seventies Plus components and accessories | borosilicate glass |  | 28.3613
MW012698 | se-g-fp | Seventies/ Seventies Plus components and accessories | fine prismatic lens for glar reduction |  | 75.6303
MW012699 | se-g-sk | Seventies/ Seventies Plus components and accessories | sculptural lens for elliptical light distribution |  | 45.6933
MW012701 | se-hr-s | Seventies/ Seventies Plus components and accessories | accessory holder, black, retainer ring black included |  | 53.5714
MW012700 | se-hr-si | Seventies/ Seventies Plus components and accessories | accessory holder, silver, retainer ring raw included |  | 53.5714
MW020712 | se-ks-11-d2-2700-4-9005 | Seventies contour spotlight track | black matt (RAL 9005), Ø 90 x 260 mm, 24 W ¦ 2700 K ¦ Ra > 95, DALI |  | 1967.9625
MW020709 | se-ks-11-d2-2700-4-9016 | Seventies contour spotlight track | white matt (RAL 9016), Ø 90 x 260 mm, 24 W ¦ 2700 K ¦ Ra > 95, DALI |  | 1967.9625
MW020718 | se-ks-11-d2-2700-9-9005 | Seventies contour spotlight track | black matt (RAL 9005), Ø 90 x 260 mm, 24 W ¦ 2700 K ¦ Ra > 95, Bluetooth Casambi |  | 2046.75
MW020715 | se-ks-11-d2-2700-9-9016 | Seventies contour spotlight track | white matt (RAL 9016), Ø 90 x 260 mm, 24 W ¦ 2700 K ¦ Ra > 95, Bluetooth Casambi |  | 2046.75
MW020713 | se-ks-11-d2-3000-4-9005 | Seventies contour spotlight track | black matt (RAL 9005), Ø 90 x 260 mm, 24 W ¦ 3000 K ¦ Ra > 95, DALI |  | 1967.9625
MW020710 | se-ks-11-d2-3000-4-9016 | Seventies contour spotlight track | white matt (RAL 9016), Ø 90 x 260 mm, 24 W ¦ 3000 K ¦ Ra > 95, DALI |  | 1967.9625
MW020719 | se-ks-11-d2-3000-9-9005 | Seventies contour spotlight track | black matt (RAL 9005), Ø 90 x 260 mm, 24 W ¦ 3000 K ¦ Ra > 95, Bluetooth Casambi |  | 2046.75
MW020716 | se-ks-11-d2-3000-9-9016 | Seventies contour spotlight track | white matt (RAL 9016), Ø 90 x 260 mm, 24 W ¦ 3000 K ¦ Ra > 95, Bluetooth Casambi |  | 2046.75
MW020714 | se-ks-11-d2-4000-4-9005 | Seventies contour spotlight track | black matt (RAL 9005), Ø 90 x 260 mm, 24 W ¦ 4000 K ¦ Ra > 95, DALI |  | 1967.9625
MW020711 | se-ks-11-d2-4000-4-9016 | Seventies contour spotlight track | white matt (RAL 9016), Ø 90 x 260 mm, 24 W ¦ 4000 K ¦ Ra > 95, DALI |  | 1967.9625
MW020720 | se-ks-11-d2-4000-9-9005 | Seventies contour spotlight track | black matt (RAL 9005), Ø 90 x 260 mm, 24 W ¦ 4000 K ¦ Ra > 95, Bluetooth Casambi |  | 2046.75
MW020717 | se-ks-11-d2-4000-9-9016 | Seventies contour spotlight track | white matt (RAL 9016), Ø 90 x 260 mm, 24 W ¦ 4000 K ¦ Ra > 95, Bluetooth Casambi |  | 2046.75
MW020724 | se-ks-21-d2-2700-2-9005 | Seventies contour spotlight surface-mounted | black matt (RAL 9005), Ø 90 x 260 mm, 24 W ¦ 2700 K ¦ Ra > 95, 1-10 V via rotary potentiometer |  | 2125.5187
MW020721 | se-ks-21-d2-2700-2-9016 | Seventies contour spotlight surface-mounted | white matt (RAL 9016), Ø 90 x 260 mm, 24 W ¦ 2700 K ¦ Ra > 95, 1-10 V via rotary potentiometer |  | 2125.5187
MW020730 | se-ks-21-d2-2700-4-9005 | Seventies contour spotlight surface-mounted | black matt (RAL 9005), Ø 90 x 260 mm, 24 W ¦ 2700 K ¦ Ra > 95, DALI |  | 2125.5187
MW020727 | se-ks-21-d2-2700-4-9016 | Seventies contour spotlight surface-mounted | white matt (RAL 9016), Ø 90 x 260 mm, 24 W ¦ 2700 K ¦ Ra > 95, DALI |  | 2125.5187
MW020736 | se-ks-21-d2-2700-9-9005 | Seventies contour spotlight surface-mounted | black matt (RAL 9005), Ø 90 x 260 mm, 24 W ¦ 2700 K ¦ Ra > 95, Bluetooth Casambi |  | 2204.3063
MW020733 | se-ks-21-d2-2700-9-9016 | Seventies contour spotlight surface-mounted | white matt (RAL 9016), Ø 90 x 260 mm, 24 W ¦ 2700 K ¦ Ra > 95, Bluetooth Casambi |  | 2204.3063
MW020725 | se-ks-21-d2-3000-2-9005 | Seventies contour spotlight surface-mounted | black matt (RAL 9005), Ø 90 x 260 mm, 24 W ¦ 3000 K ¦ Ra > 95, 1-10 V via rotary potentiometer |  | 2125.5187
MW020722 | se-ks-21-d2-3000-2-9016 | Seventies contour spotlight surface-mounted | white matt (RAL 9016), Ø 90 x 260 mm, 24 W ¦ 3000 K ¦ Ra > 95, 1-10 V via rotary potentiometer |  | 2125.5187
MW020731 | se-ks-21-d2-3000-4-9005 | Seventies contour spotlight surface-mounted | black matt (RAL 9005), Ø 90 x 260 mm, 24 W ¦ 3000 K ¦ Ra > 95, DALI |  | 2125.5187
MW020728 | se-ks-21-d2-3000-4-9016 | Seventies contour spotlight surface-mounted | white matt (RAL 9016), Ø 90 x 260 mm, 24 W ¦ 3000 K ¦ Ra > 95, DALI |  | 2125.5187
MW020737 | se-ks-21-d2-3000-9-9005 | Seventies contour spotlight surface-mounted | black matt (RAL 9005), Ø 90 x 260 mm, 24 W ¦ 3000 K ¦ Ra > 95, Bluetooth Casambi |  | 2204.3063
MW020734 | se-ks-21-d2-3000-9-9016 | Seventies contour spotlight surface-mounted | white matt (RAL 9016), Ø 90 x 260 mm, 24 W ¦ 3000 K ¦ Ra > 95, Bluetooth Casambi |  | 2204.3063
MW020726 | se-ks-21-d2-4000-2-9005 | Seventies contour spotlight surface-mounted | black matt (RAL 9005), Ø 90 x 260 mm, 24 W ¦ 4000 K ¦ Ra > 95, 1-10 V via rotary potentiometer |  | 2125.5187
MW020723 | se-ks-21-d2-4000-2-9016 | Seventies contour spotlight surface-mounted | white matt (RAL 9016), Ø 90 x 260 mm, 24 W ¦ 4000 K ¦ Ra > 95, 1-10 V via rotary potentiometer |  | 2125.5187
MW020732 | se-ks-21-d2-4000-4-9005 | Seventies contour spotlight surface-mounted | black matt (RAL 9005), Ø 90 x 260 mm, 24 W ¦ 4000 K ¦ Ra > 95, DALI |  | 2125.5187
MW020729 | se-ks-21-d2-4000-4-9016 | Seventies contour spotlight surface-mounted | white matt (RAL 9016), Ø 90 x 260 mm, 24 W ¦ 4000 K ¦ Ra > 95, DALI |  | 2125.5187
MW020738 | se-ks-21-d2-4000-9-9005 | Seventies contour spotlight surface-mounted | black matt (RAL 9005), Ø 90 x 260 mm, 24 W ¦ 4000 K ¦ Ra > 95, Bluetooth Casambi |  | 2204.3063
MW020735 | se-ks-21-d2-4000-9-9016 | Seventies contour spotlight surface-mounted | white matt (RAL 9016), Ø 90 x 260 mm, 24 W ¦ 4000 K ¦ Ra > 95, Bluetooth Casambi |  | 2204.3063
MW012696 | se-lsd-30 | Seventies components and accessories | beam diverging attachment 30° |  | 94.5378
MW012697 | se-lsd-60 | Seventies components and accessories | beam diverging attachment (wallwasher lens) 60° |  | 94.5378
MW017959 | se-re-fl1-26-30 | Seventies components and accessories | Reflector 26° in connection with se-d1 (LES 10 mm) and 30° in connection with se-d2 (LES 14,5 mm) |  | 58.2938
MW017960 | se-re-fl2-37-40 | Seventies components and accessories | Reflector 37° in connection with se-d1 (LES 10 mm) and 40° in connection with se-d2 (LES 14,5 mm) |  | 58.2938
MW017961 | se-re-fl3-47-52 | Seventies components and accessories | Reflector 47° in connection with se-d1 (LES 10 mm) and 52° in connection with se-d2 (LES 14,5 mm) |  | 58.2938
MW017957 | se-re-md-17-20 | Seventies components and accessories | Reflector 17° in connection with se-d1 (LES 10 mm) and 20° in connection with se-d2 (LES 14,5 mm) |  | 58.2938
MW017955 | se-re-sp1-11 | Seventies components and accessories | Reflector 11° in connection with se-d1 (LES 10 mm) and 16° in connection with se-d2 (LES 14,5 mm) |  | 58.2938
MW017956 | se-re-sp2-13-16 | Seventies components and accessories | Reflector 13° in connection with se-d1 (LES 10 mm) and 16° in connection with se-d2 (LES 14,5 mm) |  | 58.2938
MW012705 | se-sh-9005 | Seventies components and accessories | shutter symmetric 30 mm ¦ inner part black matt (oxide ceramic finish) / outer part black matt (RAL 9005) |  | 162.2899
MW012704 | se-sh-9016 | Seventies components and accessories | shutter symmetric 30 mm ¦ inner part black matt (oxide ceramic finish) / outer part white matt (RAL 9016) |  | 162.2899
MW012707 | se-sh-as-9005 | Seventies components and accessories | shutter asymmetric 90 mm ¦ inner part black matt (oxide ceramic finish) / outer part black matt (RAL 9005) |  | 178.0462
MW012706 | se-sh-as-9016 | Seventies components and accessories | shutter asymmetric 90 mm ¦ inner part black matt (oxide ceramic finish) / outer part white matt (RAL 9016) |  | 178.0462
MW014548 | ta1-2700-9005 | Tadeo 1 table lamps | black matt (RAL 9005), Ø 240 x 330 mm, up- and downlight 19 W ¦ 2700 K ¦ Ra > 90 ¦ dimmable ¦ cable black 3.470 mm |  | 1008.4034
MW014549 | ta1-2700-bhe-bg01 | Tadeo 1 table lamps | beige, Ø 240 x 330 mm, up- and downlight 19 W ¦ 2700 K ¦ Ra > 90 ¦ dimmable ¦ cable black 3.470 mm |  | 1008.4034
MW014550 | ta1-2700-bhe-bu01 | Tadeo 1 table lamps | blue, Ø 240 x 330 mm, up- and downlight 19 W ¦ 2700 K ¦ Ra > 90 ¦ dimmable ¦ cable black 3.470 mm |  | 1008.4034
MW014551 | ta1-2700-bhe-gy01 | Tadeo 1 table lamps | grey, Ø 240 x 330 mm, up- and downlight 19 W ¦ 2700 K ¦ Ra > 90 ¦ dimmable ¦ cable black 3.470 mm |  | 1008.4034
MW014552 | ta1-2700-bhe-rd01 | Tadeo 1 table lamps | red, Ø 240 x 330 mm, up- and downlight 19 W ¦ 2700 K ¦ Ra > 90 ¦ dimmable ¦ cable black 3.470 mm |  | 1008.4034
MW014554 | ta2-2700-9005 | Tadeo 2 table lamps | black matt (RAL 9005), Ø 240 x 330 mm, downlight 27.5 W ¦ 2700 K ¦ Ra > 90 ¦ dimmable ¦ cable black 3.470 mm |  | 1008.4034
MW014555 | ta2-2700-bhe-bg01 | Tadeo 2 table lamps | beige, Ø 240 x 330 mm, downlight 27.5 W ¦ 2700 K ¦ Ra > 90 ¦ dimmable ¦ cable black 3.470 mm |  | 1008.4034
MW014556 | ta2-2700-bhe-bu01 | Tadeo 2 table lamps | blue, Ø 240 x 330 mm, downlight 27.5 W ¦ 2700 K ¦ Ra > 90 ¦ dimmable ¦ cable black 3.470 mm |  | 1008.4034
MW014557 | ta2-2700-bhe-gy01 | Tadeo 2 table lamps | grey, Ø 240 x 330 mm, downlight 27.5 W ¦ 2700 K ¦ Ra > 90 ¦ dimmable ¦ cable black 3.470 mm |  | 1008.4034
MW014558 | ta2-2700-bhe-rd01 | Tadeo 2 table lamps | red, Ø 240 x 330 mm, downlight 27.5 W ¦ 2700 K ¦ Ra > 90 ¦ dimmable ¦ cable black 3.470 mm |  | 1008.4034
MW000173 | wi4-ab-1e-as-HC-12-2700-7-9005 | Wittenberg 4.0 surface-mounted spotlight | asymmetrical light head position, black matt (RAL 9005), 110 x 77 x 94 mm, 1x LED 12,7 W ¦ 2700 K ¦ Ra > 95 ¦ spot 12°, Leading edge/trailing edge |  | 543.597
MW000227 | wi4-ab-1e-as-HC-12-2700-7-9005-cr | Wittenberg 4.0 surface-mounted spotlight | asymmetrical light head position, black matt (RAL 9005) and chrome, 110 x 77 x 94 mm, 1x LED 12,7 W ¦ 2700 K ¦ Ra > 95 ¦ spot 12°, Leading edge/trailing edge |  | 581.4121
MW000263 | wi4-ab-1e-as-HC-12-2700-7-9005-me | Wittenberg 4.0 surface-mounted spotlight | asymmetrical light head position, black matt (RAL 9005) and brass, 110 x 77 x 94 mm, 1x LED 12,7 W ¦ 2700 K ¦ Ra > 95 ¦ spot 12°, Leading edge/trailing edge |  | 581.4121
MW000155 | wi4-ab-1e-as-HC-12-2700-7-9016 | Wittenberg 4.0 surface-mounted spotlight | asymmetrical light head position, white matt (RAL 9016), 110 x 77 x 94 mm, 1x LED 12,7 W ¦ 2700 K ¦ Ra > 95 ¦ spot 12°, Leading edge/trailing edge |  | 543.597
MW000176 | wi4-ab-1e-as-HC-12-3000-7-9005 | Wittenberg 4.0 surface-mounted spotlight | asymmetrical light head position, black matt (RAL 9005), 110 x 77 x 94 mm, 1x LED 12,7 W ¦ 3000 K ¦ Ra > 95 ¦ spot 12°, Leading edge/trailing edge |  | 543.597
MW000230 | wi4-ab-1e-as-HC-12-3000-7-9005-cr | Wittenberg 4.0 surface-mounted spotlight | asymmetrical light head position, black matt (RAL 9005) and chrome, 110 x 77 x 94 mm, 1x LED 12,7 W ¦ 3000 K ¦ Ra > 95 ¦ spot 12°, Leading edge/trailing edge |  | 581.4
MW000266 | wi4-ab-1e-as-HC-12-3000-7-9005-me | Wittenberg 4.0 surface-mounted spotlight | asymmetrical light head position, black matt (RAL 9005) and brass, 110 x 77 x 94 mm, 1x LED 12,7 W ¦ 3000 K ¦ Ra > 95 ¦ spot 12°, Leading edge/trailing edge |  | 581.4
MW000158 | wi4-ab-1e-as-HC-12-3000-7-9016 | Wittenberg 4.0 surface-mounted spotlight | asymmetrical light head position, white matt (RAL 9016), 110 x 77 x 94 mm, 1x LED 12,7 W ¦ 3000 K ¦ Ra > 95 ¦ spot 12°, Leading edge/trailing edge |  | 543.597
MW000179 | wi4-ab-1e-as-HC-12-4000-7-9005 | Wittenberg 4.0 surface-mounted spotlight | asymmetrical light head position, black matt (RAL 9005), 110 x 77 x 94 mm, 1x LED 12,7 W ¦ 4000 K ¦ Ra > 95 ¦ spot 12°, Leading edge/trailing edge |  | 543.597
MW000233 | wi4-ab-1e-as-HC-12-4000-7-9005-cr | Wittenberg 4.0 surface-mounted spotlight | asymmetrical light head position, black matt (RAL 9005) and chrome, 110 x 77 x 94 mm, 1x LED 12,7 W ¦ 4000 K ¦ Ra > 95 ¦ spot 12°, Leading edge/trailing edge |  | 581.4
MW000269 | wi4-ab-1e-as-HC-12-4000-7-9005-me | Wittenberg 4.0 surface-mounted spotlight | asymmetrical light head position, black matt (RAL 9005) and brass, 110 x 77 x 94 mm, 1x LED 12,7 W ¦ 4000 K ¦ Ra > 95 ¦ spot 12°, Leading edge/trailing edge |  | 581.4
MW000161 | wi4-ab-1e-as-HC-12-4000-7-9016 | Wittenberg 4.0 surface-mounted spotlight | asymmetrical light head position, white matt (RAL 9016), 110 x 77 x 94 mm, 1x LED 12,7 W ¦ 4000 K ¦ Ra > 95 ¦ spot 12°, Leading edge/trailing edge |  | 543.597
MW000174 | wi4-ab-1e-as-HC-24-2700-7-9005 | Wittenberg 4.0 surface-mounted spotlight | asymmetrical light head position, black matt (RAL 9005), 110 x 77 x 94 mm, 1x LED 12,7 W ¦ 2700 K ¦ Ra > 95 ¦ medium 24°, Leading edge/trailing edge |  | 543.597
MW000228 | wi4-ab-1e-as-HC-24-2700-7-9005-cr | Wittenberg 4.0 surface-mounted spotlight | asymmetrical light head position, black matt (RAL 9005) and chrome, 110 x 77 x 94 mm, 1x LED 12,7 W ¦ 2700 K ¦ Ra > 95 ¦ medium 24°, Leading edge/trailing edge |  | 581.4
MW000264 | wi4-ab-1e-as-HC-24-2700-7-9005-me | Wittenberg 4.0 surface-mounted spotlight | asymmetrical light head position, black matt (RAL 9005) and brass, 110 x 77 x 94 mm, 1x LED 12,7 W ¦ 2700 K ¦ Ra > 95 ¦ medium 24°, Leading edge/trailing edge |  | 581.4
MW000156 | wi4-ab-1e-as-HC-24-2700-7-9016 | Wittenberg 4.0 surface-mounted spotlight | asymmetrical light head position, white matt (RAL 9016), 110 x 77 x 94 mm, 1x LED 12,7 W ¦ 2700 K ¦ Ra > 95 ¦ medium 24°, Leading edge/trailing edge |  | 543.597
MW000177 | wi4-ab-1e-as-HC-24-3000-7-9005 | Wittenberg 4.0 surface-mounted spotlight | asymmetrical light head position, black matt (RAL 9005), 110 x 77 x 94 mm, 1x LED 12,7 W ¦ 3000 K ¦ Ra > 95 ¦ medium 24°, Leading edge/trailing edge |  | 543.597
MW000231 | wi4-ab-1e-as-HC-24-3000-7-9005-cr | Wittenberg 4.0 surface-mounted spotlight | asymmetrical light head position, black matt (RAL 9005) and chrome, 110 x 77 x 94 mm, 1x LED 12,7 W ¦ 3000 K ¦ Ra > 95 ¦ medium 24°, Leading edge/trailing edge |  | 581.4
MW000267 | wi4-ab-1e-as-HC-24-3000-7-9005-me | Wittenberg 4.0 surface-mounted spotlight | asymmetrical light head position, black matt (RAL 9005) and brass, 110 x 77 x 94 mm, 1x LED 12,7 W ¦ 3000 K ¦ Ra > 95 ¦ medium 24°, Leading edge/trailing edge |  | 581.4
MW000159 | wi4-ab-1e-as-HC-24-3000-7-9016 | Wittenberg 4.0 surface-mounted spotlight | asymmetrical light head position, white matt (RAL 9016), 110 x 77 x 94 mm, 1x LED 12,7 W ¦ 3000 K ¦ Ra > 95 ¦ medium 24°, Leading edge/trailing edge |  | 543.597
MW000180 | wi4-ab-1e-as-HC-24-4000-7-9005 | Wittenberg 4.0 surface-mounted spotlight | asymmetrical light head position, black matt (RAL 9005), 110 x 77 x 94 mm, 1x LED 12,7 W ¦ 4000 K ¦ Ra > 95 ¦ medium 24°, Leading edge/trailing edge |  | 543.597
MW000234 | wi4-ab-1e-as-HC-24-4000-7-9005-cr | Wittenberg 4.0 surface-mounted spotlight | asymmetrical light head position, black matt (RAL 9005) and chrome, 110 x 77 x 94 mm, 1x LED 12,7 W ¦ 4000 K ¦ Ra > 95 ¦ medium 24°, Leading edge/trailing edge |  | 581.4
MW000270 | wi4-ab-1e-as-HC-24-4000-7-9005-me | Wittenberg 4.0 surface-mounted spotlight | asymmetrical light head position, black matt (RAL 9005) and brass, 110 x 77 x 94 mm, 1x LED 12,7 W ¦ 4000 K ¦ Ra > 95 ¦ medium 24°, Leading edge/trailing edge |  | 581.4
MW000162 | wi4-ab-1e-as-HC-24-4000-7-9016 | Wittenberg 4.0 surface-mounted spotlight | asymmetrical light head position, white matt (RAL 9016), 110 x 77 x 94 mm, 1x LED 12,7 W ¦ 4000 K ¦ Ra > 95 ¦ medium 24°, Leading edge/trailing edge |  | 543.597
MW000175 | wi4-ab-1e-as-HC-38-2700-7-9005 | Wittenberg 4.0 surface-mounted spotlight | asymmetrical light head position, black matt (RAL 9005), 110 x 77 x 94 mm, 1x LED 12,7 W ¦ 2700 K ¦ Ra > 95 ¦ flood 38°, Leading edge/trailing edge |  | 543.597
MW000229 | wi4-ab-1e-as-HC-38-2700-7-9005-cr | Wittenberg 4.0 surface-mounted spotlight | asymmetrical light head position, black matt (RAL 9005) and chrome, 110 x 77 x 94 mm, 1x LED 12,7 W ¦ 2700 K ¦ Ra > 95 ¦ flood 38°, Leading edge/trailing edge |  | 581.4
MW000265 | wi4-ab-1e-as-HC-38-2700-7-9005-me | Wittenberg 4.0 surface-mounted spotlight | asymmetrical light head position, black matt (RAL 9005) and brass, 110 x 77 x 94 mm, 1x LED 12,7 W ¦ 2700 K ¦ Ra > 95 ¦ flood 38°, Leading edge/trailing edge |  | 581.4
MW000157 | wi4-ab-1e-as-HC-38-2700-7-9016 | Wittenberg 4.0 surface-mounted spotlight | asymmetrical light head position, white matt (RAL 9016), 110 x 77 x 94 mm, 1x LED 12,7 W ¦ 2700 K ¦ Ra > 95 ¦ flood 38°, Leading edge/trailing edge |  | 543.597
MW000178 | wi4-ab-1e-as-HC-38-3000-7-9005 | Wittenberg 4.0 surface-mounted spotlight | asymmetrical light head position, black matt (RAL 9005), 110 x 77 x 94 mm, 1x LED 12,7 W ¦ 3000 K ¦ Ra > 95 ¦ flood 38°, Leading edge/trailing edge |  | 543.597
MW000232 | wi4-ab-1e-as-HC-38-3000-7-9005-cr | Wittenberg 4.0 surface-mounted spotlight | asymmetrical light head position, black matt (RAL 9005) and chrome, 110 x 77 x 94 mm, 1x LED 12,7 W ¦ 3000 K ¦ Ra > 95 ¦ flood 38°, Leading edge/trailing edge |  | 581.4
MW000268 | wi4-ab-1e-as-HC-38-3000-7-9005-me | Wittenberg 4.0 surface-mounted spotlight | asymmetrical light head position, black matt (RAL 9005) and brass, 110 x 77 x 94 mm, 1x LED 12,7 W ¦ 3000 K ¦ Ra > 95 ¦ flood 38°, Leading edge/trailing edge |  | 581.4
MW000160 | wi4-ab-1e-as-HC-38-3000-7-9016 | Wittenberg 4.0 surface-mounted spotlight | asymmetrical light head position, white matt (RAL 9016), 110 x 77 x 94 mm, 1x LED 12,7 W ¦ 3000 K ¦ Ra > 95 ¦ flood 38°, Leading edge/trailing edge |  | 543.597
MW000181 | wi4-ab-1e-as-HC-38-4000-7-9005 | Wittenberg 4.0 surface-mounted spotlight | asymmetrical light head position, black matt (RAL 9005), 110 x 77 x 94 mm, 1x LED 12,7 W ¦ 4000 K ¦ Ra > 95 ¦ flood 38°, Leading edge/trailing edge |  | 543.597
MW000235 | wi4-ab-1e-as-HC-38-4000-7-9005-cr | Wittenberg 4.0 surface-mounted spotlight | asymmetrical light head position, black matt (RAL 9005) and chrome, 110 x 77 x 94 mm, 1x LED 12,7 W ¦ 4000 K ¦ Ra > 95 ¦ flood 38°, Leading edge/trailing edge |  | 581.4
MW000271 | wi4-ab-1e-as-HC-38-4000-7-9005-me | Wittenberg 4.0 surface-mounted spotlight | asymmetrical light head position, black matt (RAL 9005) and brass, 110 x 77 x 94 mm, 1x LED 12,7 W ¦ 4000 K ¦ Ra > 95 ¦ flood 38°, Leading edge/trailing edge |  | 581.4
MW000163 | wi4-ab-1e-as-HC-38-4000-7-9016 | Wittenberg 4.0 surface-mounted spotlight | asymmetrical light head position, white matt (RAL 9016), 110 x 77 x 94 mm, 1x LED 12,7 W ¦ 4000 K ¦ Ra > 95 ¦ flood 38°, Leading edge/trailing edge |  | 543.597
MW000311 | wi4-ab-1e-hb-12-d2w-4-9005 | Wittenberg 4.0 surface-mounted spotlight | housing semi-flush, black matt (RAL 9005), 104 x 96 x 91 mm, 1x LED dim2warm 12 W ¦ 1800 - 3000 K ¦ Ra > 95 ¦ spot 12°, DALI |  | 748.4244
MW000290 | wi4-ab-1e-hb-12-d2w-4-9016 | Wittenberg 4.0 surface-mounted spotlight | housing semi-flush, white matt (RAL 9016), 104 x 96 x 91 mm, 1x LED dim2warm 12 W ¦ 1800 - 3000 K ¦ Ra > 95 ¦ spot 12°, DALI |  | 748.4244
MW000428 | wi4-ab-1e-hb-12-d2w-9-9005 | Wittenberg 4.0 surface-mounted spotlight | housing semi-flush, black matt (RAL 9005), 104 x 96 x 91 mm, 1x LED dim2warm 12 W ¦ 1800 - 3000 K ¦ Ra > 95 ¦ spot 12°, Bluetooth Casambi |  | 827.2059
MW000407 | wi4-ab-1e-hb-12-d2w-9-9016 | Wittenberg 4.0 surface-mounted spotlight | housing semi-flush, white matt (RAL 9016), 104 x 96 x 91 mm, 1x LED dim2warm 12 W ¦ 1800 - 3000 K ¦ Ra > 95 ¦ spot 12°, Bluetooth Casambi |  | 827.2059
MW000312 | wi4-ab-1e-hb-24-d2w-4-9005 | Wittenberg 4.0 surface-mounted spotlight | housing semi-flush, black matt (RAL 9005), 104 x 96 x 91 mm, 1x LED dim2warm 12 W ¦ 1800 - 3000 K ¦ Ra > 95 ¦ medium 24°, DALI |  | 748.4244
MW000291 | wi4-ab-1e-hb-24-d2w-4-9016 | Wittenberg 4.0 surface-mounted spotlight | housing semi-flush, white matt (RAL 9016), 104 x 96 x 91 mm, 1x LED dim2warm 12 W ¦ 1800 - 3000 K ¦ Ra > 95 ¦ medium 24°, DALI |  | 748.4244
MW000429 | wi4-ab-1e-hb-24-d2w-9-9005 | Wittenberg 4.0 surface-mounted spotlight | housing semi-flush, black matt (RAL 9005), 104 x 96 x 91 mm, 1x LED dim2warm 12 W ¦ 1800 - 3000 K ¦ Ra > 95 ¦ medium 24°, Bluetooth Casambi |  | 827.2059
MW000408 | wi4-ab-1e-hb-24-d2w-9-9016 | Wittenberg 4.0 surface-mounted spotlight | housing semi-flush, white matt (RAL 9016), 104 x 96 x 91 mm, 1x LED dim2warm 12 W ¦ 1800 - 3000 K ¦ Ra > 95 ¦ medium 24°, Bluetooth Casambi |  | 827.2059
MW000313 | wi4-ab-1e-hb-38-d2w-4-9005 | Wittenberg 4.0 surface-mounted spotlight | housing semi-flush, black matt (RAL 9005), 104 x 96 x 91 mm, 1x LED dim2warm 12 W ¦ 1800 - 3000 K ¦ Ra > 95 ¦ flood 38°, DALI |  | 748.4244
MW000292 | wi4-ab-1e-hb-38-d2w-4-9016 | Wittenberg 4.0 surface-mounted spotlight | housing semi-flush, white matt (RAL 9016), 104 x 96 x 91 mm, 1x LED dim2warm 12 W ¦ 1800 - 3000 K ¦ Ra > 95 ¦ flood 38°, DALI |  | 748.4244
MW000430 | wi4-ab-1e-hb-38-d2w-9-9005 | Wittenberg 4.0 surface-mounted spotlight | housing semi-flush, black matt (RAL 9005), 104 x 96 x 91 mm, 1x LED dim2warm 12 W ¦ 1800 - 3000 K ¦ Ra > 95 ¦ flood 38°, Bluetooth Casambi |  | 827.2059
MW000409 | wi4-ab-1e-hb-38-d2w-9-9016 | Wittenberg 4.0 surface-mounted spotlight | housing semi-flush, white matt (RAL 9016), 104 x 96 x 91 mm, 1x LED dim2warm 12 W ¦ 1800 - 3000 K ¦ Ra > 95 ¦ flood 38°, Bluetooth Casambi |  | 827.2059
MW000302 | wi4-ab-1e-hb-HC-12-2700-4-9005 | Wittenberg 4.0 surface-mounted spotlight | housing semi-flush, black matt (RAL 9005), 104 x 96 x 91 mm, 1x LED 12,7 W ¦ 2700 K ¦ Ra > 95 ¦ spot 12°, DALI |  | 660.1875
MW000281 | wi4-ab-1e-hb-HC-12-2700-4-9016 | Wittenberg 4.0 surface-mounted spotlight | housing semi-flush, white matt (RAL 9016), 104 x 96 x 91 mm, 1x LED 12,7 W ¦ 2700 K ¦ Ra > 95 ¦ spot 12°, DALI |  | 660.1875
MW000362 | wi4-ab-1e-hb-HC-12-2700-7-9005 | Wittenberg 4.0 surface-mounted spotlight | housing semi-flush, black matt (RAL 9005), 104 x 96 x 91 mm, 1x LED 12,7 W ¦ 2700 K ¦ Ra > 95 ¦ spot 12°, Leading edge/trailing edge |  | 581.4
MW000344 | wi4-ab-1e-hb-HC-12-2700-7-9016 | Wittenberg 4.0 surface-mounted spotlight | housing semi-flush, white matt (RAL 9016), 104 x 96 x 91 mm, 1x LED 12,7 W ¦ 2700 K ¦ Ra > 95 ¦ spot 12°, Leading edge/trailing edge |  | 581.4
MW000419 | wi4-ab-1e-hb-HC-12-2700-9-9005 | Wittenberg 4.0 surface-mounted spotlight | housing semi-flush, black matt (RAL 9005), 104 x 96 x 91 mm, 1x LED 12,7 W ¦ 2700 K ¦ Ra > 95 ¦ spot 12°, Bluetooth Casambi |  | 738.9752
MW000398 | wi4-ab-1e-hb-HC-12-2700-9-9016 | Wittenberg 4.0 surface-mounted spotlight | housing semi-flush, white matt (RAL 9016), 104 x 96 x 91 mm, 1x LED 12,7 W ¦ 2700 K ¦ Ra > 95 ¦ spot 12°, Bluetooth Casambi |  | 738.9752
MW000305 | wi4-ab-1e-hb-HC-12-3000-4-9005 | Wittenberg 4.0 surface-mounted spotlight | housing semi-flush, black matt (RAL 9005), 104 x 96 x 91 mm, 1x LED 12,7 W ¦ 3000 K ¦ Ra > 95 ¦ spot 12°, DALI |  | 660.1875
MW000284 | wi4-ab-1e-hb-HC-12-3000-4-9016 | Wittenberg 4.0 surface-mounted spotlight | housing semi-flush, white matt (RAL 9016), 104 x 96 x 91 mm, 1x LED 12,7 W ¦ 3000 K ¦ Ra > 95 ¦ spot 12°, DALI |  | 660.1875
MW000365 | wi4-ab-1e-hb-HC-12-3000-7-9005 | Wittenberg 4.0 surface-mounted spotlight | housing semi-flush, black matt (RAL 9005), 104 x 96 x 91 mm, 1x LED 12,7 W ¦ 3000 K ¦ Ra > 95 ¦ spot 12°, Leading edge/trailing edge |  | 581.4
MW000347 | wi4-ab-1e-hb-HC-12-3000-7-9016 | Wittenberg 4.0 surface-mounted spotlight | housing semi-flush, white matt (RAL 9016), 104 x 96 x 91 mm, 1x LED 12,7 W ¦ 3000 K ¦ Ra > 95 ¦ spot 12°, Leading edge/trailing edge |  | 581.4
MW000422 | wi4-ab-1e-hb-HC-12-3000-9-9005 | Wittenberg 4.0 surface-mounted spotlight | housing semi-flush, black matt (RAL 9005), 104 x 96 x 91 mm, 1x LED 12,7 W ¦ 3000 K ¦ Ra > 95 ¦ spot 12°, Bluetooth Casambi |  | 738.9752
MW000401 | wi4-ab-1e-hb-HC-12-3000-9-9016 | Wittenberg 4.0 surface-mounted spotlight | housing semi-flush, white matt (RAL 9016), 104 x 96 x 91 mm, 1x LED 12,7 W ¦ 3000 K ¦ Ra > 95 ¦ spot 12°, Bluetooth Casambi |  | 738.9752
MW000308 | wi4-ab-1e-hb-HC-12-4000-4-9005 | Wittenberg 4.0 surface-mounted spotlight | housing semi-flush, black matt (RAL 9005), 104 x 96 x 91 mm, 1x LED 12,7 W ¦ 4000 K ¦ Ra > 95 ¦ spot 12°, DALI |  | 660.1875
MW000287 | wi4-ab-1e-hb-HC-12-4000-4-9016 | Wittenberg 4.0 surface-mounted spotlight | housing semi-flush, white matt (RAL 9016), 104 x 96 x 91 mm, 1x LED 12,7 W ¦ 4000 K ¦ Ra > 95 ¦ spot 12°, DALI |  | 660.1875
MW000368 | wi4-ab-1e-hb-HC-12-4000-7-9005 | Wittenberg 4.0 surface-mounted spotlight | housing semi-flush, black matt (RAL 9005), 104 x 96 x 91 mm, 1x LED 12,7 W ¦ 4000 K ¦ Ra > 95 ¦ spot 12°, Leading edge/trailing edge |  | 581.4
MW000350 | wi4-ab-1e-hb-HC-12-4000-7-9016 | Wittenberg 4.0 surface-mounted spotlight | housing semi-flush, white matt (RAL 9016), 104 x 96 x 91 mm, 1x LED 12,7 W ¦ 4000 K ¦ Ra > 95 ¦ spot 12°, Leading edge/trailing edge |  | 581.4
MW000425 | wi4-ab-1e-hb-HC-12-4000-9-9005 | Wittenberg 4.0 surface-mounted spotlight | housing semi-flush, black matt (RAL 9005), 104 x 96 x 91 mm, 1x LED 12,7 W ¦ 4000 K ¦ Ra > 95 ¦ spot 12°, Bluetooth Casambi |  | 738.9752
MW000404 | wi4-ab-1e-hb-HC-12-4000-9-9016 | Wittenberg 4.0 surface-mounted spotlight | housing semi-flush, white matt (RAL 9016), 104 x 96 x 91 mm, 1x LED 12,7 W ¦ 4000 K ¦ Ra > 95 ¦ spot 12°, Bluetooth Casambi |  | 738.9752
MW000303 | wi4-ab-1e-hb-HC-24-2700-4-9005 | Wittenberg 4.0 surface-mounted spotlight | housing semi-flush, black matt (RAL 9005), 104 x 96 x 91 mm, 1x LED 12,7 W ¦ 2700 K ¦ Ra > 95 ¦ medium 24°, DALI |  | 660.1875
MW000282 | wi4-ab-1e-hb-HC-24-2700-4-9016 | Wittenberg 4.0 surface-mounted spotlight | housing semi-flush, white matt (RAL 9016), 104 x 96 x 91 mm, 1x LED 12,7 W ¦ 2700 K ¦ Ra > 95 ¦ medium 24°, DALI |  | 660.1875
MW000363 | wi4-ab-1e-hb-HC-24-2700-7-9005 | Wittenberg 4.0 surface-mounted spotlight | housing semi-flush, black matt (RAL 9005), 104 x 96 x 91 mm, 1x LED 12,7 W ¦ 2700 K ¦ Ra > 95 ¦ medium 24°, Leading edge/trailing edge |  | 581.4
MW000345 | wi4-ab-1e-hb-HC-24-2700-7-9016 | Wittenberg 4.0 surface-mounted spotlight | housing semi-flush, white matt (RAL 9016), 104 x 96 x 91 mm, 1x LED 12,7 W ¦ 2700 K ¦ Ra > 95 ¦ medium 24°, Leading edge/trailing edge |  | 581.4
MW000420 | wi4-ab-1e-hb-HC-24-2700-9-9005 | Wittenberg 4.0 surface-mounted spotlight | housing semi-flush, black matt (RAL 9005), 104 x 96 x 91 mm, 1x LED 12,7 W ¦ 2700 K ¦ Ra > 95 ¦ medium 24°, Bluetooth Casambi |  | 738.9752
MW000399 | wi4-ab-1e-hb-HC-24-2700-9-9016 | Wittenberg 4.0 surface-mounted spotlight | housing semi-flush, white matt (RAL 9016), 104 x 96 x 91 mm, 1x LED 12,7 W ¦ 2700 K ¦ Ra > 95 ¦ medium 24°, Bluetooth Casambi |  | 738.9752
MW000306 | wi4-ab-1e-hb-HC-24-3000-4-9005 | Wittenberg 4.0 surface-mounted spotlight | housing semi-flush, black matt (RAL 9005), 104 x 96 x 91 mm, 1x LED 12,7 W ¦ 3000 K ¦ Ra > 95 ¦ medium 24°, DALI |  | 660.1875
MW000285 | wi4-ab-1e-hb-HC-24-3000-4-9016 | Wittenberg 4.0 surface-mounted spotlight | housing semi-flush, white matt (RAL 9016), 104 x 96 x 91 mm, 1x LED 12,7 W ¦ 3000 K ¦ Ra > 95 ¦ medium 24°, DALI |  | 660.1875
MW000366 | wi4-ab-1e-hb-HC-24-3000-7-9005 | Wittenberg 4.0 surface-mounted spotlight | housing semi-flush, black matt (RAL 9005), 104 x 96 x 91 mm, 1x LED 12,7 W ¦ 3000 K ¦ Ra > 95 ¦ medium 24°, Leading edge/trailing edge |  | 581.4
MW000348 | wi4-ab-1e-hb-HC-24-3000-7-9016 | Wittenberg 4.0 surface-mounted spotlight | housing semi-flush, white matt (RAL 9016), 104 x 96 x 91 mm, 1x LED 12,7 W ¦ 3000 K ¦ Ra > 95 ¦ medium 24°, Leading edge/trailing edge |  | 581.4
MW000423 | wi4-ab-1e-hb-HC-24-3000-9-9005 | Wittenberg 4.0 surface-mounted spotlight | housing semi-flush, black matt (RAL 9005), 104 x 96 x 91 mm, 1x LED 12,7 W ¦ 3000 K ¦ Ra > 95 ¦ medium 24°, Bluetooth Casambi |  | 738.9752
MW000402 | wi4-ab-1e-hb-HC-24-3000-9-9016 | Wittenberg 4.0 surface-mounted spotlight | housing semi-flush, white matt (RAL 9016), 104 x 96 x 91 mm, 1x LED 12,7 W ¦ 3000 K ¦ Ra > 95 ¦ medium 24°, Bluetooth Casambi |  | 738.9752
MW000309 | wi4-ab-1e-hb-HC-24-4000-4-9005 | Wittenberg 4.0 surface-mounted spotlight | housing semi-flush, black matt (RAL 9005), 104 x 96 x 91 mm, 1x LED 12,7 W ¦ 4000 K ¦ Ra > 95 ¦ medium 24°, DALI |  | 660.1875
MW000288 | wi4-ab-1e-hb-HC-24-4000-4-9016 | Wittenberg 4.0 surface-mounted spotlight | housing semi-flush, white matt (RAL 9016), 104 x 96 x 91 mm, 1x LED 12,7 W ¦ 4000 K ¦ Ra > 95 ¦ medium 24°, DALI |  | 660.1875
MW000369 | wi4-ab-1e-hb-HC-24-4000-7-9005 | Wittenberg 4.0 surface-mounted spotlight | housing semi-flush, black matt (RAL 9005), 104 x 96 x 91 mm, 1x LED 12,7 W ¦ 4000 K ¦ Ra > 95 ¦ medium 24°, Leading edge/trailing edge |  | 581.4
MW000351 | wi4-ab-1e-hb-HC-24-4000-7-9016 | Wittenberg 4.0 surface-mounted spotlight | housing semi-flush, white matt (RAL 9016), 104 x 96 x 91 mm, 1x LED 12,7 W ¦ 4000 K ¦ Ra > 95 ¦ medium 24°, Leading edge/trailing edge |  | 581.4
MW000426 | wi4-ab-1e-hb-HC-24-4000-9-9005 | Wittenberg 4.0 surface-mounted spotlight | housing semi-flush, black matt (RAL 9005), 104 x 96 x 91 mm, 1x LED 12,7 W ¦ 4000 K ¦ Ra > 95 ¦ medium 24°, Bluetooth Casambi |  | 738.9752
MW000405 | wi4-ab-1e-hb-HC-24-4000-9-9016 | Wittenberg 4.0 surface-mounted spotlight | housing semi-flush, white matt (RAL 9016), 104 x 96 x 91 mm, 1x LED 12,7 W ¦ 4000 K ¦ Ra > 95 ¦ medium 24°, Bluetooth Casambi |  | 738.9752
MW000304 | wi4-ab-1e-hb-HC-38-2700-4-9005 | Wittenberg 4.0 surface-mounted spotlight | housing semi-flush, black matt (RAL 9005), 104 x 96 x 91 mm, 1x LED 12,7 W ¦ 2700 K ¦ Ra > 95 ¦ flood 38°, DALI |  | 660.1875
MW000283 | wi4-ab-1e-hb-HC-38-2700-4-9016 | Wittenberg 4.0 surface-mounted spotlight | housing semi-flush, white matt (RAL 9016), 104 x 96 x 91 mm, 1x LED 12,7 W ¦ 2700 K ¦ Ra > 95 ¦ flood 38°, DALI |  | 660.1875
MW000364 | wi4-ab-1e-hb-HC-38-2700-7-9005 | Wittenberg 4.0 surface-mounted spotlight | housing semi-flush, black matt (RAL 9005), 104 x 96 x 91 mm, 1x LED 12,7 W ¦ 2700 K ¦ Ra > 95 ¦ flood 38°, Leading edge/trailing edge |  | 581.4
MW000346 | wi4-ab-1e-hb-HC-38-2700-7-9016 | Wittenberg 4.0 surface-mounted spotlight | housing semi-flush, white matt (RAL 9016), 104 x 96 x 91 mm, 1x LED 12,7 W ¦ 2700 K ¦ Ra > 95 ¦ flood 38°, Leading edge/trailing edge |  | 581.4
MW000421 | wi4-ab-1e-hb-HC-38-2700-9-9005 | Wittenberg 4.0 surface-mounted spotlight | housing semi-flush, black matt (RAL 9005), 104 x 96 x 91 mm, 1x LED 12,7 W ¦ 2700 K ¦ Ra > 95 ¦ flood 38°, Bluetooth Casambi |  | 738.9752
MW000400 | wi4-ab-1e-hb-HC-38-2700-9-9016 | Wittenberg 4.0 surface-mounted spotlight | housing semi-flush, white matt (RAL 9016), 104 x 96 x 91 mm, 1x LED 12,7 W ¦ 2700 K ¦ Ra > 95 ¦ flood 38°, Bluetooth Casambi |  | 738.9752
MW000307 | wi4-ab-1e-hb-HC-38-3000-4-9005 | Wittenberg 4.0 surface-mounted spotlight | housing semi-flush, black matt (RAL 9005), 104 x 96 x 91 mm, 1x LED 12,7 W ¦ 3000 K ¦ Ra > 95 ¦ flood 38°, DALI |  | 660.1875
MW000286 | wi4-ab-1e-hb-HC-38-3000-4-9016 | Wittenberg 4.0 surface-mounted spotlight | housing semi-flush, white matt (RAL 9016), 104 x 96 x 91 mm, 1x LED 12,7 W ¦ 3000 K ¦ Ra > 95 ¦ flood 38°, DALI |  | 660.1875
MW000367 | wi4-ab-1e-hb-HC-38-3000-7-9005 | Wittenberg 4.0 surface-mounted spotlight | housing semi-flush, black matt (RAL 9005), 104 x 96 x 91 mm, 1x LED 12,7 W ¦ 3000 K ¦ Ra > 95 ¦ flood 38°, Leading edge/trailing edge |  | 581.4
MW000349 | wi4-ab-1e-hb-HC-38-3000-7-9016 | Wittenberg 4.0 surface-mounted spotlight | housing semi-flush, white matt (RAL 9016), 104 x 96 x 91 mm, 1x LED 12,7 W ¦ 3000 K ¦ Ra > 95 ¦ flood 38°, Leading edge/trailing edge |  | 581.4
MW000424 | wi4-ab-1e-hb-HC-38-3000-9-9005 | Wittenberg 4.0 surface-mounted spotlight | housing semi-flush, black matt (RAL 9005), 104 x 96 x 91 mm, 1x LED 12,7 W ¦ 3000 K ¦ Ra > 95 ¦ flood 38°, Bluetooth Casambi |  | 738.9752
MW000403 | wi4-ab-1e-hb-HC-38-3000-9-9016 | Wittenberg 4.0 surface-mounted spotlight | housing semi-flush, white matt (RAL 9016), 104 x 96 x 91 mm, 1x LED 12,7 W ¦ 3000 K ¦ Ra > 95 ¦ flood 38°, Bluetooth Casambi |  | 738.9752
MW000310 | wi4-ab-1e-hb-HC-38-4000-4-9005 | Wittenberg 4.0 surface-mounted spotlight | housing semi-flush, black matt (RAL 9005), 104 x 96 x 91 mm, 1x LED 12,7 W ¦ 4000 K ¦ Ra > 95 ¦ flood 38°, DALI |  | 660.1875
MW000289 | wi4-ab-1e-hb-HC-38-4000-4-9016 | Wittenberg 4.0 surface-mounted spotlight | housing semi-flush, white matt (RAL 9016), 104 x 96 x 91 mm, 1x LED 12,7 W ¦ 4000 K ¦ Ra > 95 ¦ flood 38°, DALI |  | 660.1875
MW000370 | wi4-ab-1e-hb-HC-38-4000-7-9005 | Wittenberg 4.0 surface-mounted spotlight | housing semi-flush, black matt (RAL 9005), 104 x 96 x 91 mm, 1x LED 12,7 W ¦ 4000 K ¦ Ra > 95 ¦ flood 38°, Leading edge/trailing edge |  | 581.4
MW000352 | wi4-ab-1e-hb-HC-38-4000-7-9016 | Wittenberg 4.0 surface-mounted spotlight | housing semi-flush, white matt (RAL 9016), 104 x 96 x 91 mm, 1x LED 12,7 W ¦ 4000 K ¦ Ra > 95 ¦ flood 38°, Leading edge/trailing edge |  | 581.4
MW000427 | wi4-ab-1e-hb-HC-38-4000-9-9005 | Wittenberg 4.0 surface-mounted spotlight | housing semi-flush, black matt (RAL 9005), 104 x 96 x 91 mm, 1x LED 12,7 W ¦ 4000 K ¦ Ra > 95 ¦ flood 38°, Bluetooth Casambi |  | 738.9752
MW000406 | wi4-ab-1e-hb-HC-38-4000-9-9016 | Wittenberg 4.0 surface-mounted spotlight | housing semi-flush, white matt (RAL 9016), 104 x 96 x 91 mm, 1x LED 12,7 W ¦ 4000 K ¦ Ra > 95 ¦ flood 38°, Bluetooth Casambi |  | 738.9752
MW000047 | wi4-ab-1e-HC-12-2700-7-9005 | Wittenberg 4.0 surface-mounted spotlight | black matt (RAL 9005), 110 x 77 x 94 mm, 1x LED 12,7 W ¦ 2700 K ¦ Ra > 95 ¦ spot 12°, Leading edge/trailing edge |  | 543.597
MW000101 | wi4-ab-1e-HC-12-2700-7-9005-cr | Wittenberg 4.0 surface-mounted spotlight | black matt (RAL 9005) and chrome, 110 x 77 x 94 mm, 1x LED 12,7 W ¦ 2700 K ¦ Ra > 95 ¦ spot 12°, Leading edge/trailing edge |  | 581.4
MW000137 | wi4-ab-1e-HC-12-2700-7-9005-me | Wittenberg 4.0 surface-mounted spotlight | black matt (RAL 9005) and brass, 110 x 77 x 94 mm, 1x LED 12,7 W ¦ 2700 K ¦ Ra > 95 ¦ spot 12°, Leading edge/trailing edge |  | 581.4
MW000029 | wi4-ab-1e-HC-12-2700-7-9016 | Wittenberg 4.0 surface-mounted spotlight | white matt (RAL 9016), 110 x 77 x 94 mm, 1x LED 12,7 W ¦ 2700 K ¦ Ra > 95 ¦ spot 12°, Leading edge/trailing edge |  | 543.597
MW000050 | wi4-ab-1e-HC-12-3000-7-9005 | Wittenberg 4.0 surface-mounted spotlight | black matt (RAL 9005), 110 x 77 x 94 mm, 1x LED 12,7 W ¦ 3000 K ¦ Ra > 95 ¦ spot 12°, Leading edge/trailing edge |  | 543.597
MW000104 | wi4-ab-1e-HC-12-3000-7-9005-cr | Wittenberg 4.0 surface-mounted spotlight | black matt (RAL 9005) and chrome, 110 x 77 x 94 mm, 1x LED 12,7 W ¦ 3000 K ¦ Ra > 95 ¦ spot 12°, Leading edge/trailing edge |  | 581.4
MW000140 | wi4-ab-1e-HC-12-3000-7-9005-me | Wittenberg 4.0 surface-mounted spotlight | black matt (RAL 9005) and brass, 110 x 77 x 94 mm, 1x LED 12,7 W ¦ 3000 K ¦ Ra > 95 ¦ spot 12°, Leading edge/trailing edge |  | 581.4
MW000032 | wi4-ab-1e-HC-12-3000-7-9016 | Wittenberg 4.0 surface-mounted spotlight | white matt (RAL 9016), 110 x 77 x 94 mm, 1x LED 12,7 W ¦ 3000 K ¦ Ra > 95 ¦ spot 12°, Leading edge/trailing edge |  | 543.597
MW000053 | wi4-ab-1e-HC-12-4000-7-9005 | Wittenberg 4.0 surface-mounted spotlight | black matt (RAL 9005), 110 x 77 x 94 mm, 1x LED 12,7 W ¦ 4000 K ¦ Ra > 95 ¦ spot 12°, Leading edge/trailing edge |  | 543.597
MW000107 | wi4-ab-1e-HC-12-4000-7-9005-cr | Wittenberg 4.0 surface-mounted spotlight | black matt (RAL 9005) and chrome, 110 x 77 x 94 mm, 1x LED 12,7 W ¦ 4000 K ¦ Ra > 95 ¦ spot 12°, Leading edge/trailing edge |  | 581.4
MW000143 | wi4-ab-1e-HC-12-4000-7-9005-me | Wittenberg 4.0 surface-mounted spotlight | black matt (RAL 9005) and brass, 110 x 77 x 94 mm, 1x LED 12,7 W ¦ 4000 K ¦ Ra > 95 ¦ spot 12°, Leading edge/trailing edge |  | 581.4
MW000035 | wi4-ab-1e-HC-12-4000-7-9016 | Wittenberg 4.0 surface-mounted spotlight | white matt (RAL 9016), 110 x 77 x 94 mm, 1x LED 12,7 W ¦ 4000 K ¦ Ra > 95 ¦ spot 12°, Leading edge/trailing edge |  | 543.597
MW000048 | wi4-ab-1e-HC-24-2700-7-9005 | Wittenberg 4.0 surface-mounted spotlight | black matt (RAL 9005), 110 x 77 x 94 mm, 1x LED 12,7 W ¦ 2700 K ¦ Ra > 95 ¦ medium 24°, Leading edge/trailing edge |  | 543.597
MW000102 | wi4-ab-1e-HC-24-2700-7-9005-cr | Wittenberg 4.0 surface-mounted spotlight | black matt (RAL 9005) and chrome, 110 x 77 x 94 mm, 1x LED 12,7 W ¦ 2700 K ¦ Ra > 95 ¦ medium 24°, Leading edge/trailing edge |  | 581.4
MW000138 | wi4-ab-1e-HC-24-2700-7-9005-me | Wittenberg 4.0 surface-mounted spotlight | black matt (RAL 9005) and brass, 110 x 77 x 94 mm, 1x LED 12,7 W ¦ 2700 K ¦ Ra > 95 ¦ medium 24°, Leading edge/trailing edge |  | 581.4
MW000030 | wi4-ab-1e-HC-24-2700-7-9016 | Wittenberg 4.0 surface-mounted spotlight | white matt (RAL 9016), 110 x 77 x 94 mm, 1x LED 12,7 W ¦ 2700 K ¦ Ra > 95 ¦ medium 24°, Leading edge/trailing edge |  | 543.597
MW000051 | wi4-ab-1e-HC-24-3000-7-9005 | Wittenberg 4.0 surface-mounted spotlight | black matt (RAL 9005), 110 x 77 x 94 mm, 1x LED 12,7 W ¦ 3000 K ¦ Ra > 95 ¦ medium 24°, Leading edge/trailing edge |  | 543.597
MW000105 | wi4-ab-1e-HC-24-3000-7-9005-cr | Wittenberg 4.0 surface-mounted spotlight | black matt (RAL 9005) and chrome, 110 x 77 x 94 mm, 1x LED 12,7 W ¦ 3000 K ¦ Ra > 95 ¦ medium 24°, Leading edge/trailing edge |  | 581.4
MW000141 | wi4-ab-1e-HC-24-3000-7-9005-me | Wittenberg 4.0 surface-mounted spotlight | black matt (RAL 9005) and brass, 110 x 77 x 94 mm, 1x LED 12,7 W ¦ 3000 K ¦ Ra > 95 ¦ medium 24°, Leading edge/trailing edge |  | 581.4
MW000033 | wi4-ab-1e-HC-24-3000-7-9016 | Wittenberg 4.0 surface-mounted spotlight | white matt (RAL 9016), 110 x 77 x 94 mm, 1x LED 12,7 W ¦ 3000 K ¦ Ra > 95 ¦ medium 24°, Leading edge/trailing edge |  | 543.597
MW000054 | wi4-ab-1e-HC-24-4000-7-9005 | Wittenberg 4.0 surface-mounted spotlight | black matt (RAL 9005), 110 x 77 x 94 mm, 1x LED 12,7 W ¦ 4000 K ¦ Ra > 95 ¦ medium 24°, Leading edge/trailing edge |  | 543.597
MW000108 | wi4-ab-1e-HC-24-4000-7-9005-cr | Wittenberg 4.0 surface-mounted spotlight | black matt (RAL 9005) and chrome, 110 x 77 x 94 mm, 1x LED 12,7 W ¦ 4000 K ¦ Ra > 95 ¦ medium 24°, Leading edge/trailing edge |  | 581.4
MW000144 | wi4-ab-1e-HC-24-4000-7-9005-me | Wittenberg 4.0 surface-mounted spotlight | black matt (RAL 9005) and brass, 110 x 77 x 94 mm, 1x LED 12,7 W ¦ 4000 K ¦ Ra > 95 ¦ medium 24°, Leading edge/trailing edge |  | 581.4
MW000036 | wi4-ab-1e-HC-24-4000-7-9016 | Wittenberg 4.0 surface-mounted spotlight | white matt (RAL 9016), 110 x 77 x 94 mm, 1x LED 12,7 W ¦ 4000 K ¦ Ra > 95 ¦ medium 24°, Leading edge/trailing edge |  | 543.597
MW000049 | wi4-ab-1e-HC-38-2700-7-9005 | Wittenberg 4.0 surface-mounted spotlight | black matt (RAL 9005), 110 x 77 x 94 mm, 1x LED 12,7 W ¦ 2700 K ¦ Ra > 95 ¦ flood 38°, Leading edge/trailing edge |  | 543.597
MW000103 | wi4-ab-1e-HC-38-2700-7-9005-cr | Wittenberg 4.0 surface-mounted spotlight | black matt (RAL 9005) and chrome, 110 x 77 x 94 mm, 1x LED 12,7 W ¦ 2700 K ¦ Ra > 95 ¦ flood 38°, Leading edge/trailing edge |  | 581.4
MW000139 | wi4-ab-1e-HC-38-2700-7-9005-me | Wittenberg 4.0 surface-mounted spotlight | black matt (RAL 9005) and brass, 110 x 77 x 94 mm, 1x LED 12,7 W ¦ 2700 K ¦ Ra > 95 ¦ flood 38°, Leading edge/trailing edge |  | 581.4
MW000031 | wi4-ab-1e-HC-38-2700-7-9016 | Wittenberg 4.0 surface-mounted spotlight | white matt (RAL 9016), 110 x 77 x 94 mm, 1x LED 12,7 W ¦ 2700 K ¦ Ra > 95 ¦ flood 38°, Leading edge/trailing edge |  | 543.597
MW000052 | wi4-ab-1e-HC-38-3000-7-9005 | Wittenberg 4.0 surface-mounted spotlight | black matt (RAL 9005), 110 x 77 x 94 mm, 1x LED 12,7 W ¦ 3000 K ¦ Ra > 95 ¦ flood 38°, Leading edge/trailing edge |  | 543.597
MW000106 | wi4-ab-1e-HC-38-3000-7-9005-cr | Wittenberg 4.0 surface-mounted spotlight | black matt (RAL 9005) and chrome, 110 x 77 x 94 mm, 1x LED 12,7 W ¦ 3000 K ¦ Ra > 95 ¦ flood 38°, Leading edge/trailing edge |  | 581.4
MW000142 | wi4-ab-1e-HC-38-3000-7-9005-me | Wittenberg 4.0 surface-mounted spotlight | black matt (RAL 9005) and brass, 110 x 77 x 94 mm, 1x LED 12,7 W ¦ 3000 K ¦ Ra > 95 ¦ flood 38°, Leading edge/trailing edge |  | 581.4
MW000034 | wi4-ab-1e-HC-38-3000-7-9016 | Wittenberg 4.0 surface-mounted spotlight | white matt (RAL 9016), 110 x 77 x 94 mm, 1x LED 12,7 W ¦ 3000 K ¦ Ra > 95 ¦ flood 38°, Leading edge/trailing edge |  | 543.597
MW000055 | wi4-ab-1e-HC-38-4000-7-9005 | Wittenberg 4.0 surface-mounted spotlight | black matt (RAL 9005), 110 x 77 x 94 mm, 1x LED 12,7 W ¦ 4000 K ¦ Ra > 95 ¦ flood 38°, Leading edge/trailing edge |  | 543.597
MW000109 | wi4-ab-1e-HC-38-4000-7-9005-cr | Wittenberg 4.0 surface-mounted spotlight | black matt (RAL 9005) and chrome, 110 x 77 x 94 mm, 1x LED 12,7 W ¦ 4000 K ¦ Ra > 95 ¦ flood 38°, Leading edge/trailing edge |  | 581.4
MW000145 | wi4-ab-1e-HC-38-4000-7-9005-me | Wittenberg 4.0 surface-mounted spotlight | black matt (RAL 9005) and brass, 110 x 77 x 94 mm, 1x LED 12,7 W ¦ 4000 K ¦ Ra > 95 ¦ flood 38°, Leading edge/trailing edge |  | 581.4
MW000037 | wi4-ab-1e-HC-38-4000-7-9016 | Wittenberg 4.0 surface-mounted spotlight | white matt (RAL 9016), 110 x 77 x 94 mm, 1x LED 12,7 W ¦ 4000 K ¦ Ra > 95 ¦ flood 38°, Leading edge/trailing edge |  | 543.597
MW000491 | wi4-ab-1e-kb-12-d2w-4-9005 | Wittenberg 4.0 surface-mounted spotlight | housing head flush, black matt (RAL 9005), 121 x 121 x 96 mm, 1x LED dim2warm 12 W ¦ 1800 - 3000 K ¦ Ra > 95 ¦ spot 12°, DALI |  | 748.4244
MW000470 | wi4-ab-1e-kb-12-d2w-4-9016 | Wittenberg 4.0 surface-mounted spotlight | housing head flush, white matt (RAL 9016), 121 x 121 x 96 mm, 1x LED dim2warm 12 W ¦ 1800 - 3000 K ¦ Ra > 95 ¦ spot 12°, DALI |  | 748.4244
MW000608 | wi4-ab-1e-kb-12-d2w-9-9005 | Wittenberg 4.0 surface-mounted spotlight | housing head flush, black matt (RAL 9005), 121 x 121 x 96 mm, 1x LED dim2warm 12 W ¦ 1800 - 3000 K ¦ Ra > 95 ¦ spot 12°, Bluetooth Casambi |  | 827.2059
MW000587 | wi4-ab-1e-kb-12-d2w-9-9016 | Wittenberg 4.0 surface-mounted spotlight | housing head flush, white matt (RAL 9016), 121 x 121 x 96 mm, 1x LED dim2warm 12 W ¦ 1800 - 3000 K ¦ Ra > 95 ¦ spot 12°, Bluetooth Casambi |  | 827.2059
MW000492 | wi4-ab-1e-kb-24-d2w-4-9005 | Wittenberg 4.0 surface-mounted spotlight | housing head flush, black matt (RAL 9005), 121 x 121 x 96 mm, 1x LED dim2warm 12 W ¦ 1800 - 3000 K ¦ Ra > 95 ¦ medium 24°, DALI |  | 748.4244
MW000471 | wi4-ab-1e-kb-24-d2w-4-9016 | Wittenberg 4.0 surface-mounted spotlight | housing head flush, white matt (RAL 9016), 121 x 121 x 96 mm, 1x LED dim2warm 12 W ¦ 1800 - 3000 K ¦ Ra > 95 ¦ medium 24°, DALI |  | 748.4244
MW000609 | wi4-ab-1e-kb-24-d2w-9-9005 | Wittenberg 4.0 surface-mounted spotlight | housing head flush, black matt (RAL 9005), 121 x 121 x 96 mm, 1x LED dim2warm 12 W ¦ 1800 - 3000 K ¦ Ra > 95 ¦ medium 24°, Bluetooth Casambi |  | 827.2059
MW000588 | wi4-ab-1e-kb-24-d2w-9-9016 | Wittenberg 4.0 surface-mounted spotlight | housing head flush, white matt (RAL 9016), 121 x 121 x 96 mm, 1x LED dim2warm 12 W ¦ 1800 - 3000 K ¦ Ra > 95 ¦ medium 24°, Bluetooth Casambi |  | 827.2059
MW000493 | wi4-ab-1e-kb-38-d2w-4-9005 | Wittenberg 4.0 surface-mounted spotlight | housing head flush, black matt (RAL 9005), 121 x 121 x 96 mm, 1x LED dim2warm 12 W ¦ 1800 - 3000 K ¦ Ra > 95 ¦ flood 38°, DALI |  | 748.4244
MW000472 | wi4-ab-1e-kb-38-d2w-4-9016 | Wittenberg 4.0 surface-mounted spotlight | housing head flush, white matt (RAL 9016), 121 x 121 x 96 mm, 1x LED dim2warm 12 W ¦ 1800 - 3000 K ¦ Ra > 95 ¦ flood 38°, DALI |  | 748.4244
MW000610 | wi4-ab-1e-kb-38-d2w-9-9005 | Wittenberg 4.0 surface-mounted spotlight | housing head flush, black matt (RAL 9005), 121 x 121 x 96 mm, 1x LED dim2warm 12 W ¦ 1800 - 3000 K ¦ Ra > 95 ¦ flood 38°, Bluetooth Casambi |  | 827.2059
MW000589 | wi4-ab-1e-kb-38-d2w-9-9016 | Wittenberg 4.0 surface-mounted spotlight | housing head flush, white matt (RAL 9016), 121 x 121 x 96 mm, 1x LED dim2warm 12 W ¦ 1800 - 3000 K ¦ Ra > 95 ¦ flood 38°, Bluetooth Casambi |  | 827.2059
MW000482 | wi4-ab-1e-kb-HC-12-2700-4-9005 | Wittenberg 4.0 surface-mounted spotlight | housing head flush, black matt (RAL 9005), 121 x 121 x 96 mm, 1x LED 12,7 W ¦ 2700 K ¦ Ra > 95 ¦ spot 12°, DALI |  | 660.1875
MW000461 | wi4-ab-1e-kb-HC-12-2700-4-9016 | Wittenberg 4.0 surface-mounted spotlight | housing head flush, white matt (RAL 9016), 121 x 121 x 96 mm, 1x LED 12,7 W ¦ 2700 K ¦ Ra > 95 ¦ spot 12°, DALI |  | 660.1875
MW000542 | wi4-ab-1e-kb-HC-12-2700-7-9005 | Wittenberg 4.0 surface-mounted spotlight | housing head flush, black matt (RAL 9005), 121 x 121 x 96 mm, 1x LED 12,7 W ¦ 2700 K ¦ Ra > 95 ¦ spot 12°, Leading edge/trailing edge |  | 581.4
MW000524 | wi4-ab-1e-kb-HC-12-2700-7-9016 | Wittenberg 4.0 surface-mounted spotlight | housing head flush, white matt (RAL 9016), 121 x 121 x 96 mm, 1x LED 12,7 W ¦ 2700 K ¦ Ra > 95 ¦ spot 12°, Leading edge/trailing edge |  | 581.4
MW000599 | wi4-ab-1e-kb-HC-12-2700-9-9005 | Wittenberg 4.0 surface-mounted spotlight | housing head flush, black matt (RAL 9005), 121 x 121 x 96 mm, 1x LED 12,7 W ¦ 2700 K ¦ Ra > 95 ¦ spot 12°, Bluetooth Casambi |  | 738.9752
MW000578 | wi4-ab-1e-kb-HC-12-2700-9-9016 | Wittenberg 4.0 surface-mounted spotlight | housing head flush, white matt (RAL 9016), 121 x 121 x 96 mm, 1x LED 12,7 W ¦ 2700 K ¦ Ra > 95 ¦ spot 12°, Bluetooth Casambi |  | 738.9752
MW000485 | wi4-ab-1e-kb-HC-12-3000-4-9005 | Wittenberg 4.0 surface-mounted spotlight | housing head flush, black matt (RAL 9005), 121 x 121 x 96 mm, 1x LED 12,7 W ¦ 3000 K ¦ Ra > 95 ¦ spot 12°, DALI |  | 660.1875
MW000464 | wi4-ab-1e-kb-HC-12-3000-4-9016 | Wittenberg 4.0 surface-mounted spotlight | housing head flush, white matt (RAL 9016), 121 x 121 x 96 mm, 1x LED 12,7 W ¦ 3000 K ¦ Ra > 95 ¦ spot 12°, DALI |  | 660.1875
MW000545 | wi4-ab-1e-kb-HC-12-3000-7-9005 | Wittenberg 4.0 surface-mounted spotlight | housing head flush, black matt (RAL 9005), 121 x 121 x 96 mm, 1x LED 12,7 W ¦ 3000 K ¦ Ra > 95 ¦ spot 12°, Leading edge/trailing edge |  | 581.4
MW000527 | wi4-ab-1e-kb-HC-12-3000-7-9016 | Wittenberg 4.0 surface-mounted spotlight | housing head flush, white matt (RAL 9016), 121 x 121 x 96 mm, 1x LED 12,7 W ¦ 3000 K ¦ Ra > 95 ¦ spot 12°, Leading edge/trailing edge |  | 581.4
MW000602 | wi4-ab-1e-kb-HC-12-3000-9-9005 | Wittenberg 4.0 surface-mounted spotlight | housing head flush, black matt (RAL 9005), 121 x 121 x 96 mm, 1x LED 12,7 W ¦ 3000 K ¦ Ra > 95 ¦ spot 12°, Bluetooth Casambi |  | 738.9752
MW000581 | wi4-ab-1e-kb-HC-12-3000-9-9016 | Wittenberg 4.0 surface-mounted spotlight | housing head flush, white matt (RAL 9016), 121 x 121 x 96 mm, 1x LED 12,7 W ¦ 3000 K ¦ Ra > 95 ¦ spot 12°, Bluetooth Casambi |  | 738.9752
MW000488 | wi4-ab-1e-kb-HC-12-4000-4-9005 | Wittenberg 4.0 surface-mounted spotlight | housing head flush, black matt (RAL 9005), 121 x 121 x 96 mm, 1x LED 12,7 W ¦ 4000 K ¦ Ra > 95 ¦ spot 12°, DALI |  | 660.1875
MW000467 | wi4-ab-1e-kb-HC-12-4000-4-9016 | Wittenberg 4.0 surface-mounted spotlight | housing head flush, white matt (RAL 9016), 121 x 121 x 96 mm, 1x LED 12,7 W ¦ 4000 K ¦ Ra > 95 ¦ spot 12°, DALI |  | 660.1875
MW000548 | wi4-ab-1e-kb-HC-12-4000-7-9005 | Wittenberg 4.0 surface-mounted spotlight | housing head flush, black matt (RAL 9005), 121 x 121 x 96 mm, 1x LED 12,7 W ¦ 4000 K ¦ Ra > 95 ¦ spot 12°, Leading edge/trailing edge |  | 581.4
MW000530 | wi4-ab-1e-kb-HC-12-4000-7-9016 | Wittenberg 4.0 surface-mounted spotlight | housing head flush, white matt (RAL 9016), 121 x 121 x 96 mm, 1x LED 12,7 W ¦ 4000 K ¦ Ra > 95 ¦ spot 12°, Leading edge/trailing edge |  | 581.4
MW000605 | wi4-ab-1e-kb-HC-12-4000-9-9005 | Wittenberg 4.0 surface-mounted spotlight | housing head flush, black matt (RAL 9005), 121 x 121 x 96 mm, 1x LED 12,7 W ¦ 4000 K ¦ Ra > 95 ¦ spot 12°, Bluetooth Casambi |  | 738.9752
MW000584 | wi4-ab-1e-kb-HC-12-4000-9-9016 | Wittenberg 4.0 surface-mounted spotlight | housing head flush, white matt (RAL 9016), 121 x 121 x 96 mm, 1x LED 12,7 W ¦ 4000 K ¦ Ra > 95 ¦ spot 12°, Bluetooth Casambi |  | 738.9752
MW000483 | wi4-ab-1e-kb-HC-24-2700-4-9005 | Wittenberg 4.0 surface-mounted spotlight | housing head flush, black matt (RAL 9005), 121 x 121 x 96 mm, 1x LED 12,7 W ¦ 2700 K ¦ Ra > 95 ¦ medium 24°, DALI |  | 660.1875
MW000462 | wi4-ab-1e-kb-HC-24-2700-4-9016 | Wittenberg 4.0 surface-mounted spotlight | housing head flush, white matt (RAL 9016), 121 x 121 x 96 mm, 1x LED 12,7 W ¦ 2700 K ¦ Ra > 95 ¦ medium 24°, DALI |  | 660.1875
MW000543 | wi4-ab-1e-kb-HC-24-2700-7-9005 | Wittenberg 4.0 surface-mounted spotlight | housing head flush, black matt (RAL 9005), 121 x 121 x 96 mm, 1x LED 12,7 W ¦ 2700 K ¦ Ra > 95 ¦ medium 24°, Leading edge/trailing edge |  | 581.4
MW000525 | wi4-ab-1e-kb-HC-24-2700-7-9016 | Wittenberg 4.0 surface-mounted spotlight | housing head flush, white matt (RAL 9016), 121 x 121 x 96 mm, 1x LED 12,7 W ¦ 2700 K ¦ Ra > 95 ¦ medium 24°, Leading edge/trailing edge |  | 581.4
MW000600 | wi4-ab-1e-kb-HC-24-2700-9-9005 | Wittenberg 4.0 surface-mounted spotlight | housing head flush, black matt (RAL 9005), 121 x 121 x 96 mm, 1x LED 12,7 W ¦ 2700 K ¦ Ra > 95 ¦ medium 24°, Bluetooth Casambi |  | 738.9752
MW000579 | wi4-ab-1e-kb-HC-24-2700-9-9016 | Wittenberg 4.0 surface-mounted spotlight | housing head flush, white matt (RAL 9016), 121 x 121 x 96 mm, 1x LED 12,7 W ¦ 2700 K ¦ Ra > 95 ¦ medium 24°, Bluetooth Casambi |  | 738.9752
MW000486 | wi4-ab-1e-kb-HC-24-3000-4-9005 | Wittenberg 4.0 surface-mounted spotlight | housing head flush, black matt (RAL 9005), 121 x 121 x 96 mm, 1x LED 12,7 W ¦ 3000 K ¦ Ra > 95 ¦ medium 24°, DALI |  | 660.1875
MW000465 | wi4-ab-1e-kb-HC-24-3000-4-9016 | Wittenberg 4.0 surface-mounted spotlight | housing head flush, white matt (RAL 9016), 121 x 121 x 96 mm, 1x LED 12,7 W ¦ 3000 K ¦ Ra > 95 ¦ medium 24°, DALI |  | 660.1875
MW000546 | wi4-ab-1e-kb-HC-24-3000-7-9005 | Wittenberg 4.0 surface-mounted spotlight | housing head flush, black matt (RAL 9005), 121 x 121 x 96 mm, 1x LED 12,7 W ¦ 3000 K ¦ Ra > 95 ¦ medium 24°, Leading edge/trailing edge |  | 581.4
MW000528 | wi4-ab-1e-kb-HC-24-3000-7-9016 | Wittenberg 4.0 surface-mounted spotlight | housing head flush, white matt (RAL 9016), 121 x 121 x 96 mm, 1x LED 12,7 W ¦ 3000 K ¦ Ra > 95 ¦ medium 24°, Leading edge/trailing edge |  | 581.4
MW000603 | wi4-ab-1e-kb-HC-24-3000-9-9005 | Wittenberg 4.0 surface-mounted spotlight | housing head flush, black matt (RAL 9005), 121 x 121 x 96 mm, 1x LED 12,7 W ¦ 3000 K ¦ Ra > 95 ¦ medium 24°, Bluetooth Casambi |  | 738.9752
MW000582 | wi4-ab-1e-kb-HC-24-3000-9-9016 | Wittenberg 4.0 surface-mounted spotlight | housing head flush, white matt (RAL 9016), 121 x 121 x 96 mm, 1x LED 12,7 W ¦ 3000 K ¦ Ra > 95 ¦ medium 24°, Bluetooth Casambi |  | 738.9752
MW000489 | wi4-ab-1e-kb-HC-24-4000-4-9005 | Wittenberg 4.0 surface-mounted spotlight | housing head flush, black matt (RAL 9005), 121 x 121 x 96 mm, 1x LED 12,7 W ¦ 4000 K ¦ Ra > 95 ¦ medium 24°, DALI |  | 660.1875
MW000468 | wi4-ab-1e-kb-HC-24-4000-4-9016 | Wittenberg 4.0 surface-mounted spotlight | housing head flush, white matt (RAL 9016), 121 x 121 x 96 mm, 1x LED 12,7 W ¦ 4000 K ¦ Ra > 95 ¦ medium 24°, DALI |  | 660.1875
MW000549 | wi4-ab-1e-kb-HC-24-4000-7-9005 | Wittenberg 4.0 surface-mounted spotlight | housing head flush, black matt (RAL 9005), 121 x 121 x 96 mm, 1x LED 12,7 W ¦ 4000 K ¦ Ra > 95 ¦ medium 24°, Leading edge/trailing edge |  | 581.4
MW000531 | wi4-ab-1e-kb-HC-24-4000-7-9016 | Wittenberg 4.0 surface-mounted spotlight | housing head flush, white matt (RAL 9016), 121 x 121 x 96 mm, 1x LED 12,7 W ¦ 4000 K ¦ Ra > 95 ¦ medium 24°, Leading edge/trailing edge |  | 581.4
MW000606 | wi4-ab-1e-kb-HC-24-4000-9-9005 | Wittenberg 4.0 surface-mounted spotlight | housing head flush, black matt (RAL 9005), 121 x 121 x 96 mm, 1x LED 12,7 W ¦ 4000 K ¦ Ra > 95 ¦ medium 24°, Bluetooth Casambi |  | 738.9752
MW000585 | wi4-ab-1e-kb-HC-24-4000-9-9016 | Wittenberg 4.0 surface-mounted spotlight | housing head flush, white matt (RAL 9016), 121 x 121 x 96 mm, 1x LED 12,7 W ¦ 4000 K ¦ Ra > 95 ¦ medium 24°, Bluetooth Casambi |  | 738.9752
MW000484 | wi4-ab-1e-kb-HC-38-2700-4-9005 | Wittenberg 4.0 surface-mounted spotlight | housing head flush, black matt (RAL 9005), 121 x 121 x 96 mm, 1x LED 12,7 W ¦ 2700 K ¦ Ra > 95 ¦ flood 38°, DALI |  | 660.1875
MW000463 | wi4-ab-1e-kb-HC-38-2700-4-9016 | Wittenberg 4.0 surface-mounted spotlight | housing head flush, white matt (RAL 9016), 121 x 121 x 96 mm, 1x LED 12,7 W ¦ 2700 K ¦ Ra > 95 ¦ flood 38°, DALI |  | 660.1875
MW000544 | wi4-ab-1e-kb-HC-38-2700-7-9005 | Wittenberg 4.0 surface-mounted spotlight | housing head flush, black matt (RAL 9005), 121 x 121 x 96 mm, 1x LED 12,7 W ¦ 2700 K ¦ Ra > 95 ¦ flood 38°, Leading edge/trailing edge |  | 581.4
MW000526 | wi4-ab-1e-kb-HC-38-2700-7-9016 | Wittenberg 4.0 surface-mounted spotlight | housing head flush, white matt (RAL 9016), 121 x 121 x 96 mm, 1x LED 12,7 W ¦ 2700 K ¦ Ra > 95 ¦ flood 38°, Leading edge/trailing edge |  | 581.4
MW000601 | wi4-ab-1e-kb-HC-38-2700-9-9005 | Wittenberg 4.0 surface-mounted spotlight | housing head flush, black matt (RAL 9005), 121 x 121 x 96 mm, 1x LED 12,7 W ¦ 2700 K ¦ Ra > 95 ¦ flood 38°, Bluetooth Casambi |  | 738.9752
MW000580 | wi4-ab-1e-kb-HC-38-2700-9-9016 | Wittenberg 4.0 surface-mounted spotlight | housing head flush, white matt (RAL 9016), 121 x 121 x 96 mm, 1x LED 12,7 W ¦ 2700 K ¦ Ra > 95 ¦ flood 38°, Bluetooth Casambi |  | 738.9752
MW000487 | wi4-ab-1e-kb-HC-38-3000-4-9005 | Wittenberg 4.0 surface-mounted spotlight | housing head flush, black matt (RAL 9005), 121 x 121 x 96 mm, 1x LED 12,7 W ¦ 3000 K ¦ Ra > 95 ¦ flood 38°, DALI |  | 660.1875
MW000466 | wi4-ab-1e-kb-HC-38-3000-4-9016 | Wittenberg 4.0 surface-mounted spotlight | housing head flush, white matt (RAL 9016), 121 x 121 x 96 mm, 1x LED 12,7 W ¦ 3000 K ¦ Ra > 95 ¦ flood 38°, DALI |  | 660.1875
MW000547 | wi4-ab-1e-kb-HC-38-3000-7-9005 | Wittenberg 4.0 surface-mounted spotlight | housing head flush, black matt (RAL 9005), 121 x 121 x 96 mm, 1x LED 12,7 W ¦ 3000 K ¦ Ra > 95 ¦ flood 38°, Leading edge/trailing edge |  | 581.4
MW000529 | wi4-ab-1e-kb-HC-38-3000-7-9016 | Wittenberg 4.0 surface-mounted spotlight | housing head flush, white matt (RAL 9016), 121 x 121 x 96 mm, 1x LED 12,7 W ¦ 3000 K ¦ Ra > 95 ¦ flood 38°, Leading edge/trailing edge |  | 581.4
MW000604 | wi4-ab-1e-kb-HC-38-3000-9-9005 | Wittenberg 4.0 surface-mounted spotlight | housing head flush, black matt (RAL 9005), 121 x 121 x 96 mm, 1x LED 12,7 W ¦ 3000 K ¦ Ra > 95 ¦ flood 38°, Bluetooth Casambi |  | 738.9752
MW000583 | wi4-ab-1e-kb-HC-38-3000-9-9016 | Wittenberg 4.0 surface-mounted spotlight | housing head flush, white matt (RAL 9016), 121 x 121 x 96 mm, 1x LED 12,7 W ¦ 3000 K ¦ Ra > 95 ¦ flood 38°, Bluetooth Casambi |  | 738.9752
MW000490 | wi4-ab-1e-kb-HC-38-4000-4-9005 | Wittenberg 4.0 surface-mounted spotlight | housing head flush, black matt (RAL 9005), 121 x 121 x 96 mm, 1x LED 12,7 W ¦ 4000 K ¦ Ra > 95 ¦ flood 38°, DALI |  | 660.1875
MW000469 | wi4-ab-1e-kb-HC-38-4000-4-9016 | Wittenberg 4.0 surface-mounted spotlight | housing head flush, white matt (RAL 9016), 121 x 121 x 96 mm, 1x LED 12,7 W ¦ 4000 K ¦ Ra > 95 ¦ flood 38°, DALI |  | 660.1875
MW000550 | wi4-ab-1e-kb-HC-38-4000-7-9005 | Wittenberg 4.0 surface-mounted spotlight | housing head flush, black matt (RAL 9005), 121 x 121 x 96 mm, 1x LED 12,7 W ¦ 4000 K ¦ Ra > 95 ¦ flood 38°, Leading edge/trailing edge |  | 581.4
MW000532 | wi4-ab-1e-kb-HC-38-4000-7-9016 | Wittenberg 4.0 surface-mounted spotlight | housing head flush, white matt (RAL 9016), 121 x 121 x 96 mm, 1x LED 12,7 W ¦ 4000 K ¦ Ra > 95 ¦ flood 38°, Leading edge/trailing edge |  | 581.4
MW000607 | wi4-ab-1e-kb-HC-38-4000-9-9005 | Wittenberg 4.0 surface-mounted spotlight | housing head flush, black matt (RAL 9005), 121 x 121 x 96 mm, 1x LED 12,7 W ¦ 4000 K ¦ Ra > 95 ¦ flood 38°, Bluetooth Casambi |  | 738.9752
MW000586 | wi4-ab-1e-kb-HC-38-4000-9-9016 | Wittenberg 4.0 surface-mounted spotlight | housing head flush, white matt (RAL 9016), 121 x 121 x 96 mm, 1x LED 12,7 W ¦ 4000 K ¦ Ra > 95 ¦ flood 38°, Bluetooth Casambi |  | 738.9752
MW000671 | wi4-ab-1k-12-d2w-9005 | Wittenberg 4.0 surface-mounted spotlight | black matt (RAL9005), Ø 76 x 69 mm, 1x LED dim2warm 12 W ¦ 1800 - 3000 K ¦ Ra > 95 ¦ spot 12°, converter not included | The operating device is not included in the delivery and must be ordered separately. The operating device cannot be integrated into the luminaire housing and must be placed externally. | 450.6303
MW000650 | wi4-ab-1k-12-d2w-9016 | Wittenberg 4.0 surface-mounted spotlight | white matt (RAL 9016), Ø 76 x 69 mm, 1x LED dim2warm 12 W ¦ 1800 - 3000 K ¦ Ra > 95 ¦ spot 12°, converter not included | The operating device is not included in the delivery and must be ordered separately. The operating device cannot be integrated into the luminaire housing and must be placed externally. | 450.6303
MW000672 | wi4-ab-1k-24-d2w-9005 | Wittenberg 4.0 surface-mounted spotlight | black matt (RAL9005), Ø 76 x 69 mm, 1x LED dim2warm 12 W ¦ 1800 - 3000 K ¦ Ra > 95 ¦ medium 24°, converter not included | The operating device is not included in the delivery and must be ordered separately. The operating device cannot be integrated into the luminaire housing and must be placed externally. | 450.6303
MW000651 | wi4-ab-1k-24-d2w-9016 | Wittenberg 4.0 surface-mounted spotlight | white matt (RAL 9016), Ø 76 x 69 mm, 1x LED dim2warm 12 W ¦ 1800 - 3000 K ¦ Ra > 95 ¦ medium 24°, converter not included | The operating device is not included in the delivery and must be ordered separately. The operating device cannot be integrated into the luminaire housing and must be placed externally. | 450.6303
MW000673 | wi4-ab-1k-38-d2w-9005 | Wittenberg 4.0 surface-mounted spotlight | black matt (RAL9005), Ø 76 x 69 mm, 1x LED dim2warm 12 W ¦ 1800 - 3000 K ¦ Ra > 95 ¦ flood 38°, converter not included | The operating device is not included in the delivery and must be ordered separately. The operating device cannot be integrated into the luminaire housing and must be placed externally. | 450.6303
MW000652 | wi4-ab-1k-38-d2w-9016 | Wittenberg 4.0 surface-mounted spotlight | white matt (RAL 9016), Ø 76 x 69 mm, 1x LED dim2warm 12 W ¦ 1800 - 3000 K ¦ Ra > 95 ¦ flood 38°, converter not included | The operating device is not included in the delivery and must be ordered separately. The operating device cannot be integrated into the luminaire housing and must be placed externally. | 450.6303
MW000662 | wi4-ab-1k-HC-12-2700-9005 | Wittenberg 4.0 surface-mounted spotlight | black matt (RAL 9005), Ø 76 x 69 mm, 1x LED 12,7 W ¦ 2700 K ¦ Ra > 95 ¦ spot 12°, converter not included | The operating device is not included in the delivery and must be ordered separately. The operating device cannot be integrated into the luminaire housing and must be placed externally. | 362.4
MW000641 | wi4-ab-1k-HC-12-2700-9016 | Wittenberg 4.0 surface-mounted spotlight | white matt (RAL 9016), Ø 76 x 69 mm, 1x LED 12,7 W ¦ 2700 K ¦ Ra > 95 ¦ spot 12°, converter not included | The operating device is not included in the delivery and must be ordered separately. The operating device cannot be integrated into the luminaire housing and must be placed externally. | 362.4
MW000665 | wi4-ab-1k-HC-12-3000-9005 | Wittenberg 4.0 surface-mounted spotlight | black matt (RAL 9005), Ø 76 x 69 mm, 1x LED 12,7 W ¦ 3000 K ¦ Ra > 95 ¦ spot 12°, converter not included | The operating device is not included in the delivery and must be ordered separately. The operating device cannot be integrated into the luminaire housing and must be placed externally. | 362.4
MW000644 | wi4-ab-1k-HC-12-3000-9016 | Wittenberg 4.0 surface-mounted spotlight | white matt (RAL 9016), Ø 76 x 69 mm, 1x LED 12,7 W ¦ 3000 K ¦ Ra > 95 ¦ spot 12°, converter not included | The operating device is not included in the delivery and must be ordered separately. The operating device cannot be integrated into the luminaire housing and must be placed externally. | 362.4
MW000668 | wi4-ab-1k-HC-12-4000-9005 | Wittenberg 4.0 surface-mounted spotlight | black matt (RAL 9005), Ø 76 x 69 mm, 1x LED 12,7 W ¦ 4000 K ¦ Ra > 95 ¦ spot 12°, converter not included | The operating device is not included in the delivery and must be ordered separately. The operating device cannot be integrated into the luminaire housing and must be placed externally. | 362.4
MW000647 | wi4-ab-1k-HC-12-4000-9016 | Wittenberg 4.0 surface-mounted spotlight | white matt (RAL 9016), Ø 76 x 69 mm, 1x LED 12,7 W ¦ 4000 K ¦ Ra > 95 ¦ spot 12°, converter not included | The operating device is not included in the delivery and must be ordered separately. The operating device cannot be integrated into the luminaire housing and must be placed externally. | 362.4
MW000663 | wi4-ab-1k-HC-24-2700-9005 | Wittenberg 4.0 surface-mounted spotlight | black matt (RAL 9005), Ø 76 x 69 mm, 1x LED 12,7 W ¦ 2700 K ¦ Ra > 95 ¦ medium 24°, converter not included | The operating device is not included in the delivery and must be ordered separately. The operating device cannot be integrated into the luminaire housing and must be placed externally. | 362.4
MW000642 | wi4-ab-1k-HC-24-2700-9016 | Wittenberg 4.0 surface-mounted spotlight | white matt (RAL 9016), Ø 76 x 69 mm, 1x LED 12,7 W ¦ 2700 K ¦ Ra > 95 ¦ medium 24°, converter not included | The operating device is not included in the delivery and must be ordered separately. The operating device cannot be integrated into the luminaire housing and must be placed externally. | 362.4
MW000666 | wi4-ab-1k-HC-24-3000-9005 | Wittenberg 4.0 surface-mounted spotlight | black matt (RAL 9005), Ø 76 x 69 mm, 1x LED 12,7 W ¦ 3000 K ¦ Ra > 95 ¦ medium 24°, converter not included | The operating device is not included in the delivery and must be ordered separately. The operating device cannot be integrated into the luminaire housing and must be placed externally. | 362.4
MW000645 | wi4-ab-1k-HC-24-3000-9016 | Wittenberg 4.0 surface-mounted spotlight | white matt (RAL 9016), Ø 76 x 69 mm, 1x LED 12,7 W ¦ 3000 K ¦ Ra > 95 ¦ medium 24°, converter not included | The operating device is not included in the delivery and must be ordered separately. The operating device cannot be integrated into the luminaire housing and must be placed externally. | 362.4
MW000669 | wi4-ab-1k-HC-24-4000-9005 | Wittenberg 4.0 surface-mounted spotlight | black matt (RAL 9005), Ø 76 x 69 mm, 1x LED 12,7 W ¦ 4000 K ¦ Ra > 95 ¦ medium 24°, converter not included | The operating device is not included in the delivery and must be ordered separately. The operating device cannot be integrated into the luminaire housing and must be placed externally. | 362.4
MW000648 | wi4-ab-1k-HC-24-4000-9016 | Wittenberg 4.0 surface-mounted spotlight | white matt (RAL 9016), Ø 76 x 69 mm, 1x LED 12,7 W ¦ 4000 K ¦ Ra > 95 ¦ medium 24°, converter not included | The operating device is not included in the delivery and must be ordered separately. The operating device cannot be integrated into the luminaire housing and must be placed externally. | 362.4
MW000664 | wi4-ab-1k-HC-38-2700-9005 | Wittenberg 4.0 surface-mounted spotlight | black matt (RAL 9005), Ø 76 x 69 mm, 1x LED 12,7 W ¦ 2700 K ¦ Ra > 95 ¦ flood 38°, converter not included | The operating device is not included in the delivery and must be ordered separately. The operating device cannot be integrated into the luminaire housing and must be placed externally. | 362.4
MW000643 | wi4-ab-1k-HC-38-2700-9016 | Wittenberg 4.0 surface-mounted spotlight | white matt (RAL 9016), Ø 76 x 69 mm, 1x LED 12,7 W ¦ 2700 K ¦ Ra > 95 ¦ flood 38°, converter not included | The operating device is not included in the delivery and must be ordered separately. The operating device cannot be integrated into the luminaire housing and must be placed externally. | 362.4
MW000667 | wi4-ab-1k-HC-38-3000-9005 | Wittenberg 4.0 surface-mounted spotlight | black matt (RAL 9005), Ø 76 x 69 mm, 1x LED 12,7 W ¦ 3000 K ¦ Ra > 95 ¦ flood 38°, converter not included | The operating device is not included in the delivery and must be ordered separately. The operating device cannot be integrated into the luminaire housing and must be placed externally. | 362.4
MW000646 | wi4-ab-1k-HC-38-3000-9016 | Wittenberg 4.0 surface-mounted spotlight | white matt (RAL 9016), Ø 76 x 69 mm, 1x LED 12,7 W ¦ 3000 K ¦ Ra > 95 ¦ flood 38°, converter not included | The operating device is not included in the delivery and must be ordered separately. The operating device cannot be integrated into the luminaire housing and must be placed externally. | 362.4
MW000670 | wi4-ab-1k-HC-38-4000-9005 | Wittenberg 4.0 surface-mounted spotlight | black matt (RAL 9005), Ø 76 x 69 mm, 1x LED 12,7 W ¦ 4000 K ¦ Ra > 95 ¦ flood 38°, converter not included | The operating device is not included in the delivery and must be ordered separately. The operating device cannot be integrated into the luminaire housing and must be placed externally. | 362.4
MW000649 | wi4-ab-1k-HC-38-4000-9016 | Wittenberg 4.0 surface-mounted spotlight | white matt (RAL 9016), Ø 76 x 69 mm, 1x LED 12,7 W ¦ 4000 K ¦ Ra > 95 ¦ flood 38°, converter not included | The operating device is not included in the delivery and must be ordered separately. The operating device cannot be integrated into the luminaire housing and must be placed externally. | 362.4
MW000899 | wi4-ab-1ov-12-d2w-2-9005 | Wittenberg 4.0 wall light | black matt (RAL 9005), 176 x 76 x 100 mm, 1x LED dim2warm 12 W ¦ 1800 - 3000 K ¦ Ra > 95 ¦ spot 12°, 1-10 V via rotary potentiometer |  | 726.3655
MW000911 | wi4-ab-1ov-12-d2w-2-9005-cr | Wittenberg 4.0 wall light | black matt (RAL 9005) and chrome, 176 x 76 x 100 mm, 1x LED dim2warm 12 W ¦ 1800 - 3000 K ¦ Ra > 95 ¦ spot 12°, 1-10 V via rotary potentiometer |  | 762.605
MW000917 | wi4-ab-1ov-12-d2w-2-9005-me | Wittenberg 4.0 wall light | black matt (RAL 9005) and brass, 176 x 76 x 100 mm, 1x LED dim2warm 12 W ¦ 1800 - 3000 K ¦ Ra > 95 ¦ spot 12°, 1-10 V via rotary potentiometer |  | 762.605
MW000896 | wi4-ab-1ov-12-d2w-2-9016 | Wittenberg 4.0 wall light | white matt (RAL 9016), 176 x 76 x 100 mm, 1x LED dim2warm 12 W ¦ 1800 - 3000 K ¦ Ra > 95 ¦ spot 12°, 1-10 V via rotary potentiometer |  | 726.3655
MW000908 | wi4-ab-1ov-12-d2w-2-9016-cr | Wittenberg 4.0 wall light | white matt (RAL 9016) and chrome, 176 x 76 x 100 mm, 1x LED dim2warm 12 W ¦ 1800 - 3000 K ¦ Ra > 95 ¦ spot 12°, 1-10 V via rotary potentiometer |  | 762.605
MW000914 | wi4-ab-1ov-12-d2w-2-9016-me | Wittenberg 4.0 wall light | white matt (RAL 9016) and brass, 176 x 76 x 100 mm, 1x LED dim2warm 12 W ¦ 1800 - 3000 K ¦ Ra > 95 ¦ spot 12°, 1-10 V via rotary potentiometer |  | 762.605
MW000755 | wi4-ab-1ov-12-d2w-4-9005 | Wittenberg 4.0 surface-mounted spotlight | black matt (RAL 9005), 176 x 76 x 97 mm (oval), 1x LED dim2warm 12 W ¦ 1800 - 3000 K ¦ Ra > 95 ¦ spot 12°, DALI |  | 801.9958
MW000734 | wi4-ab-1ov-12-d2w-4-9016 | Wittenberg 4.0 surface-mounted spotlight | white matt (RAL 9016), 176 x 76 x 97 mm (oval), 1x LED dim2warm 12 W ¦ 1800 - 3000 K ¦ Ra > 95 ¦ spot 12°, DALI |  | 801.9958
MW000872 | wi4-ab-1ov-12-d2w-9-9005 | Wittenberg 4.0 surface-mounted spotlight | black matt (RAL 9005), 176 x 76 x 97 mm (oval), 1x LED dim2warm 12 W ¦ 1800 - 3000 K ¦ Ra > 95 ¦ spot 12°, Bluetooth Casambi |  | 880.7773
MW000851 | wi4-ab-1ov-12-d2w-9-9016 | Wittenberg 4.0 surface-mounted spotlight | white matt (RAL 9016), 176 x 76 x 97 mm (oval), 1x LED dim2warm 12 W ¦ 1800 - 3000 K ¦ Ra > 95 ¦ spot 12°, Bluetooth Casambi |  | 880.7773
MW000900 | wi4-ab-1ov-24-d2w-2-9005 | Wittenberg 4.0 wall light | black matt (RAL 9005), 176 x 76 x 100 mm, 1x LED dim2warm 12 W ¦ 1800 - 3000 K ¦ Ra > 95 ¦ medium 24°, 1-10 V via rotary potentiometer |  | 726.3655
MW000912 | wi4-ab-1ov-24-d2w-2-9005-cr | Wittenberg 4.0 wall light | black matt (RAL 9005) and chrome, 176 x 76 x 100 mm, 1x LED dim2warm 12 W ¦ 1800 - 3000 K ¦ Ra > 95 ¦ medium 24°, 1-10 V via rotary potentiometer |  | 762.605
MW000918 | wi4-ab-1ov-24-d2w-2-9005-me | Wittenberg 4.0 wall light | black matt (RAL 9005) and brass, 176 x 76 x 100 mm, 1x LED dim2warm 12 W ¦ 1800 - 3000 K ¦ Ra > 95 ¦ medium 24°, 1-10 V via rotary potentiometer |  | 762.605
MW000897 | wi4-ab-1ov-24-d2w-2-9016 | Wittenberg 4.0 wall light | white matt (RAL 9016), 176 x 76 x 100 mm, 1x LED dim2warm 12 W ¦ 1800 - 3000 K ¦ Ra > 95 ¦ medium 24°, 1-10 V via rotary potentiometer |  | 726.3655
MW000909 | wi4-ab-1ov-24-d2w-2-9016-cr | Wittenberg 4.0 wall light | white matt (RAL 9016) and chrome, 176 x 76 x 100 mm, 1x LED dim2warm 12 W ¦ 1800 - 3000 K ¦ Ra > 95 ¦ medium 24°, 1-10 V via rotary potentiometer |  | 762.605
MW000915 | wi4-ab-1ov-24-d2w-2-9016-me | Wittenberg 4.0 wall light | white matt (RAL 9016) and brass, 176 x 76 x 100 mm, 1x LED dim2warm 12 W ¦ 1800 - 3000 K ¦ Ra > 95 ¦ medium 24°, 1-10 V via rotary potentiometer |  | 762.605
MW000756 | wi4-ab-1ov-24-d2w-4-9005 | Wittenberg 4.0 surface-mounted spotlight | black matt (RAL 9005), 176 x 76 x 97 mm (oval), 1x LED dim2warm 12 W ¦ 1800 - 3000 K ¦ Ra > 95 ¦ medium 24°, DALI |  | 801.9958
MW000735 | wi4-ab-1ov-24-d2w-4-9016 | Wittenberg 4.0 surface-mounted spotlight | white matt (RAL 9016), 176 x 76 x 97 mm (oval), 1x LED dim2warm 12 W ¦ 1800 - 3000 K ¦ Ra > 95 ¦ medium 24°, DALI |  | 801.9958
MW000873 | wi4-ab-1ov-24-d2w-9-9005 | Wittenberg 4.0 surface-mounted spotlight | black matt (RAL 9005), 176 x 76 x 97 mm (oval), 1x LED dim2warm 12 W ¦ 1800 - 3000 K ¦ Ra > 95 ¦ medium 24°, Bluetooth Casambi |  | 880.7773
MW000852 | wi4-ab-1ov-24-d2w-9-9016 | Wittenberg 4.0 surface-mounted spotlight | white matt (RAL 9016), 176 x 76 x 97 mm (oval), 1x LED dim2warm 12 W ¦ 1800 - 3000 K ¦ Ra > 95 ¦ medium 24°, Bluetooth Casambi |  | 880.7773
MW000901 | wi4-ab-1ov-38-d2w-2-9005 | Wittenberg 4.0 wall light | black matt (RAL 9005), 176 x 76 x 100 mm, 1x LED dim2warm 12 W ¦ 1800 - 3000 K ¦ Ra > 95 ¦ flood 38°, 1-10 V via rotary potentiometer |  | 726.3655
MW000913 | wi4-ab-1ov-38-d2w-2-9005-cr | Wittenberg 4.0 wall light | black matt (RAL 9005) and chrome, 176 x 76 x 100 mm, 1x LED dim2warm 12 W ¦ 1800 - 3000 K ¦ Ra > 95 ¦ flood 38°, 1-10 V via rotary potentiometer |  | 762.605
MW000919 | wi4-ab-1ov-38-d2w-2-9005-me | Wittenberg 4.0 wall light | black matt (RAL 9005) and brass, 176 x 76 x 100 mm, 1x LED dim2warm 12 W ¦ 1800 - 3000 K ¦ Ra > 95 ¦ flood 38°, 1-10 V via rotary potentiometer |  | 762.605
MW000898 | wi4-ab-1ov-38-d2w-2-9016 | Wittenberg 4.0 wall light | white matt (RAL 9016), 176 x 76 x 100 mm, 1x LED dim2warm 12 W ¦ 1800 - 3000 K ¦ Ra > 95 ¦ flood 38°, 1-10 V via rotary potentiometer |  | 726.3655
MW000910 | wi4-ab-1ov-38-d2w-2-9016-cr | Wittenberg 4.0 wall light | white matt (RAL 9016) and chrome, 176 x 76 x 100 mm, 1x LED dim2warm 12 W ¦ 1800 - 3000 K ¦ Ra > 95 ¦ flood 38°, 1-10 V via rotary potentiometer |  | 762.605
MW000916 | wi4-ab-1ov-38-d2w-2-9016-me | Wittenberg 4.0 wall light | white matt (RAL 9016) and brass, 176 x 76 x 100 mm, 1x LED dim2warm 12 W ¦ 1800 - 3000 K ¦ Ra > 95 ¦ flood 38°, 1-10 V via rotary potentiometer |  | 762.605
MW000757 | wi4-ab-1ov-38-d2w-4-9005 | Wittenberg 4.0 surface-mounted spotlight | black matt (RAL 9005), 176 x 76 x 97 mm (oval), 1x LED dim2warm 12 W ¦ 1800 - 3000 K ¦ Ra > 95 ¦ flood 38°, DALI |  | 801.9958
MW000736 | wi4-ab-1ov-38-d2w-4-9016 | Wittenberg 4.0 surface-mounted spotlight | white matt (RAL 9016), 176 x 76 x 97 mm (oval), 1x LED dim2warm 12 W ¦ 1800 - 3000 K ¦ Ra > 95 ¦ flood 38°, DALI |  | 801.9958
MW000874 | wi4-ab-1ov-38-d2w-9-9005 | Wittenberg 4.0 surface-mounted spotlight | black matt (RAL 9005), 176 x 76 x 97 mm (oval), 1x LED dim2warm 12 W ¦ 1800 - 3000 K ¦ Ra > 95 ¦ flood 38°, Bluetooth Casambi |  | 880.7773
MW000853 | wi4-ab-1ov-38-d2w-9-9016 | Wittenberg 4.0 surface-mounted spotlight | white matt (RAL 9016), 176 x 76 x 97 mm (oval), 1x LED dim2warm 12 W ¦ 1800 - 3000 K ¦ Ra > 95 ¦ flood 38°, Bluetooth Casambi |  | 880.7773
MW000746 | wi4-ab-1ov-HC-12-2700-4-9005 | Wittenberg 4.0 surface-mounted spotlight | black matt (RAL 9005), 176 x 76 x 97 mm (oval), 1x LED 12,7 W ¦ 2700 K ¦ Ra > 95 ¦ spot 12°, DALI |  | 713.7563
MW000725 | wi4-ab-1ov-HC-12-2700-4-9016 | Wittenberg 4.0 surface-mounted spotlight | white matt (RAL 9016), 176 x 76 x 97 mm (oval), 1x LED 12,7 W ¦ 2700 K ¦ Ra > 95 ¦ spot 12°, DALI |  | 713.7563
MW000806 | wi4-ab-1ov-HC-12-2700-7-9005 | Wittenberg 4.0 surface-mounted spotlight | black matt (RAL 9005), 176 x 76 x 97 mm (oval), 1x LED 12,7 W ¦ 2700 K ¦ Ra > 95 ¦ spot 12°, Leading edge/trailing edge |  | 634.9875
MW000788 | wi4-ab-1ov-HC-12-2700-7-9016 | Wittenberg 4.0 surface-mounted spotlight | white matt (RAL 9016), 176 x 76 x 97 mm (oval), 1x LED 12,7 W ¦ 2700 K ¦ Ra > 95 ¦ spot 12°, Leading edge/trailing edge |  | 634.9875
MW000863 | wi4-ab-1ov-HC-12-2700-9-9005 | Wittenberg 4.0 surface-mounted spotlight | black matt (RAL 9005), 176 x 76 x 97 mm (oval), 1x LED 12,7 W ¦ 2700 K ¦ Ra > 95 ¦ spot 12°, Bluetooth Casambi |  | 792.5438
MW000842 | wi4-ab-1ov-HC-12-2700-9-9016 | Wittenberg 4.0 surface-mounted spotlight | white matt (RAL 9016), 176 x 76 x 97 mm (oval), 1x LED 12,7 W ¦ 2700 K ¦ Ra > 95 ¦ spot 12°, Bluetooth Casambi |  | 792.5438
MW000749 | wi4-ab-1ov-HC-12-3000-4-9005 | Wittenberg 4.0 surface-mounted spotlight | black matt (RAL 9005), 176 x 76 x 97 mm (oval), 1x LED 12,7 W ¦ 3000 K ¦ Ra > 95 ¦ spot 12°, DALI |  | 713.7563
MW000728 | wi4-ab-1ov-HC-12-3000-4-9016 | Wittenberg 4.0 surface-mounted spotlight | white matt (RAL 9016), 176 x 76 x 97 mm (oval), 1x LED 12,7 W ¦ 3000 K ¦ Ra > 95 ¦ spot 12°, DALI |  | 713.7563
MW000809 | wi4-ab-1ov-HC-12-3000-7-9005 | Wittenberg 4.0 surface-mounted spotlight | black matt (RAL 9005), 176 x 76 x 97 mm (oval), 1x LED 12,7 W ¦ 3000 K ¦ Ra > 95 ¦ spot 12°, Leading edge/trailing edge |  | 634.9875
MW000791 | wi4-ab-1ov-HC-12-3000-7-9016 | Wittenberg 4.0 surface-mounted spotlight | white matt (RAL 9016), 176 x 76 x 97 mm (oval), 1x LED 12,7 W ¦ 3000 K ¦ Ra > 95 ¦ spot 12°, Leading edge/trailing edge |  | 634.9875
MW000866 | wi4-ab-1ov-HC-12-3000-9-9005 | Wittenberg 4.0 surface-mounted spotlight | black matt (RAL 9005), 176 x 76 x 97 mm (oval), 1x LED 12,7 W ¦ 3000 K ¦ Ra > 95 ¦ spot 12°, Bluetooth Casambi |  | 792.5438
MW000845 | wi4-ab-1ov-HC-12-3000-9-9016 | Wittenberg 4.0 surface-mounted spotlight | white matt (RAL 9016), 176 x 76 x 97 mm (oval), 1x LED 12,7 W ¦ 3000 K ¦ Ra > 95 ¦ spot 12°, Bluetooth Casambi |  | 792.5438
MW000752 | wi4-ab-1ov-HC-12-4000-4-9005 | Wittenberg 4.0 surface-mounted spotlight | black matt (RAL 9005), 176 x 76 x 97 mm (oval), 1x LED 12,7 W ¦ 4000 K ¦ Ra > 95 ¦ spot 12°, DALI |  | 713.7563
MW000731 | wi4-ab-1ov-HC-12-4000-4-9016 | Wittenberg 4.0 surface-mounted spotlight | white matt (RAL 9016), 176 x 76 x 97 mm (oval), 1x LED 12,7 W ¦ 4000 K ¦ Ra > 95 ¦ spot 12°, DALI |  | 713.7563
MW000812 | wi4-ab-1ov-HC-12-4000-7-9005 | Wittenberg 4.0 surface-mounted spotlight | black matt (RAL 9005), 176 x 76 x 97 mm (oval), 1x LED 12,7 W ¦ 4000 K ¦ Ra > 95 ¦ spot 12°, Leading edge/trailing edge |  | 634.9875
MW000794 | wi4-ab-1ov-HC-12-4000-7-9016 | Wittenberg 4.0 surface-mounted spotlight | white matt (RAL 9016), 176 x 76 x 97 mm (oval), 1x LED 12,7 W ¦ 4000 K ¦ Ra > 95 ¦ spot 12°, Leading edge/trailing edge |  | 634.9875
MW000869 | wi4-ab-1ov-HC-12-4000-9-9005 | Wittenberg 4.0 surface-mounted spotlight | black matt (RAL 9005), 176 x 76 x 97 mm (oval), 1x LED 12,7 W ¦ 4000 K ¦ Ra > 95 ¦ spot 12°, Bluetooth Casambi |  | 792.5438
MW000848 | wi4-ab-1ov-HC-12-4000-9-9016 | Wittenberg 4.0 surface-mounted spotlight | white matt (RAL 9016), 176 x 76 x 97 mm (oval), 1x LED 12,7 W ¦ 4000 K ¦ Ra > 95 ¦ spot 12°, Bluetooth Casambi |  | 792.5438
MW000747 | wi4-ab-1ov-HC-24-2700-4-9005 | Wittenberg 4.0 surface-mounted spotlight | black matt (RAL 9005), 176 x 76 x 97 mm (oval), 1x LED 12,7 W ¦ 2700 K ¦ Ra > 95 ¦ medium 24°, DALI |  | 713.7563
MW000726 | wi4-ab-1ov-HC-24-2700-4-9016 | Wittenberg 4.0 surface-mounted spotlight | white matt (RAL 9016), 176 x 76 x 97 mm (oval), 1x LED 12,7 W ¦ 2700 K ¦ Ra > 95 ¦ medium 24°, DALI |  | 713.7563
MW000807 | wi4-ab-1ov-HC-24-2700-7-9005 | Wittenberg 4.0 surface-mounted spotlight | black matt (RAL 9005), 176 x 76 x 97 mm (oval), 1x LED 12,7 W ¦ 2700 K ¦ Ra > 95 ¦ medium 24°, Leading edge/trailing edge |  | 634.9875
MW000789 | wi4-ab-1ov-HC-24-2700-7-9016 | Wittenberg 4.0 surface-mounted spotlight | white matt (RAL 9016), 176 x 76 x 97 mm (oval), 1x LED 12,7 W ¦ 2700 K ¦ Ra > 95 ¦ medium 24°, Leading edge/trailing edge |  | 634.9875
MW000864 | wi4-ab-1ov-HC-24-2700-9-9005 | Wittenberg 4.0 surface-mounted spotlight | black matt (RAL 9005), 176 x 76 x 97 mm (oval), 1x LED 12,7 W ¦ 2700 K ¦ Ra > 95 ¦ medium 24°, Bluetooth Casambi |  | 792.5438
MW000843 | wi4-ab-1ov-HC-24-2700-9-9016 | Wittenberg 4.0 surface-mounted spotlight | white matt (RAL 9016), 176 x 76 x 97 mm (oval), 1x LED 12,7 W ¦ 2700 K ¦ Ra > 95 ¦ medium 24°, Bluetooth Casambi |  | 792.5438
MW000750 | wi4-ab-1ov-HC-24-3000-4-9005 | Wittenberg 4.0 surface-mounted spotlight | black matt (RAL 9005), 176 x 76 x 97 mm (oval), 1x LED 12,7 W ¦ 3000 K ¦ Ra > 95 ¦ medium 24°, DALI |  | 713.7563
MW000729 | wi4-ab-1ov-HC-24-3000-4-9016 | Wittenberg 4.0 surface-mounted spotlight | white matt (RAL 9016), 176 x 76 x 97 mm (oval), 1x LED 12,7 W ¦ 3000 K ¦ Ra > 95 ¦ medium 24°, DALI |  | 713.7563
MW000810 | wi4-ab-1ov-HC-24-3000-7-9005 | Wittenberg 4.0 surface-mounted spotlight | black matt (RAL 9005), 176 x 76 x 97 mm (oval), 1x LED 12,7 W ¦ 3000 K ¦ Ra > 95 ¦ medium 24°, Leading edge/trailing edge |  | 634.9875
MW000792 | wi4-ab-1ov-HC-24-3000-7-9016 | Wittenberg 4.0 surface-mounted spotlight | white matt (RAL 9016), 176 x 76 x 97 mm (oval), 1x LED 12,7 W ¦ 3000 K ¦ Ra > 95 ¦ medium 24°, Leading edge/trailing edge |  | 634.9875
MW000867 | wi4-ab-1ov-HC-24-3000-9-9005 | Wittenberg 4.0 surface-mounted spotlight | black matt (RAL 9005), 176 x 76 x 97 mm (oval), 1x LED 12,7 W ¦ 3000 K ¦ Ra > 95 ¦ medium 24°, Bluetooth Casambi |  | 792.5438
MW000846 | wi4-ab-1ov-HC-24-3000-9-9016 | Wittenberg 4.0 surface-mounted spotlight | white matt (RAL 9016), 176 x 76 x 97 mm (oval), 1x LED 12,7 W ¦ 3000 K ¦ Ra > 95 ¦ medium 24°, Bluetooth Casambi |  | 792.5438
MW000753 | wi4-ab-1ov-HC-24-4000-4-9005 | Wittenberg 4.0 surface-mounted spotlight | black matt (RAL 9005), 176 x 76 x 97 mm (oval), 1x LED 12,7 W ¦ 4000 K ¦ Ra > 95 ¦ medium 24°, DALI |  | 713.7563
MW000732 | wi4-ab-1ov-HC-24-4000-4-9016 | Wittenberg 4.0 surface-mounted spotlight | white matt (RAL 9016), 176 x 76 x 97 mm (oval), 1x LED 12,7 W ¦ 4000 K ¦ Ra > 95 ¦ medium 24°, DALI |  | 713.7563
MW000813 | wi4-ab-1ov-HC-24-4000-7-9005 | Wittenberg 4.0 surface-mounted spotlight | black matt (RAL 9005), 176 x 76 x 97 mm (oval), 1x LED 12,7 W ¦ 4000 K ¦ Ra > 95 ¦ medium 24°, Leading edge/trailing edge |  | 634.9875
MW000795 | wi4-ab-1ov-HC-24-4000-7-9016 | Wittenberg 4.0 surface-mounted spotlight | white matt (RAL 9016), 176 x 76 x 97 mm (oval), 1x LED 12,7 W ¦ 4000 K ¦ Ra > 95 ¦ medium 24°, Leading edge/trailing edge |  | 634.9875
MW000870 | wi4-ab-1ov-HC-24-4000-9-9005 | Wittenberg 4.0 surface-mounted spotlight | black matt (RAL 9005), 176 x 76 x 97 mm (oval), 1x LED 12,7 W ¦ 4000 K ¦ Ra > 95 ¦ medium 24°, Bluetooth Casambi |  | 792.5438
MW000849 | wi4-ab-1ov-HC-24-4000-9-9016 | Wittenberg 4.0 surface-mounted spotlight | white matt (RAL 9016), 176 x 76 x 97 mm (oval), 1x LED 12,7 W ¦ 4000 K ¦ Ra > 95 ¦ medium 24°, Bluetooth Casambi |  | 792.5438
MW000748 | wi4-ab-1ov-HC-38-2700-4-9005 | Wittenberg 4.0 surface-mounted spotlight | black matt (RAL 9005), 176 x 76 x 97 mm (oval), 1x LED 12,7 W ¦ 2700 K ¦ Ra > 95 ¦ flood 38°, DALI |  | 713.7563
MW000727 | wi4-ab-1ov-HC-38-2700-4-9016 | Wittenberg 4.0 surface-mounted spotlight | white matt (RAL 9016), 176 x 76 x 97 mm (oval), 1x LED 12,7 W ¦ 2700 K ¦ Ra > 95 ¦ flood 38°, DALI |  | 713.7563
MW000808 | wi4-ab-1ov-HC-38-2700-7-9005 | Wittenberg 4.0 surface-mounted spotlight | black matt (RAL 9005), 176 x 76 x 97 mm (oval), 1x LED 12,7 W ¦ 2700 K ¦ Ra > 95 ¦ flood 38°, Leading edge/trailing edge |  | 634.9875
MW000790 | wi4-ab-1ov-HC-38-2700-7-9016 | Wittenberg 4.0 surface-mounted spotlight | white matt (RAL 9016), 176 x 76 x 97 mm (oval), 1x LED 12,7 W ¦ 2700 K ¦ Ra > 95 ¦ flood 38°, Leading edge/trailing edge |  | 634.9875
MW000865 | wi4-ab-1ov-HC-38-2700-9-9005 | Wittenberg 4.0 surface-mounted spotlight | black matt (RAL 9005), 176 x 76 x 97 mm (oval), 1x LED 12,7 W ¦ 2700 K ¦ Ra > 95 ¦ flood 38°, Bluetooth Casambi |  | 792.5438
MW000844 | wi4-ab-1ov-HC-38-2700-9-9016 | Wittenberg 4.0 surface-mounted spotlight | white matt (RAL 9016), 176 x 76 x 97 mm (oval), 1x LED 12,7 W ¦ 2700 K ¦ Ra > 95 ¦ flood 38°, Bluetooth Casambi |  | 792.5438
MW000751 | wi4-ab-1ov-HC-38-3000-4-9005 | Wittenberg 4.0 surface-mounted spotlight | black matt (RAL 9005), 176 x 76 x 97 mm (oval), 1x LED 12,7 W ¦ 3000 K ¦ Ra > 95 ¦ flood 38°, DALI |  | 713.7563
MW000730 | wi4-ab-1ov-HC-38-3000-4-9016 | Wittenberg 4.0 surface-mounted spotlight | white matt (RAL 9016), 176 x 76 x 97 mm (oval), 1x LED 12,7 W ¦ 3000 K ¦ Ra > 95 ¦ flood 38°, DALI |  | 713.7563
MW000811 | wi4-ab-1ov-HC-38-3000-7-9005 | Wittenberg 4.0 surface-mounted spotlight | black matt (RAL 9005), 176 x 76 x 97 mm (oval), 1x LED 12,7 W ¦ 3000 K ¦ Ra > 95 ¦ flood 38°, Leading edge/trailing edge |  | 634.9875
MW000793 | wi4-ab-1ov-HC-38-3000-7-9016 | Wittenberg 4.0 surface-mounted spotlight | white matt (RAL 9016), 176 x 76 x 97 mm (oval), 1x LED 12,7 W ¦ 3000 K ¦ Ra > 95 ¦ flood 38°, Leading edge/trailing edge |  | 634.9875
MW000868 | wi4-ab-1ov-HC-38-3000-9-9005 | Wittenberg 4.0 surface-mounted spotlight | black matt (RAL 9005), 176 x 76 x 97 mm (oval), 1x LED 12,7 W ¦ 3000 K ¦ Ra > 95 ¦ flood 38°, Bluetooth Casambi |  | 792.5438
MW000847 | wi4-ab-1ov-HC-38-3000-9-9016 | Wittenberg 4.0 surface-mounted spotlight | white matt (RAL 9016), 176 x 76 x 97 mm (oval), 1x LED 12,7 W ¦ 3000 K ¦ Ra > 95 ¦ flood 38°, Bluetooth Casambi |  | 792.5438
MW000754 | wi4-ab-1ov-HC-38-4000-4-9005 | Wittenberg 4.0 surface-mounted spotlight | black matt (RAL 9005), 176 x 76 x 97 mm (oval), 1x LED 12,7 W ¦ 4000 K ¦ Ra > 95 ¦ flood 38°, DALI |  | 713.7563
MW000733 | wi4-ab-1ov-HC-38-4000-4-9016 | Wittenberg 4.0 surface-mounted spotlight | white matt (RAL 9016), 176 x 76 x 97 mm (oval), 1x LED 12,7 W ¦ 4000 K ¦ Ra > 95 ¦ flood 38°, DALI |  | 713.7563
MW000814 | wi4-ab-1ov-HC-38-4000-7-9005 | Wittenberg 4.0 surface-mounted spotlight | black matt (RAL 9005), 176 x 76 x 97 mm (oval), 1x LED 12,7 W ¦ 4000 K ¦ Ra > 95 ¦ flood 38°, Leading edge/trailing edge |  | 634.9875
MW000796 | wi4-ab-1ov-HC-38-4000-7-9016 | Wittenberg 4.0 surface-mounted spotlight | white matt (RAL 9016), 176 x 76 x 97 mm (oval), 1x LED 12,7 W ¦ 4000 K ¦ Ra > 95 ¦ flood 38°, Leading edge/trailing edge |  | 634.9875
MW000871 | wi4-ab-1ov-HC-38-4000-9-9005 | Wittenberg 4.0 surface-mounted spotlight | black matt (RAL 9005), 176 x 76 x 97 mm (oval), 1x LED 12,7 W ¦ 4000 K ¦ Ra > 95 ¦ flood 38°, Bluetooth Casambi |  | 792.5438
MW000850 | wi4-ab-1ov-HC-38-4000-9-9016 | Wittenberg 4.0 surface-mounted spotlight | white matt (RAL 9016), 176 x 76 x 97 mm (oval), 1x LED 12,7 W ¦ 4000 K ¦ Ra > 95 ¦ flood 38°, Bluetooth Casambi |  | 792.5438
MW000959 | wi4-ab-1r-12-d2w-4-9005 | Wittenberg 4.0 surface-mounted spotlight | black matt (RAL 9005), Ø 76 x 196 mm, 1x LED dim2warm 12 W ¦ 1800 - 3000 K ¦ Ra > 95 ¦ spot 12°, DALI |  | 620.7983
MW000938 | wi4-ab-1r-12-d2w-4-9016 | Wittenberg 4.0 surface-mounted spotlight | white matt (RAL 9016), Ø 76 x 196 mm, 1x LED dim2warm 12 W ¦ 1800 - 3000 K ¦ Ra > 95 ¦ spot 12°, DALI |  | 620.7983
MW001115 | wi4-ab-1r-12-d2w-9-9005 | Wittenberg 4.0 surface-mounted spotlight | black matt (RAL 9005), Ø 76 x 196 mm, 1x LED dim2warm 12 W ¦ 1800 - 3000 K ¦ Ra > 95 ¦ spot 12°, Bluetooth Casambi |  | 699.5798
MW001094 | wi4-ab-1r-12-d2w-9-9016 | Wittenberg 4.0 surface-mounted spotlight | white matt (RAL 9016), Ø 76 x 196 mm, 1x LED dim2warm 12 W ¦ 1800 - 3000 K ¦ Ra > 95 ¦ spot 12°, Bluetooth Casambi |  | 699.5798
MW000960 | wi4-ab-1r-24-d2w-4-9005 | Wittenberg 4.0 surface-mounted spotlight | black matt (RAL 9005), Ø 76 x 196 mm, 1x LED dim2warm 12 W ¦ 1800 - 3000 K ¦ Ra > 95 ¦ medium 24°, DALI |  | 620.7983
MW000939 | wi4-ab-1r-24-d2w-4-9016 | Wittenberg 4.0 surface-mounted spotlight | white matt (RAL 9016), Ø 76 x 196 mm, 1x LED dim2warm 12 W ¦ 1800 - 3000 K ¦ Ra > 95 ¦ medium 24°, DALI |  | 620.7983
MW001116 | wi4-ab-1r-24-d2w-9-9005 | Wittenberg 4.0 surface-mounted spotlight | black matt (RAL 9005), Ø 76 x 196 mm, 1x LED dim2warm 12 W ¦ 1800 - 3000 K ¦ Ra > 95 ¦ medium 24°, Bluetooth Casambi |  | 699.5798
MW001095 | wi4-ab-1r-24-d2w-9-9016 | Wittenberg 4.0 surface-mounted spotlight | white matt (RAL 9016), Ø 76 x 196 mm, 1x LED dim2warm 12 W ¦ 1800 - 3000 K ¦ Ra > 95 ¦ medium 24°, Bluetooth Casambi |  | 699.5798
MW000961 | wi4-ab-1r-38-d2w-4-9005 | Wittenberg 4.0 surface-mounted spotlight | black matt (RAL 9005), Ø 76 x 196 mm, 1x LED dim2warm 12 W ¦ 1800 - 3000 K ¦ Ra > 95 ¦ flood 38°, DALI |  | 620.7983
MW000940 | wi4-ab-1r-38-d2w-4-9016 | Wittenberg 4.0 surface-mounted spotlight | white matt (RAL 9016), Ø 76 x 196 mm, 1x LED dim2warm 12 W ¦ 1800 - 3000 K ¦ Ra > 95 ¦ flood 38°, DALI |  | 620.7983
MW001117 | wi4-ab-1r-38-d2w-9-9005 | Wittenberg 4.0 surface-mounted spotlight | black matt (RAL 9005), Ø 76 x 196 mm, 1x LED dim2warm 12 W ¦ 1800 - 3000 K ¦ Ra > 95 ¦ flood 38°, Bluetooth Casambi |  | 699.5798
MW001096 | wi4-ab-1r-38-d2w-9-9016 | Wittenberg 4.0 surface-mounted spotlight | white matt (RAL 9016), Ø 76 x 196 mm, 1x LED dim2warm 12 W ¦ 1800 - 3000 K ¦ Ra > 95 ¦ flood 38°, Bluetooth Casambi |  | 699.5798
MW001190 | wi4-ab-1r-dl-HC-12-2700-4-9005 | Wittenberg 4.0 surface-mounted spotlight | black matt (RAL 9005), Ø 76 x 147 mm, 1x LED 12,7 W ¦ 2700 K ¦ Ra > 95 ¦ spot 12°, DALI |  | 404.9438
MW001169 | wi4-ab-1r-dl-HC-12-2700-4-9016 | Wittenberg 4.0 surface-mounted spotlight | white matt (RAL 9016), Ø 76 x 147 mm, 1x LED 12,7 W ¦ 2700 K ¦ Ra > 95 ¦ spot 12°, DALI |  | 404.9438
MW001271 | wi4-ab-1r-dl-HC-12-2700-7-9005 | Wittenberg 4.0 surface-mounted spotlight | black matt (RAL 9005), Ø 76 x 115 mm, 1x LED 12,7 W ¦ 2700 K ¦ Ra > 95 ¦ spot 12°, Leading edge/trailing edge |  | 326.1562
MW001253 | wi4-ab-1r-dl-HC-12-2700-7-9016 | Wittenberg 4.0 surface-mounted spotlight | white matt (RAL 9016), Ø 76 x 115 mm, 1x LED 12,7 W ¦ 2700 K ¦ Ra > 95 ¦ spot 12°, Leading edge/trailing edge |  | 326.1562
MW001193 | wi4-ab-1r-dl-HC-12-3000-4-9005 | Wittenberg 4.0 surface-mounted spotlight | black matt (RAL 9005), Ø 76 x 147 mm, 1x LED 12,7 W ¦ 3000 K ¦ Ra > 95 ¦ spot 12°, DALI |  | 404.9438
MW001172 | wi4-ab-1r-dl-HC-12-3000-4-9016 | Wittenberg 4.0 surface-mounted spotlight | white matt (RAL 9016), Ø 76 x 147 mm, 1x LED 12,7 W ¦ 3000 K ¦ Ra > 95 ¦ spot 12°, DALI |  | 404.9438
MW001274 | wi4-ab-1r-dl-HC-12-3000-7-9005 | Wittenberg 4.0 surface-mounted spotlight | black matt (RAL 9005), Ø 76 x 115 mm, 1x LED 12,7 W ¦ 3000 K ¦ Ra > 95 ¦ spot 12°, Leading edge/trailing edge |  | 326.1562
MW001256 | wi4-ab-1r-dl-HC-12-3000-7-9016 | Wittenberg 4.0 surface-mounted spotlight | white matt (RAL 9016), Ø 76 x 115 mm, 1x LED 12,7 W ¦ 3000 K ¦ Ra > 95 ¦ spot 12°, Leading edge/trailing edge |  | 326.1562
MW001196 | wi4-ab-1r-dl-HC-12-4000-4-9005 | Wittenberg 4.0 surface-mounted spotlight | black matt (RAL 9005), Ø 76 x 147 mm, 1x LED 12,7 W ¦ 4000 K ¦ Ra > 95 ¦ spot 12°, DALI |  | 404.9438
MW001175 | wi4-ab-1r-dl-HC-12-4000-4-9016 | Wittenberg 4.0 surface-mounted spotlight | white matt (RAL 9016), Ø 76 x 147 mm, 1x LED 12,7 W ¦ 4000 K ¦ Ra > 95 ¦ spot 12°, DALI |  | 404.9438
MW001277 | wi4-ab-1r-dl-HC-12-4000-7-9005 | Wittenberg 4.0 surface-mounted spotlight | black matt (RAL 9005), Ø 76 x 115 mm, 1x LED 12,7 W ¦ 4000 K ¦ Ra > 95 ¦ spot 12°, Leading edge/trailing edge |  | 326.1562
MW001259 | wi4-ab-1r-dl-HC-12-4000-7-9016 | Wittenberg 4.0 surface-mounted spotlight | white matt (RAL 9016), Ø 76 x 115 mm, 1x LED 12,7 W ¦ 4000 K ¦ Ra > 95 ¦ spot 12°, Leading edge/trailing edge |  | 326.1562
MW001191 | wi4-ab-1r-dl-HC-24-2700-4-9005 | Wittenberg 4.0 surface-mounted spotlight | black matt (RAL 9005), Ø 76 x 147 mm, 1x LED 12,7 W ¦ 2700 K ¦ Ra > 95 ¦ medium 24°, DALI |  | 404.9438
MW001170 | wi4-ab-1r-dl-HC-24-2700-4-9016 | Wittenberg 4.0 surface-mounted spotlight | white matt (RAL 9016), Ø 76 x 147 mm, 1x LED 12,7 W ¦ 2700 K ¦ Ra > 95 ¦ medium 24°, DALI |  | 404.9438
MW001272 | wi4-ab-1r-dl-HC-24-2700-7-9005 | Wittenberg 4.0 surface-mounted spotlight | black matt (RAL 9005), Ø 76 x 115 mm, 1x LED 12,7 W ¦ 2700 K ¦ Ra > 95 ¦ medium 24°, Leading edge/trailing edge |  | 326.1562
MW001254 | wi4-ab-1r-dl-HC-24-2700-7-9016 | Wittenberg 4.0 surface-mounted spotlight | white matt (RAL 9016), Ø 76 x 115 mm, 1x LED 12,7 W ¦ 2700 K ¦ Ra > 95 ¦ medium 24°, Leading edge/trailing edge |  | 326.1562
MW001194 | wi4-ab-1r-dl-HC-24-3000-4-9005 | Wittenberg 4.0 surface-mounted spotlight | black matt (RAL 9005), Ø 76 x 147 mm, 1x LED 12,7 W ¦ 3000 K ¦ Ra > 95 ¦ medium 24°, DALI |  | 404.9438
MW001173 | wi4-ab-1r-dl-HC-24-3000-4-9016 | Wittenberg 4.0 surface-mounted spotlight | white matt (RAL 9016), Ø 76 x 147 mm, 1x LED 12,7 W ¦ 3000 K ¦ Ra > 95 ¦ medium 24°, DALI |  | 404.9438
MW001275 | wi4-ab-1r-dl-HC-24-3000-7-9005 | Wittenberg 4.0 surface-mounted spotlight | black matt (RAL 9005), Ø 76 x 115 mm, 1x LED 12,7 W ¦ 3000 K ¦ Ra > 95 ¦ medium 24°, Leading edge/trailing edge |  | 326.1562
MW001257 | wi4-ab-1r-dl-HC-24-3000-7-9016 | Wittenberg 4.0 surface-mounted spotlight | white matt (RAL 9016), Ø 76 x 115 mm, 1x LED 12,7 W ¦ 3000 K ¦ Ra > 95 ¦ medium 24°, Leading edge/trailing edge |  | 326.1562
MW001197 | wi4-ab-1r-dl-HC-24-4000-4-9005 | Wittenberg 4.0 surface-mounted spotlight | black matt (RAL 9005), Ø 76 x 147 mm, 1x LED 12,7 W ¦ 4000 K ¦ Ra > 95 ¦ medium 24°, DALI |  | 404.9438
MW001176 | wi4-ab-1r-dl-HC-24-4000-4-9016 | Wittenberg 4.0 surface-mounted spotlight | white matt (RAL 9016), Ø 76 x 147 mm, 1x LED 12,7 W ¦ 4000 K ¦ Ra > 95 ¦ medium 24°, DALI |  | 404.9438
MW001278 | wi4-ab-1r-dl-HC-24-4000-7-9005 | Wittenberg 4.0 surface-mounted spotlight | black matt (RAL 9005), Ø 76 x 115 mm, 1x LED 12,7 W ¦ 4000 K ¦ Ra > 95 ¦ medium 24°, Leading edge/trailing edge |  | 326.1562
MW001260 | wi4-ab-1r-dl-HC-24-4000-7-9016 | Wittenberg 4.0 surface-mounted spotlight | white matt (RAL 9016), Ø 76 x 115 mm, 1x LED 12,7 W ¦ 4000 K ¦ Ra > 95 ¦ medium 24°, Leading edge/trailing edge |  | 326.1562
MW001192 | wi4-ab-1r-dl-HC-38-2700-4-9005 | Wittenberg 4.0 surface-mounted spotlight | black matt (RAL 9005), Ø 76 x 147 mm, 1x LED 12,7 W ¦ 2700 K ¦ Ra > 95 ¦ flood 38°, DALI |  | 404.9438
MW001171 | wi4-ab-1r-dl-HC-38-2700-4-9016 | Wittenberg 4.0 surface-mounted spotlight | white matt (RAL 9016), Ø 76 x 147 mm, 1x LED 12,7 W ¦ 2700 K ¦ Ra > 95 ¦ flood 38°, DALI |  | 404.9438
MW001273 | wi4-ab-1r-dl-HC-38-2700-7-9005 | Wittenberg 4.0 surface-mounted spotlight | black matt (RAL 9005), Ø 76 x 115 mm, 1x LED 12,7 W ¦ 2700 K ¦ Ra > 95 ¦ flood 38°, Leading edge/trailing edge |  | 326.1562
MW001255 | wi4-ab-1r-dl-HC-38-2700-7-9016 | Wittenberg 4.0 surface-mounted spotlight | white matt (RAL 9016), Ø 76 x 115 mm, 1x LED 12,7 W ¦ 2700 K ¦ Ra > 95 ¦ flood 38°, Leading edge/trailing edge |  | 326.1562
MW001195 | wi4-ab-1r-dl-HC-38-3000-4-9005 | Wittenberg 4.0 surface-mounted spotlight | black matt (RAL 9005), Ø 76 x 147 mm, 1x LED 12,7 W ¦ 3000 K ¦ Ra > 95 ¦ flood 38°, DALI |  | 404.9438
MW001174 | wi4-ab-1r-dl-HC-38-3000-4-9016 | Wittenberg 4.0 surface-mounted spotlight | white matt (RAL 9016), Ø 76 x 147 mm, 1x LED 12,7 W ¦ 3000 K ¦ Ra > 95 ¦ flood 38°, DALI |  | 404.9438
MW001276 | wi4-ab-1r-dl-HC-38-3000-7-9005 | Wittenberg 4.0 surface-mounted spotlight | black matt (RAL 9005), Ø 76 x 115 mm, 1x LED 12,7 W ¦ 3000 K ¦ Ra > 95 ¦ flood 38°, Leading edge/trailing edge |  | 326.1562
MW001258 | wi4-ab-1r-dl-HC-38-3000-7-9016 | Wittenberg 4.0 surface-mounted spotlight | white matt (RAL 9016), Ø 76 x 115 mm, 1x LED 12,7 W ¦ 3000 K ¦ Ra > 95 ¦ flood 38°, Leading edge/trailing edge |  | 326.1562
MW001198 | wi4-ab-1r-dl-HC-38-4000-4-9005 | Wittenberg 4.0 surface-mounted spotlight | black matt (RAL 9005), Ø 76 x 147 mm, 1x LED 12,7 W ¦ 4000 K ¦ Ra > 95 ¦ flood 38°, DALI |  | 404.9438
MW001177 | wi4-ab-1r-dl-HC-38-4000-4-9016 | Wittenberg 4.0 surface-mounted spotlight | white matt (RAL 9016), Ø 76 x 147 mm, 1x LED 12,7 W ¦ 4000 K ¦ Ra > 95 ¦ flood 38°, DALI |  | 404.9438
MW001279 | wi4-ab-1r-dl-HC-38-4000-7-9005 | Wittenberg 4.0 surface-mounted spotlight | black matt (RAL 9005), Ø 76 x 115 mm, 1x LED 12,7 W ¦ 4000 K ¦ Ra > 95 ¦ flood 38°, Leading edge/trailing edge |  | 326.1562
MW001261 | wi4-ab-1r-dl-HC-38-4000-7-9016 | Wittenberg 4.0 surface-mounted spotlight | white matt (RAL 9016), Ø 76 x 115 mm, 1x LED 12,7 W ¦ 4000 K ¦ Ra > 95 ¦ flood 38°, Leading edge/trailing edge |  | 326.1562
MW019314 | wi4-ab-1r-dl-IP54-HC-12-2700-7-9005 | Wittenberg 4.0 surface-mounted spotlight IP54 | black matt (RAL 9005), Ø 90 x 110 mm, 1x LED 12,7 W ¦ 2700 K ¦ Ra > 95 ¦ spot 12°, Leading edge/trailing edge |  | 362.4
MW019297 | wi4-ab-1r-dl-IP54-HC-12-2700-7-9016 | Wittenberg 4.0 surface-mounted spotlight IP54 | white matt (RAL 9016), Ø 90 x 110 mm, 1x LED 12,7 W ¦ 2700 K ¦ Ra > 95 ¦ spot 12°, Leading edge/trailing edge |  | 362.4
MW019319 | wi4-ab-1r-dl-IP54-HC-12-3000-7-9005 | Wittenberg 4.0 surface-mounted spotlight IP54 | black matt (RAL 9005), Ø 90 x 110 mm, 1x LED 12,7 W ¦ 3000 K ¦ Ra > 95 ¦ spot 12°, Leading edge/trailing edge |  | 362.4
MW019303 | wi4-ab-1r-dl-IP54-HC-12-3000-7-9016 | Wittenberg 4.0 surface-mounted spotlight IP54 | white matt (RAL 9016), Ø 90 x 110 mm, 1x LED 12,7 W ¦ 3000 K ¦ Ra > 95 ¦ spot 12°, Leading edge/trailing edge |  | 362.4
MW019325 | wi4-ab-1r-dl-IP54-HC-12-4000-7-9005 | Wittenberg 4.0 surface-mounted spotlight IP54 | black matt (RAL 9005), Ø 90 x 110 mm, 1x LED 12,7 W ¦ 4000 K ¦ Ra > 95 ¦ spot 12°, Leading edge/trailing edge |  | 362.4
MW019309 | wi4-ab-1r-dl-IP54-HC-12-4000-7-9016 | Wittenberg 4.0 surface-mounted spotlight IP54 | white matt (RAL 9016), Ø 90 x 110 mm, 1x LED 12,7 W ¦ 4000 K ¦ Ra > 95 ¦ spot 12°, Leading edge/trailing edge |  | 362.4
MW019313 | wi4-ab-1r-dl-IP54-HC-24-2700-7-9005 | Wittenberg 4.0 surface-mounted spotlight IP54 | black matt (RAL 9005), Ø 90 x 110 mm, 1x LED 12,7 W ¦ 2700 K ¦ Ra > 95 ¦ medium 24°, Leading edge/trailing edge |  | 362.4
MW019296 | wi4-ab-1r-dl-IP54-HC-24-2700-7-9016 | Wittenberg 4.0 surface-mounted spotlight IP54 | white matt (RAL 9016), Ø 90 x 110 mm, 1x LED 12,7 W ¦ 2700 K ¦ Ra > 95 ¦ medium 24°, Leading edge/trailing edge |  | 362.4
MW019318 | wi4-ab-1r-dl-IP54-HC-24-3000-7-9005 | Wittenberg 4.0 surface-mounted spotlight IP54 | black matt (RAL 9005), Ø 90 x 110 mm, 1x LED 12,7 W ¦ 3000 K ¦ Ra > 95 ¦ medium 24°, Leading edge/trailing edge |  | 362.4
MW019302 | wi4-ab-1r-dl-IP54-HC-24-3000-7-9016 | Wittenberg 4.0 surface-mounted spotlight IP54 | white matt (RAL 9016), Ø 90 x 110 mm, 1x LED 12,7 W ¦ 3000 K ¦ Ra > 95 ¦ medium 24°, Leading edge/trailing edge |  | 362.4
MW019324 | wi4-ab-1r-dl-IP54-HC-24-4000-7-9005 | Wittenberg 4.0 surface-mounted spotlight IP54 | black matt (RAL 9005), Ø 90 x 110 mm, 1x LED 12,7 W ¦ 4000 K ¦ Ra > 95 ¦ medium 24°, Leading edge/trailing edge |  | 362.4
MW019308 | wi4-ab-1r-dl-IP54-HC-24-4000-7-9016 | Wittenberg 4.0 surface-mounted spotlight IP54 | white matt (RAL 9016), Ø 90 x 110 mm, 1x LED 12,7 W ¦ 4000 K ¦ Ra > 95 ¦ medium 24°, Leading edge/trailing edge |  | 362.4
MW019312 | wi4-ab-1r-dl-IP54-HC-38-2700-7-9005 | Wittenberg 4.0 surface-mounted spotlight IP54 | black matt (RAL 9005), Ø 90 x 110 mm, 1x LED 12,7 W ¦ 2700 K ¦ Ra > 95 ¦ flood 38°, Leading edge/trailing edge |  | 362.4
MW019295 | wi4-ab-1r-dl-IP54-HC-38-2700-7-9016 | Wittenberg 4.0 surface-mounted spotlight IP54 | white matt (RAL 9016), Ø 90 x 110 mm, 1x LED 12,7 W ¦ 2700 K ¦ Ra > 95 ¦ flood 38°, Leading edge/trailing edge |  | 362.4
MW019317 | wi4-ab-1r-dl-IP54-HC-38-3000-7-9005 | Wittenberg 4.0 surface-mounted spotlight IP54 | black matt (RAL 9005), Ø 90 x 110 mm, 1x LED 12,7 W ¦ 3000 K ¦ Ra > 95 ¦ flood 38°, Leading edge/trailing edge |  | 362.4
MW019301 | wi4-ab-1r-dl-IP54-HC-38-3000-7-9016 | Wittenberg 4.0 surface-mounted spotlight IP54 | white matt (RAL 9016), Ø 90 x 110 mm, 1x LED 12,7 W ¦ 3000 K ¦ Ra > 95 ¦ flood 38°, Leading edge/trailing edge |  | 362.4
MW019323 | wi4-ab-1r-dl-IP54-HC-38-4000-7-9005 | Wittenberg 4.0 surface-mounted spotlight IP54 | black matt (RAL 9005), Ø 90 x 110 mm, 1x LED 12,7 W ¦ 4000 K ¦ Ra > 95 ¦ flood 38°, Leading edge/trailing edge |  | 362.4
MW019307 | wi4-ab-1r-dl-IP54-HC-38-4000-7-9016 | Wittenberg 4.0 surface-mounted spotlight IP54 | white matt (RAL 9016), Ø 90 x 110 mm, 1x LED 12,7 W ¦ 4000 K ¦ Ra > 95 ¦ flood 38°, Leading edge/trailing edge |  | 362.4
MW000950 | wi4-ab-1r-HC-12-2700-4-9005 | Wittenberg 4.0 surface-mounted spotlight | black matt (RAL 9005), Ø 76 x 196 mm, 1x LED 12,7 W ¦ 2700 K ¦ Ra > 95 ¦ spot 12°, DALI |  | 532.5676
MW000929 | wi4-ab-1r-HC-12-2700-4-9016 | Wittenberg 4.0 surface-mounted spotlight | white matt (RAL 9016), Ø 76 x 196 mm, 1x LED 12,7 W ¦ 2700 K ¦ Ra > 95 ¦ spot 12°, DALI |  | 532.5676
MW001031 | wi4-ab-1r-HC-12-2700-7-9005 | Wittenberg 4.0 surface-mounted spotlight | black matt (RAL 9005), Ø 76 x 118 mm, 1x LED 12,7 W ¦ 2700 K ¦ Ra > 95 ¦ spot 12°, Leading edge/trailing edge |  | 453.7861
MW001013 | wi4-ab-1r-HC-12-2700-7-9016 | Wittenberg 4.0 surface-mounted spotlight | white matt (RAL 9016), Ø 76 x 118 mm, 1x LED 12,7 W ¦ 2700 K ¦ Ra > 95 ¦ spot 12°, Leading edge/trailing edge |  | 453.7861
MW001106 | wi4-ab-1r-HC-12-2700-9-9005 | Wittenberg 4.0 surface-mounted spotlight | black matt (RAL 9005), Ø 76 x 196 mm, 1x LED 12,7 W ¦ 2700 K ¦ Ra > 95 ¦ spot 12°, Bluetooth Casambi |  | 611.3491
MW001085 | wi4-ab-1r-HC-12-2700-9-9016 | Wittenberg 4.0 surface-mounted spotlight | white matt (RAL 9016), Ø 76 x 196 mm, 1x LED 12,7 W ¦ 2700 K ¦ Ra > 95 ¦ spot 12°, Bluetooth Casambi |  | 611.3491
MW000953 | wi4-ab-1r-HC-12-3000-4-9005 | Wittenberg 4.0 surface-mounted spotlight | black matt (RAL 9005), Ø 76 x 196 mm, 1x LED 12,7 W ¦ 3000 K ¦ Ra > 95 ¦ spot 12°, DALI |  | 532.5676
MW000932 | wi4-ab-1r-HC-12-3000-4-9016 | Wittenberg 4.0 surface-mounted spotlight | white matt (RAL 9016), Ø 76 x 196 mm, 1x LED 12,7 W ¦ 3000 K ¦ Ra > 95 ¦ spot 12°, DALI |  | 532.5676
MW001034 | wi4-ab-1r-HC-12-3000-7-9005 | Wittenberg 4.0 surface-mounted spotlight | black matt (RAL 9005), Ø 76 x 118 mm, 1x LED 12,7 W ¦ 3000 K ¦ Ra > 95 ¦ spot 12°, Leading edge/trailing edge |  | 453.7861
MW001016 | wi4-ab-1r-HC-12-3000-7-9016 | Wittenberg 4.0 surface-mounted spotlight | white matt (RAL 9016), Ø 76 x 118 mm, 1x LED 12,7 W ¦ 3000 K ¦ Ra > 95 ¦ spot 12°, Leading edge/trailing edge |  | 453.7861
MW001109 | wi4-ab-1r-HC-12-3000-9-9005 | Wittenberg 4.0 surface-mounted spotlight | black matt (RAL 9005), Ø 76 x 196 mm, 1x LED 12,7 W ¦ 3000 K ¦ Ra > 95 ¦ spot 12°, Bluetooth Casambi |  | 611.3491
MW001088 | wi4-ab-1r-HC-12-3000-9-9016 | Wittenberg 4.0 surface-mounted spotlight | white matt (RAL 9016), Ø 76 x 196 mm, 1x LED 12,7 W ¦ 3000 K ¦ Ra > 95 ¦ spot 12°, Bluetooth Casambi |  | 611.3491
MW000956 | wi4-ab-1r-HC-12-4000-4-9005 | Wittenberg 4.0 surface-mounted spotlight | black matt (RAL 9005), Ø 76 x 196 mm, 1x LED 12,7 W ¦ 4000 K ¦ Ra > 95 ¦ spot 12°, DALI |  | 532.5676
MW000935 | wi4-ab-1r-HC-12-4000-4-9016 | Wittenberg 4.0 surface-mounted spotlight | white matt (RAL 9016), Ø 76 x 196 mm, 1x LED 12,7 W ¦ 4000 K ¦ Ra > 95 ¦ spot 12°, DALI |  | 532.5676
MW001037 | wi4-ab-1r-HC-12-4000-7-9005 | Wittenberg 4.0 surface-mounted spotlight | black matt (RAL 9005), Ø 76 x 118 mm, 1x LED 12,7 W ¦ 4000 K ¦ Ra > 95 ¦ spot 12°, Leading edge/trailing edge |  | 453.7861
MW001019 | wi4-ab-1r-HC-12-4000-7-9016 | Wittenberg 4.0 surface-mounted spotlight | white matt (RAL 9016), Ø 76 x 118 mm, 1x LED 12,7 W ¦ 4000 K ¦ Ra > 95 ¦ spot 12°, Leading edge/trailing edge |  | 453.7861
MW001112 | wi4-ab-1r-HC-12-4000-9-9005 | Wittenberg 4.0 surface-mounted spotlight | black matt (RAL 9005), Ø 76 x 196 mm, 1x LED 12,7 W ¦ 4000 K ¦ Ra > 95 ¦ spot 12°, Bluetooth Casambi |  | 611.3491
MW001091 | wi4-ab-1r-HC-12-4000-9-9016 | Wittenberg 4.0 surface-mounted spotlight | white matt (RAL 9016), Ø 76 x 196 mm, 1x LED 12,7 W ¦ 4000 K ¦ Ra > 95 ¦ spot 12°, Bluetooth Casambi |  | 611.3491
MW000951 | wi4-ab-1r-HC-24-2700-4-9005 | Wittenberg 4.0 surface-mounted spotlight | black matt (RAL 9005), Ø 76 x 196 mm, 1x LED 12,7 W ¦ 2700 K ¦ Ra > 95 ¦ medium 24°, DALI |  | 532.5676
MW000930 | wi4-ab-1r-HC-24-2700-4-9016 | Wittenberg 4.0 surface-mounted spotlight | white matt (RAL 9016), Ø 76 x 196 mm, 1x LED 12,7 W ¦ 2700 K ¦ Ra > 95 ¦ medium 24°, DALI |  | 532.5676
MW001032 | wi4-ab-1r-HC-24-2700-7-9005 | Wittenberg 4.0 surface-mounted spotlight | black matt (RAL 9005), Ø 76 x 118 mm, 1x LED 12,7 W ¦ 2700 K ¦ Ra > 95 ¦ medium 24°, Leading edge/trailing edge |  | 453.7861
MW001014 | wi4-ab-1r-HC-24-2700-7-9016 | Wittenberg 4.0 surface-mounted spotlight | white matt (RAL 9016), Ø 76 x 118 mm, 1x LED 12,7 W ¦ 2700 K ¦ Ra > 95 ¦ medium 24°, Leading edge/trailing edge |  | 453.7861
MW001107 | wi4-ab-1r-HC-24-2700-9-9005 | Wittenberg 4.0 surface-mounted spotlight | black matt (RAL 9005), Ø 76 x 196 mm, 1x LED 12,7 W ¦ 2700 K ¦ Ra > 95 ¦ medium 24°, Bluetooth Casambi |  | 611.3491
MW001086 | wi4-ab-1r-HC-24-2700-9-9016 | Wittenberg 4.0 surface-mounted spotlight | white matt (RAL 9016), Ø 76 x 196 mm, 1x LED 12,7 W ¦ 2700 K ¦ Ra > 95 ¦ medium 24°, Bluetooth Casambi |  | 611.3491
MW000954 | wi4-ab-1r-HC-24-3000-4-9005 | Wittenberg 4.0 surface-mounted spotlight | black matt (RAL 9005), Ø 76 x 196 mm, 1x LED 12,7 W ¦ 3000 K ¦ Ra > 95 ¦ medium 24°, DALI |  | 532.5676
MW000933 | wi4-ab-1r-HC-24-3000-4-9016 | Wittenberg 4.0 surface-mounted spotlight | white matt (RAL 9016), Ø 76 x 196 mm, 1x LED 12,7 W ¦ 3000 K ¦ Ra > 95 ¦ medium 24°, DALI |  | 532.5676
MW001035 | wi4-ab-1r-HC-24-3000-7-9005 | Wittenberg 4.0 surface-mounted spotlight | black matt (RAL 9005), Ø 76 x 118 mm, 1x LED 12,7 W ¦ 3000 K ¦ Ra > 95 ¦ medium 24°, Leading edge/trailing edge |  | 453.7861
MW001017 | wi4-ab-1r-HC-24-3000-7-9016 | Wittenberg 4.0 surface-mounted spotlight | white matt (RAL 9016), Ø 76 x 118 mm, 1x LED 12,7 W ¦ 3000 K ¦ Ra > 95 ¦ medium 24°, Leading edge/trailing edge |  | 453.7861
MW001110 | wi4-ab-1r-HC-24-3000-9-9005 | Wittenberg 4.0 surface-mounted spotlight | black matt (RAL 9005), Ø 76 x 196 mm, 1x LED 12,7 W ¦ 3000 K ¦ Ra > 95 ¦ medium 24°, Bluetooth Casambi |  | 611.3491
MW001089 | wi4-ab-1r-HC-24-3000-9-9016 | Wittenberg 4.0 surface-mounted spotlight | white matt (RAL 9016), Ø 76 x 196 mm, 1x LED 12,7 W ¦ 3000 K ¦ Ra > 95 ¦ medium 24°, Bluetooth Casambi |  | 611.3491
MW000957 | wi4-ab-1r-HC-24-4000-4-9005 | Wittenberg 4.0 surface-mounted spotlight | black matt (RAL 9005), Ø 76 x 196 mm, 1x LED 12,7 W ¦ 4000 K ¦ Ra > 95 ¦ medium 24°, DALI |  | 532.5676
MW000936 | wi4-ab-1r-HC-24-4000-4-9016 | Wittenberg 4.0 surface-mounted spotlight | white matt (RAL 9016), Ø 76 x 196 mm, 1x LED 12,7 W ¦ 4000 K ¦ Ra > 95 ¦ medium 24°, DALI |  | 532.5676
MW001038 | wi4-ab-1r-HC-24-4000-7-9005 | Wittenberg 4.0 surface-mounted spotlight | black matt (RAL 9005), Ø 76 x 118 mm, 1x LED 12,7 W ¦ 4000 K ¦ Ra > 95 ¦ medium 24°, Leading edge/trailing edge |  | 453.7861
MW001020 | wi4-ab-1r-HC-24-4000-7-9016 | Wittenberg 4.0 surface-mounted spotlight | white matt (RAL 9016), Ø 76 x 118 mm, 1x LED 12,7 W ¦ 4000 K ¦ Ra > 95 ¦ medium 24°, Leading edge/trailing edge |  | 453.7861
MW001113 | wi4-ab-1r-HC-24-4000-9-9005 | Wittenberg 4.0 surface-mounted spotlight | black matt (RAL 9005), Ø 76 x 196 mm, 1x LED 12,7 W ¦ 4000 K ¦ Ra > 95 ¦ medium 24°, Bluetooth Casambi |  | 611.3491
MW001092 | wi4-ab-1r-HC-24-4000-9-9016 | Wittenberg 4.0 surface-mounted spotlight | white matt (RAL 9016), Ø 76 x 196 mm, 1x LED 12,7 W ¦ 4000 K ¦ Ra > 95 ¦ medium 24°, Bluetooth Casambi |  | 611.3491
MW000952 | wi4-ab-1r-HC-38-2700-4-9005 | Wittenberg 4.0 surface-mounted spotlight | black matt (RAL 9005), Ø 76 x 196 mm, 1x LED 12,7 W ¦ 2700 K ¦ Ra > 95 ¦ flood 38°, DALI |  | 532.5676
MW000931 | wi4-ab-1r-HC-38-2700-4-9016 | Wittenberg 4.0 surface-mounted spotlight | white matt (RAL 9016), Ø 76 x 196 mm, 1x LED 12,7 W ¦ 2700 K ¦ Ra > 95 ¦ flood 38°, DALI |  | 532.5676
MW001033 | wi4-ab-1r-HC-38-2700-7-9005 | Wittenberg 4.0 surface-mounted spotlight | black matt (RAL 9005), Ø 76 x 118 mm, 1x LED 12,7 W ¦ 2700 K ¦ Ra > 95 ¦ flood 38°, Leading edge/trailing edge |  | 453.7861
MW001015 | wi4-ab-1r-HC-38-2700-7-9016 | Wittenberg 4.0 surface-mounted spotlight | white matt (RAL 9016), Ø 76 x 118 mm, 1x LED 12,7 W ¦ 2700 K ¦ Ra > 95 ¦ flood 38°, Leading edge/trailing edge |  | 453.7861
MW001108 | wi4-ab-1r-HC-38-2700-9-9005 | Wittenberg 4.0 surface-mounted spotlight | black matt (RAL 9005), Ø 76 x 196 mm, 1x LED 12,7 W ¦ 2700 K ¦ Ra > 95 ¦ flood 38°, Bluetooth Casambi |  | 611.3491
MW001087 | wi4-ab-1r-HC-38-2700-9-9016 | Wittenberg 4.0 surface-mounted spotlight | white matt (RAL 9016), Ø 76 x 196 mm, 1x LED 12,7 W ¦ 2700 K ¦ Ra > 95 ¦ flood 38°, Bluetooth Casambi |  | 611.3491
MW000955 | wi4-ab-1r-HC-38-3000-4-9005 | Wittenberg 4.0 surface-mounted spotlight | black matt (RAL 9005), Ø 76 x 196 mm, 1x LED 12,7 W ¦ 3000 K ¦ Ra > 95 ¦ flood 38°, DALI |  | 532.5676
MW000934 | wi4-ab-1r-HC-38-3000-4-9016 | Wittenberg 4.0 surface-mounted spotlight | white matt (RAL 9016), Ø 76 x 196 mm, 1x LED 12,7 W ¦ 3000 K ¦ Ra > 95 ¦ flood 38°, DALI |  | 532.5676
MW001036 | wi4-ab-1r-HC-38-3000-7-9005 | Wittenberg 4.0 surface-mounted spotlight | black matt (RAL 9005), Ø 76 x 118 mm, 1x LED 12,7 W ¦ 3000 K ¦ Ra > 95 ¦ flood 38°, Leading edge/trailing edge |  | 453.7861
MW001018 | wi4-ab-1r-HC-38-3000-7-9016 | Wittenberg 4.0 surface-mounted spotlight | white matt (RAL 9016), Ø 76 x 118 mm, 1x LED 12,7 W ¦ 3000 K ¦ Ra > 95 ¦ flood 38°, Leading edge/trailing edge |  | 453.7861
MW001111 | wi4-ab-1r-HC-38-3000-9-9005 | Wittenberg 4.0 surface-mounted spotlight | black matt (RAL 9005), Ø 76 x 196 mm, 1x LED 12,7 W ¦ 3000 K ¦ Ra > 95 ¦ flood 38°, Bluetooth Casambi |  | 611.3491
MW001090 | wi4-ab-1r-HC-38-3000-9-9016 | Wittenberg 4.0 surface-mounted spotlight | white matt (RAL 9016), Ø 76 x 196 mm, 1x LED 12,7 W ¦ 3000 K ¦ Ra > 95 ¦ flood 38°, Bluetooth Casambi |  | 611.3491
MW000958 | wi4-ab-1r-HC-38-4000-4-9005 | Wittenberg 4.0 surface-mounted spotlight | black matt (RAL 9005), Ø 76 x 196 mm, 1x LED 12,7 W ¦ 4000 K ¦ Ra > 95 ¦ flood 38°, DALI |  | 532.5676
MW000937 | wi4-ab-1r-HC-38-4000-4-9016 | Wittenberg 4.0 surface-mounted spotlight | white matt (RAL 9016), Ø 76 x 196 mm, 1x LED 12,7 W ¦ 4000 K ¦ Ra > 95 ¦ flood 38°, DALI |  | 532.5676
MW001039 | wi4-ab-1r-HC-38-4000-7-9005 | Wittenberg 4.0 surface-mounted spotlight | black matt (RAL 9005), Ø 76 x 118 mm, 1x LED 12,7 W ¦ 4000 K ¦ Ra > 95 ¦ flood 38°, Leading edge/trailing edge |  | 453.7861
MW001021 | wi4-ab-1r-HC-38-4000-7-9016 | Wittenberg 4.0 surface-mounted spotlight | white matt (RAL 9016), Ø 76 x 118 mm, 1x LED 12,7 W ¦ 4000 K ¦ Ra > 95 ¦ flood 38°, Leading edge/trailing edge |  | 453.7861
MW001114 | wi4-ab-1r-HC-38-4000-9-9005 | Wittenberg 4.0 surface-mounted spotlight | black matt (RAL 9005), Ø 76 x 196 mm, 1x LED 12,7 W ¦ 4000 K ¦ Ra > 95 ¦ flood 38°, Bluetooth Casambi |  | 611.3491
MW001093 | wi4-ab-1r-HC-38-4000-9-9016 | Wittenberg 4.0 surface-mounted spotlight | white matt (RAL 9016), Ø 76 x 196 mm, 1x LED 12,7 W ¦ 4000 K ¦ Ra > 95 ¦ flood 38°, Bluetooth Casambi |  | 611.3491
MW001655 | wi4-ab-2e-hb-12-d2w-4-9005 | Wittenberg 4.0 surface-mounted spotlight | housing semi-flush, black matt (RAL 9005), 195 x 96 x 91 mm, 2x LED dim2warm 12 W ¦ 1800 - 3000 K ¦ Ra > 95 ¦ spot 12°, DALI |  | 1017.8571
MW001634 | wi4-ab-2e-hb-12-d2w-4-9016 | Wittenberg 4.0 surface-mounted spotlight | housing semi-flush, white matt (RAL 9016), 195 x 96 x 91 mm, 2x LED dim2warm 12 W ¦ 1800 - 3000 K ¦ Ra > 95 ¦ spot 12°, DALI |  | 1017.8571
MW001772 | wi4-ab-2e-hb-12-d2w-9-9005 | Wittenberg 4.0 surface-mounted spotlight | housing semi-flush, black matt (RAL 9005), 195 x 96 x 91 mm, 2x LED dim2warm 12 W ¦ 1800 - 3000 K ¦ Ra > 95 ¦ spot 12°, Bluetooth Casambi |  | 1096.6387
MW001751 | wi4-ab-2e-hb-12-d2w-9-9016 | Wittenberg 4.0 surface-mounted spotlight | housing semi-flush, white matt (RAL 9016), 195 x 96 x 91 mm, 2x LED dim2warm 12 W ¦ 1800 - 3000 K ¦ Ra > 95 ¦ spot 12°, Bluetooth Casambi |  | 1096.6387
MW001656 | wi4-ab-2e-hb-24-d2w-4-9005 | Wittenberg 4.0 surface-mounted spotlight | housing semi-flush, black matt (RAL 9005), 195 x 96 x 91 mm, 2x LED dim2warm 12 W ¦ 1800 - 3000 K ¦ Ra > 95 ¦ medium 24°, DALI |  | 1017.8571
MW001635 | wi4-ab-2e-hb-24-d2w-4-9016 | Wittenberg 4.0 surface-mounted spotlight | housing semi-flush, white matt (RAL 9016), 195 x 96 x 91 mm, 2x LED dim2warm 12 W ¦ 1800 - 3000 K ¦ Ra > 95 ¦ medium 24°, DALI |  | 1017.8571
MW001773 | wi4-ab-2e-hb-24-d2w-9-9005 | Wittenberg 4.0 surface-mounted spotlight | housing semi-flush, black matt (RAL 9005), 195 x 96 x 91 mm, 2x LED dim2warm 12 W ¦ 1800 - 3000 K ¦ Ra > 95 ¦ medium 24°, Bluetooth Casambi |  | 1096.6387
MW001752 | wi4-ab-2e-hb-24-d2w-9-9016 | Wittenberg 4.0 surface-mounted spotlight | housing semi-flush, white matt (RAL 9016), 195 x 96 x 91 mm, 2x LED dim2warm 12 W ¦ 1800 - 3000 K ¦ Ra > 95 ¦ medium 24°, Bluetooth Casambi |  | 1096.6387
MW001657 | wi4-ab-2e-hb-38-d2w-4-9005 | Wittenberg 4.0 surface-mounted spotlight | housing semi-flush, black matt (RAL 9005), 195 x 96 x 91 mm, 2x LED dim2warm 12 W ¦ 1800 - 3000 K ¦ Ra > 95 ¦ flood 38°, DALI |  | 1017.8571
MW001636 | wi4-ab-2e-hb-38-d2w-4-9016 | Wittenberg 4.0 surface-mounted spotlight | housing semi-flush, white matt (RAL 9016), 195 x 96 x 91 mm, 2x LED dim2warm 12 W ¦ 1800 - 3000 K ¦ Ra > 95 ¦ flood 38°, DALI |  | 1017.8571
MW001774 | wi4-ab-2e-hb-38-d2w-9-9005 | Wittenberg 4.0 surface-mounted spotlight | housing semi-flush, black matt (RAL 9005), 195 x 96 x 91 mm, 2x LED dim2warm 12 W ¦ 1800 - 3000 K ¦ Ra > 95 ¦ flood 38°, Bluetooth Casambi |  | 1096.6387
MW001753 | wi4-ab-2e-hb-38-d2w-9-9016 | Wittenberg 4.0 surface-mounted spotlight | housing semi-flush, white matt (RAL 9016), 195 x 96 x 91 mm, 2x LED dim2warm 12 W ¦ 1800 - 3000 K ¦ Ra > 95 ¦ flood 38°, Bluetooth Casambi |  | 1096.6387
MW001646 | wi4-ab-2e-hb-HC-12-2700-4-9005 | Wittenberg 4.0 surface-mounted spotlight | housing semi-flush, black matt (RAL 9005), 195 x 96 x 91 mm, 2x LED 12,7 W ¦ 2700 K ¦ Ra > 95 ¦ spot 12°, DALI |  | 841.3957
MW001625 | wi4-ab-2e-hb-HC-12-2700-4-9016 | Wittenberg 4.0 surface-mounted spotlight | housing semi-flush, white matt (RAL 9016), 195 x 96 x 91 mm, 2x LED 12,7 W ¦ 2700 K ¦ Ra > 95 ¦ spot 12°, DALI |  | 841.3957
MW001706 | wi4-ab-2e-hb-HC-12-2700-7-9005 | Wittenberg 4.0 surface-mounted spotlight | housing semi-flush, black matt (RAL 9005), 195 x 96 x 91 mm, 2x LED 12,7 W ¦ 2700 K ¦ Ra > 95 ¦ spot 12°, Leading edge/trailing edge |  | 762.6142
MW001688 | wi4-ab-2e-hb-HC-12-2700-7-9016 | Wittenberg 4.0 surface-mounted spotlight | housing semi-flush, white matt (RAL 9016), 195 x 96 x 91 mm, 2x LED 12,7 W ¦ 2700 K ¦ Ra > 95 ¦ spot 12°, Leading edge/trailing edge |  | 762.6142
MW001763 | wi4-ab-2e-hb-HC-12-2700-9-9005 | Wittenberg 4.0 surface-mounted spotlight | housing semi-flush, black matt (RAL 9005), 195 x 96 x 91 mm, 2x LED 12,7 W ¦ 2700 K ¦ Ra > 95 ¦ spot 12°, Bluetooth Casambi |  | 920.1772
MW001742 | wi4-ab-2e-hb-HC-12-2700-9-9016 | Wittenberg 4.0 surface-mounted spotlight | housing semi-flush, white matt (RAL 9016), 195 x 96 x 91 mm, 2x LED 12,7 W ¦ 2700 K ¦ Ra > 95 ¦ spot 12°, Bluetooth Casambi |  | 920.1772
MW001649 | wi4-ab-2e-hb-HC-12-3000-4-9005 | Wittenberg 4.0 surface-mounted spotlight | housing semi-flush, black matt (RAL 9005), 195 x 96 x 91 mm, 2x LED 12,7 W ¦ 3000 K ¦ Ra > 95 ¦ spot 12°, DALI |  | 841.3957
MW001628 | wi4-ab-2e-hb-HC-12-3000-4-9016 | Wittenberg 4.0 surface-mounted spotlight | housing semi-flush, white matt (RAL 9016), 195 x 96 x 91 mm, 2x LED 12,7 W ¦ 3000 K ¦ Ra > 95 ¦ spot 12°, DALI |  | 841.3957
MW001709 | wi4-ab-2e-hb-HC-12-3000-7-9005 | Wittenberg 4.0 surface-mounted spotlight | housing semi-flush, black matt (RAL 9005), 195 x 96 x 91 mm, 2x LED 12,7 W ¦ 3000 K ¦ Ra > 95 ¦ spot 12°, Leading edge/trailing edge |  | 762.6142
MW001691 | wi4-ab-2e-hb-HC-12-3000-7-9016 | Wittenberg 4.0 surface-mounted spotlight | housing semi-flush, white matt (RAL 9016), 195 x 96 x 91 mm, 2x LED 12,7 W ¦ 3000 K ¦ Ra > 95 ¦ spot 12°, Leading edge/trailing edge |  | 762.6142
MW001766 | wi4-ab-2e-hb-HC-12-3000-9-9005 | Wittenberg 4.0 surface-mounted spotlight | housing semi-flush, black matt (RAL 9005), 195 x 96 x 91 mm, 2x LED 12,7 W ¦ 3000 K ¦ Ra > 95 ¦ spot 12°, Bluetooth Casambi |  | 920.1772
MW001745 | wi4-ab-2e-hb-HC-12-3000-9-9016 | Wittenberg 4.0 surface-mounted spotlight | housing semi-flush, white matt (RAL 9016), 195 x 96 x 91 mm, 2x LED 12,7 W ¦ 3000 K ¦ Ra > 95 ¦ spot 12°, Bluetooth Casambi |  | 920.1772
MW001652 | wi4-ab-2e-hb-HC-12-4000-4-9005 | Wittenberg 4.0 surface-mounted spotlight | housing semi-flush, black matt (RAL 9005), 195 x 96 x 91 mm, 2x LED 12,7 W ¦ 4000 K ¦ Ra > 95 ¦ spot 12°, DALI |  | 841.3957
MW001631 | wi4-ab-2e-hb-HC-12-4000-4-9016 | Wittenberg 4.0 surface-mounted spotlight | housing semi-flush, white matt (RAL 9016), 195 x 96 x 91 mm, 2x LED 12,7 W ¦ 4000 K ¦ Ra > 95 ¦ spot 12°, DALI |  | 841.3957
MW001712 | wi4-ab-2e-hb-HC-12-4000-7-9005 | Wittenberg 4.0 surface-mounted spotlight | housing semi-flush, black matt (RAL 9005), 195 x 96 x 91 mm, 2x LED 12,7 W ¦ 4000 K ¦ Ra > 95 ¦ spot 12°, Leading edge/trailing edge |  | 762.6142
MW001694 | wi4-ab-2e-hb-HC-12-4000-7-9016 | Wittenberg 4.0 surface-mounted spotlight | housing semi-flush, white matt (RAL 9016), 195 x 96 x 91 mm, 2x LED 12,7 W ¦ 4000 K ¦ Ra > 95 ¦ spot 12°, Leading edge/trailing edge |  | 762.6142
MW001769 | wi4-ab-2e-hb-HC-12-4000-9-9005 | Wittenberg 4.0 surface-mounted spotlight | housing semi-flush, black matt (RAL 9005), 195 x 96 x 91 mm, 2x LED 12,7 W ¦ 4000 K ¦ Ra > 95 ¦ spot 12°, Bluetooth Casambi |  | 920.1772
MW001748 | wi4-ab-2e-hb-HC-12-4000-9-9016 | Wittenberg 4.0 surface-mounted spotlight | housing semi-flush, white matt (RAL 9016), 195 x 96 x 91 mm, 2x LED 12,7 W ¦ 4000 K ¦ Ra > 95 ¦ spot 12°, Bluetooth Casambi |  | 920.1772
MW001647 | wi4-ab-2e-hb-HC-24-2700-4-9005 | Wittenberg 4.0 surface-mounted spotlight | housing semi-flush, black matt (RAL 9005), 195 x 96 x 91 mm, 2x LED 12,7 W ¦ 2700 K ¦ Ra > 95 ¦ medium 24°, DALI |  | 841.3957
MW001626 | wi4-ab-2e-hb-HC-24-2700-4-9016 | Wittenberg 4.0 surface-mounted spotlight | housing semi-flush, white matt (RAL 9016), 195 x 96 x 91 mm, 2x LED 12,7 W ¦ 2700 K ¦ Ra > 95 ¦ medium 24°, DALI |  | 841.3957
MW001707 | wi4-ab-2e-hb-HC-24-2700-7-9005 | Wittenberg 4.0 surface-mounted spotlight | housing semi-flush, black matt (RAL 9005), 195 x 96 x 91 mm, 2x LED 12,7 W ¦ 2700 K ¦ Ra > 95 ¦ medium 24°, Leading edge/trailing edge |  | 762.6142
MW001689 | wi4-ab-2e-hb-HC-24-2700-7-9016 | Wittenberg 4.0 surface-mounted spotlight | housing semi-flush, white matt (RAL 9016), 195 x 96 x 91 mm, 2x LED 12,7 W ¦ 2700 K ¦ Ra > 95 ¦ medium 24°, Leading edge/trailing edge |  | 762.6142
MW001764 | wi4-ab-2e-hb-HC-24-2700-9-9005 | Wittenberg 4.0 surface-mounted spotlight | housing semi-flush, black matt (RAL 9005), 195 x 96 x 91 mm, 2x LED 12,7 W ¦ 2700 K ¦ Ra > 95 ¦ medium 24°, Bluetooth Casambi |  | 920.1772
MW001743 | wi4-ab-2e-hb-HC-24-2700-9-9016 | Wittenberg 4.0 surface-mounted spotlight | housing semi-flush, white matt (RAL 9016), 195 x 96 x 91 mm, 2x LED 12,7 W ¦ 2700 K ¦ Ra > 95 ¦ medium 24°, Bluetooth Casambi |  | 920.1772
MW001650 | wi4-ab-2e-hb-HC-24-3000-4-9005 | Wittenberg 4.0 surface-mounted spotlight | housing semi-flush, black matt (RAL 9005), 195 x 96 x 91 mm, 2x LED 12,7 W ¦ 3000 K ¦ Ra > 95 ¦ medium 24°, DALI |  | 841.3957
MW001629 | wi4-ab-2e-hb-HC-24-3000-4-9016 | Wittenberg 4.0 surface-mounted spotlight | housing semi-flush, white matt (RAL 9016), 195 x 96 x 91 mm, 2x LED 12,7 W ¦ 3000 K ¦ Ra > 95 ¦ medium 24°, DALI |  | 841.3957
MW001710 | wi4-ab-2e-hb-HC-24-3000-7-9005 | Wittenberg 4.0 surface-mounted spotlight | housing semi-flush, black matt (RAL 9005), 195 x 96 x 91 mm, 2x LED 12,7 W ¦ 3000 K ¦ Ra > 95 ¦ medium 24°, Leading edge/trailing edge |  | 762.6142
MW001692 | wi4-ab-2e-hb-HC-24-3000-7-9016 | Wittenberg 4.0 surface-mounted spotlight | housing semi-flush, white matt (RAL 9016), 195 x 96 x 91 mm, 2x LED 12,7 W ¦ 3000 K ¦ Ra > 95 ¦ medium 24°, Leading edge/trailing edge |  | 762.6142
MW001767 | wi4-ab-2e-hb-HC-24-3000-9-9005 | Wittenberg 4.0 surface-mounted spotlight | housing semi-flush, black matt (RAL 9005), 195 x 96 x 91 mm, 2x LED 12,7 W ¦ 3000 K ¦ Ra > 95 ¦ medium 24°, Bluetooth Casambi |  | 920.1772
MW001746 | wi4-ab-2e-hb-HC-24-3000-9-9016 | Wittenberg 4.0 surface-mounted spotlight | housing semi-flush, white matt (RAL 9016), 195 x 96 x 91 mm, 2x LED 12,7 W ¦ 3000 K ¦ Ra > 95 ¦ medium 24°, Bluetooth Casambi |  | 920.1772
MW001653 | wi4-ab-2e-hb-HC-24-4000-4-9005 | Wittenberg 4.0 surface-mounted spotlight | housing semi-flush, black matt (RAL 9005), 195 x 96 x 91 mm, 2x LED 12,7 W ¦ 4000 K ¦ Ra > 95 ¦ medium 24°, DALI |  | 841.3957
MW001632 | wi4-ab-2e-hb-HC-24-4000-4-9016 | Wittenberg 4.0 surface-mounted spotlight | housing semi-flush, white matt (RAL 9016), 195 x 96 x 91 mm, 2x LED 12,7 W ¦ 4000 K ¦ Ra > 95 ¦ medium 24°, DALI |  | 841.3957
MW001713 | wi4-ab-2e-hb-HC-24-4000-7-9005 | Wittenberg 4.0 surface-mounted spotlight | housing semi-flush, black matt (RAL 9005), 195 x 96 x 91 mm, 2x LED 12,7 W ¦ 4000 K ¦ Ra > 95 ¦ medium 24°, Leading edge/trailing edge |  | 762.6142
MW001695 | wi4-ab-2e-hb-HC-24-4000-7-9016 | Wittenberg 4.0 surface-mounted spotlight | housing semi-flush, white matt (RAL 9016), 195 x 96 x 91 mm, 2x LED 12,7 W ¦ 4000 K ¦ Ra > 95 ¦ medium 24°, Leading edge/trailing edge |  | 762.6142
MW001770 | wi4-ab-2e-hb-HC-24-4000-9-9005 | Wittenberg 4.0 surface-mounted spotlight | housing semi-flush, black matt (RAL 9005), 195 x 96 x 91 mm, 2x LED 12,7 W ¦ 4000 K ¦ Ra > 95 ¦ medium 24°, Bluetooth Casambi |  | 920.1772
MW001749 | wi4-ab-2e-hb-HC-24-4000-9-9016 | Wittenberg 4.0 surface-mounted spotlight | housing semi-flush, white matt (RAL 9016), 195 x 96 x 91 mm, 2x LED 12,7 W ¦ 4000 K ¦ Ra > 95 ¦ medium 24°, Bluetooth Casambi |  | 920.1772
MW001648 | wi4-ab-2e-hb-HC-38-2700-4-9005 | Wittenberg 4.0 surface-mounted spotlight | housing semi-flush, black matt (RAL 9005), 195 x 96 x 91 mm, 2x LED 12,7 W ¦ 2700 K ¦ Ra > 95 ¦ flood 38°, DALI |  | 841.3957
MW001627 | wi4-ab-2e-hb-HC-38-2700-4-9016 | Wittenberg 4.0 surface-mounted spotlight | housing semi-flush, white matt (RAL 9016), 195 x 96 x 91 mm, 2x LED 12,7 W ¦ 2700 K ¦ Ra > 95 ¦ flood 38°, DALI |  | 841.3957
MW001708 | wi4-ab-2e-hb-HC-38-2700-7-9005 | Wittenberg 4.0 surface-mounted spotlight | housing semi-flush, black matt (RAL 9005), 195 x 96 x 91 mm, 2x LED 12,7 W ¦ 2700 K ¦ Ra > 95 ¦ flood 38°, Leading edge/trailing edge |  | 762.6142
MW001690 | wi4-ab-2e-hb-HC-38-2700-7-9016 | Wittenberg 4.0 surface-mounted spotlight | housing semi-flush, white matt (RAL 9016), 195 x 96 x 91 mm, 2x LED 12,7 W ¦ 2700 K ¦ Ra > 95 ¦ flood 38°, Leading edge/trailing edge |  | 762.6142
MW001765 | wi4-ab-2e-hb-HC-38-2700-9-9005 | Wittenberg 4.0 surface-mounted spotlight | housing semi-flush, black matt (RAL 9005), 195 x 96 x 91 mm, 2x LED 12,7 W ¦ 2700 K ¦ Ra > 95 ¦ flood 38°, Bluetooth Casambi |  | 920.1772
MW001744 | wi4-ab-2e-hb-HC-38-2700-9-9016 | Wittenberg 4.0 surface-mounted spotlight | housing semi-flush, white matt (RAL 9016), 195 x 96 x 91 mm, 2x LED 12,7 W ¦ 2700 K ¦ Ra > 95 ¦ flood 38°, Bluetooth Casambi |  | 920.1772
MW001651 | wi4-ab-2e-hb-HC-38-3000-4-9005 | Wittenberg 4.0 surface-mounted spotlight | housing semi-flush, black matt (RAL 9005), 195 x 96 x 91 mm, 2x LED 12,7 W ¦ 3000 K ¦ Ra > 95 ¦ flood 38°, DALI |  | 841.3957
MW001630 | wi4-ab-2e-hb-HC-38-3000-4-9016 | Wittenberg 4.0 surface-mounted spotlight | housing semi-flush, white matt (RAL 9016), 195 x 96 x 91 mm, 2x LED 12,7 W ¦ 3000 K ¦ Ra > 95 ¦ flood 38°, DALI |  | 841.3957
MW001711 | wi4-ab-2e-hb-HC-38-3000-7-9005 | Wittenberg 4.0 surface-mounted spotlight | housing semi-flush, black matt (RAL 9005), 195 x 96 x 91 mm, 2x LED 12,7 W ¦ 3000 K ¦ Ra > 95 ¦ flood 38°, Leading edge/trailing edge |  | 762.6142
MW001693 | wi4-ab-2e-hb-HC-38-3000-7-9016 | Wittenberg 4.0 surface-mounted spotlight | housing semi-flush, white matt (RAL 9016), 195 x 96 x 91 mm, 2x LED 12,7 W ¦ 3000 K ¦ Ra > 95 ¦ flood 38°, Leading edge/trailing edge |  | 762.6142
MW001768 | wi4-ab-2e-hb-HC-38-3000-9-9005 | Wittenberg 4.0 surface-mounted spotlight | housing semi-flush, black matt (RAL 9005), 195 x 96 x 91 mm, 2x LED 12,7 W ¦ 3000 K ¦ Ra > 95 ¦ flood 38°, Bluetooth Casambi |  | 920.1772
MW001747 | wi4-ab-2e-hb-HC-38-3000-9-9016 | Wittenberg 4.0 surface-mounted spotlight | housing semi-flush, white matt (RAL 9016), 195 x 96 x 91 mm, 2x LED 12,7 W ¦ 3000 K ¦ Ra > 95 ¦ flood 38°, Bluetooth Casambi |  | 920.1772
MW001654 | wi4-ab-2e-hb-HC-38-4000-4-9005 | Wittenberg 4.0 surface-mounted spotlight | housing semi-flush, black matt (RAL 9005), 195 x 96 x 91 mm, 2x LED 12,7 W ¦ 4000 K ¦ Ra > 95 ¦ flood 38°, DALI |  | 841.3957
MW001633 | wi4-ab-2e-hb-HC-38-4000-4-9016 | Wittenberg 4.0 surface-mounted spotlight | housing semi-flush, white matt (RAL 9016), 195 x 96 x 91 mm, 2x LED 12,7 W ¦ 4000 K ¦ Ra > 95 ¦ flood 38°, DALI |  | 841.3957
MW001714 | wi4-ab-2e-hb-HC-38-4000-7-9005 | Wittenberg 4.0 surface-mounted spotlight | housing semi-flush, black matt (RAL 9005), 195 x 96 x 91 mm, 2x LED 12,7 W ¦ 4000 K ¦ Ra > 95 ¦ flood 38°, Leading edge/trailing edge |  | 762.6142
MW001696 | wi4-ab-2e-hb-HC-38-4000-7-9016 | Wittenberg 4.0 surface-mounted spotlight | housing semi-flush, white matt (RAL 9016), 195 x 96 x 91 mm, 2x LED 12,7 W ¦ 4000 K ¦ Ra > 95 ¦ flood 38°, Leading edge/trailing edge |  | 762.6142
MW001771 | wi4-ab-2e-hb-HC-38-4000-9-9005 | Wittenberg 4.0 surface-mounted spotlight | housing semi-flush, black matt (RAL 9005), 195 x 96 x 91 mm, 2x LED 12,7 W ¦ 4000 K ¦ Ra > 95 ¦ flood 38°, Bluetooth Casambi |  | 920.1772
MW001750 | wi4-ab-2e-hb-HC-38-4000-9-9016 | Wittenberg 4.0 surface-mounted spotlight | housing semi-flush, white matt (RAL 9016), 195 x 96 x 91 mm, 2x LED 12,7 W ¦ 4000 K ¦ Ra > 95 ¦ flood 38°, Bluetooth Casambi |  | 920.1772
MW001427 | wi4-ab-2e-HC-12-2700-4-9005 | Wittenberg 4.0 surface-mounted spotlight | black matt (RAL 9005), 183 x 77 x 94 mm, 2x LED 12,7 W ¦ 2700 K ¦ Ra > 95 ¦ spot 12°, DALI |  | 841.3957
MW001409 | wi4-ab-2e-HC-12-2700-4-9016 | Wittenberg 4.0 surface-mounted spotlight | white matt (RAL 9016), 183 x 77 x 94 mm, 2x LED 12,7 W ¦ 2700 K ¦ Ra > 95 ¦ spot 12°, DALI |  | 841.3957
MW001499 | wi4-ab-2e-HC-12-2700-7-9005 | Wittenberg 4.0 surface-mounted spotlight | black matt (RAL 9005), 183 x 77 x 94 mm, 2x LED 12,7 W ¦ 2700 K ¦ Ra > 95 ¦ spot 12°, Leading edge/trailing edge |  | 762.6142
MW001481 | wi4-ab-2e-HC-12-2700-7-9016 | Wittenberg 4.0 surface-mounted spotlight | white matt (RAL 9016), 183 x 77 x 94 mm, 2x LED 12,7 W ¦ 2700 K ¦ Ra > 95 ¦ spot 12°, Leading edge/trailing edge |  | 762.6142
MW001571 | wi4-ab-2e-HC-12-2700-9-9005 | Wittenberg 4.0 surface-mounted spotlight | black matt (RAL 9005), 183 x 77 x 94 mm, 2x LED 12,7 W ¦ 2700 K ¦ Ra > 95 ¦ spot 12°, Bluetooth Casambi |  | 920.1772
MW001553 | wi4-ab-2e-HC-12-2700-9-9016 | Wittenberg 4.0 surface-mounted spotlight | white matt (RAL 9016), 183 x 77 x 94 mm, 2x LED 12,7 W ¦ 2700 K ¦ Ra > 95 ¦ spot 12°, Bluetooth Casambi |  | 920.1772
MW001430 | wi4-ab-2e-HC-12-3000-4-9005 | Wittenberg 4.0 surface-mounted spotlight | black matt (RAL 9005), 183 x 77 x 94 mm, 2x LED 12,7 W ¦ 3000 K ¦ Ra > 95 ¦ spot 12°, DALI |  | 841.3957
MW001412 | wi4-ab-2e-HC-12-3000-4-9016 | Wittenberg 4.0 surface-mounted spotlight | white matt (RAL 9016), 183 x 77 x 94 mm, 2x LED 12,7 W ¦ 3000 K ¦ Ra > 95 ¦ spot 12°, DALI |  | 841.3957
MW001502 | wi4-ab-2e-HC-12-3000-7-9005 | Wittenberg 4.0 surface-mounted spotlight | black matt (RAL 9005), 183 x 77 x 94 mm, 2x LED 12,7 W ¦ 3000 K ¦ Ra > 95 ¦ spot 12°, Leading edge/trailing edge |  | 762.6142
MW001484 | wi4-ab-2e-HC-12-3000-7-9016 | Wittenberg 4.0 surface-mounted spotlight | white matt (RAL 9016), 183 x 77 x 94 mm, 2x LED 12,7 W ¦ 3000 K ¦ Ra > 95 ¦ spot 12°, Leading edge/trailing edge |  | 762.6142
MW001574 | wi4-ab-2e-HC-12-3000-9-9005 | Wittenberg 4.0 surface-mounted spotlight | black matt (RAL 9005), 183 x 77 x 94 mm, 2x LED 12,7 W ¦ 3000 K ¦ Ra > 95 ¦ spot 12°, Bluetooth Casambi |  | 920.1772
MW001556 | wi4-ab-2e-HC-12-3000-9-9016 | Wittenberg 4.0 surface-mounted spotlight | white matt (RAL 9016), 183 x 77 x 94 mm, 2x LED 12,7 W ¦ 3000 K ¦ Ra > 95 ¦ spot 12°, Bluetooth Casambi |  | 920.1772
MW001433 | wi4-ab-2e-HC-12-4000-4-9005 | Wittenberg 4.0 surface-mounted spotlight | black matt (RAL 9005), 183 x 77 x 94 mm, 2x LED 12,7 W ¦ 4000 K ¦ Ra > 95 ¦ spot 12°, DALI |  | 841.3957
MW001415 | wi4-ab-2e-HC-12-4000-4-9016 | Wittenberg 4.0 surface-mounted spotlight | white matt (RAL 9016), 183 x 77 x 94 mm, 2x LED 12,7 W ¦ 4000 K ¦ Ra > 95 ¦ spot 12°, DALI |  | 841.3957
MW001505 | wi4-ab-2e-HC-12-4000-7-9005 | Wittenberg 4.0 surface-mounted spotlight | black matt (RAL 9005), 183 x 77 x 94 mm, 2x LED 12,7 W ¦ 4000 K ¦ Ra > 95 ¦ spot 12°, Leading edge/trailing edge |  | 762.6142
MW001487 | wi4-ab-2e-HC-12-4000-7-9016 | Wittenberg 4.0 surface-mounted spotlight | white matt (RAL 9016), 183 x 77 x 94 mm, 2x LED 12,7 W ¦ 4000 K ¦ Ra > 95 ¦ spot 12°, Leading edge/trailing edge |  | 762.6142
MW001577 | wi4-ab-2e-HC-12-4000-9-9005 | Wittenberg 4.0 surface-mounted spotlight | black matt (RAL 9005), 183 x 77 x 94 mm, 2x LED 12,7 W ¦ 4000 K ¦ Ra > 95 ¦ spot 12°, Bluetooth Casambi |  | 920.1772
MW001559 | wi4-ab-2e-HC-12-4000-9-9016 | Wittenberg 4.0 surface-mounted spotlight | white matt (RAL 9016), 183 x 77 x 94 mm, 2x LED 12,7 W ¦ 4000 K ¦ Ra > 95 ¦ spot 12°, Bluetooth Casambi |  | 920.1772
MW001428 | wi4-ab-2e-HC-24-2700-4-9005 | Wittenberg 4.0 surface-mounted spotlight | black matt (RAL 9005), 183 x 77 x 94 mm, 2x LED 12,7 W ¦ 2700 K ¦ Ra > 95 ¦ medium 24°, DALI |  | 841.3957
MW001410 | wi4-ab-2e-HC-24-2700-4-9016 | Wittenberg 4.0 surface-mounted spotlight | white matt (RAL 9016), 183 x 77 x 94 mm, 2x LED 12,7 W ¦ 2700 K ¦ Ra > 95 ¦ medium 24°, DALI |  | 841.3957
MW001500 | wi4-ab-2e-HC-24-2700-7-9005 | Wittenberg 4.0 surface-mounted spotlight | black matt (RAL 9005), 183 x 77 x 94 mm, 2x LED 12,7 W ¦ 2700 K ¦ Ra > 95 ¦ medium 24°, Leading edge/trailing edge |  | 762.6142
MW001482 | wi4-ab-2e-HC-24-2700-7-9016 | Wittenberg 4.0 surface-mounted spotlight | white matt (RAL 9016), 183 x 77 x 94 mm, 2x LED 12,7 W ¦ 2700 K ¦ Ra > 95 ¦ medium 24°, Leading edge/trailing edge |  | 762.6142
MW001572 | wi4-ab-2e-HC-24-2700-9-9005 | Wittenberg 4.0 surface-mounted spotlight | black matt (RAL 9005), 183 x 77 x 94 mm, 2x LED 12,7 W ¦ 2700 K ¦ Ra > 95 ¦ medium 24°, Bluetooth Casambi |  | 920.1772
MW001554 | wi4-ab-2e-HC-24-2700-9-9016 | Wittenberg 4.0 surface-mounted spotlight | white matt (RAL 9016), 183 x 77 x 94 mm, 2x LED 12,7 W ¦ 2700 K ¦ Ra > 95 ¦ medium 24°, Bluetooth Casambi |  | 920.1772
MW001431 | wi4-ab-2e-HC-24-3000-4-9005 | Wittenberg 4.0 surface-mounted spotlight | black matt (RAL 9005), 183 x 77 x 94 mm, 2x LED 12,7 W ¦ 3000 K ¦ Ra > 95 ¦ medium 24°, DALI |  | 841.3957
MW001413 | wi4-ab-2e-HC-24-3000-4-9016 | Wittenberg 4.0 surface-mounted spotlight | white matt (RAL 9016), 183 x 77 x 94 mm, 2x LED 12,7 W ¦ 3000 K ¦ Ra > 95 ¦ medium 24°, DALI |  | 841.3957
MW001503 | wi4-ab-2e-HC-24-3000-7-9005 | Wittenberg 4.0 surface-mounted spotlight | black matt (RAL 9005), 183 x 77 x 94 mm, 2x LED 12,7 W ¦ 3000 K ¦ Ra > 95 ¦ medium 24°, Leading edge/trailing edge |  | 762.6142
MW001485 | wi4-ab-2e-HC-24-3000-7-9016 | Wittenberg 4.0 surface-mounted spotlight | white matt (RAL 9016), 183 x 77 x 94 mm, 2x LED 12,7 W ¦ 3000 K ¦ Ra > 95 ¦ medium 24°, Leading edge/trailing edge |  | 762.6142
MW001575 | wi4-ab-2e-HC-24-3000-9-9005 | Wittenberg 4.0 surface-mounted spotlight | black matt (RAL 9005), 183 x 77 x 94 mm, 2x LED 12,7 W ¦ 3000 K ¦ Ra > 95 ¦ medium 24°, Bluetooth Casambi |  | 920.1772
MW001557 | wi4-ab-2e-HC-24-3000-9-9016 | Wittenberg 4.0 surface-mounted spotlight | white matt (RAL 9016), 183 x 77 x 94 mm, 2x LED 12,7 W ¦ 3000 K ¦ Ra > 95 ¦ medium 24°, Bluetooth Casambi |  | 920.1772
MW001434 | wi4-ab-2e-HC-24-4000-4-9005 | Wittenberg 4.0 surface-mounted spotlight | black matt (RAL 9005), 183 x 77 x 94 mm, 2x LED 12,7 W ¦ 4000 K ¦ Ra > 95 ¦ medium 24°, DALI |  | 841.3957
MW001416 | wi4-ab-2e-HC-24-4000-4-9016 | Wittenberg 4.0 surface-mounted spotlight | white matt (RAL 9016), 183 x 77 x 94 mm, 2x LED 12,7 W ¦ 4000 K ¦ Ra > 95 ¦ medium 24°, DALI |  | 841.3957
MW001506 | wi4-ab-2e-HC-24-4000-7-9005 | Wittenberg 4.0 surface-mounted spotlight | black matt (RAL 9005), 183 x 77 x 94 mm, 2x LED 12,7 W ¦ 4000 K ¦ Ra > 95 ¦ medium 24°, Leading edge/trailing edge |  | 762.6142
MW001488 | wi4-ab-2e-HC-24-4000-7-9016 | Wittenberg 4.0 surface-mounted spotlight | white matt (RAL 9016), 183 x 77 x 94 mm, 2x LED 12,7 W ¦ 4000 K ¦ Ra > 95 ¦ medium 24°, Leading edge/trailing edge |  | 762.6142
MW001578 | wi4-ab-2e-HC-24-4000-9-9005 | Wittenberg 4.0 surface-mounted spotlight | black matt (RAL 9005), 183 x 77 x 94 mm, 2x LED 12,7 W ¦ 4000 K ¦ Ra > 95 ¦ medium 24°, Bluetooth Casambi |  | 920.1772
MW001560 | wi4-ab-2e-HC-24-4000-9-9016 | Wittenberg 4.0 surface-mounted spotlight | white matt (RAL 9016), 183 x 77 x 94 mm, 2x LED 12,7 W ¦ 4000 K ¦ Ra > 95 ¦ medium 24°, Bluetooth Casambi |  | 920.1772
MW001429 | wi4-ab-2e-HC-38-2700-4-9005 | Wittenberg 4.0 surface-mounted spotlight | black matt (RAL 9005), 183 x 77 x 94 mm, 2x LED 12,7 W ¦ 2700 K ¦ Ra > 95 ¦ flood 38°, DALI |  | 841.3957
MW001411 | wi4-ab-2e-HC-38-2700-4-9016 | Wittenberg 4.0 surface-mounted spotlight | white matt (RAL 9016), 183 x 77 x 94 mm, 2x LED 12,7 W ¦ 2700 K ¦ Ra > 95 ¦ flood 38°, DALI |  | 841.3957
MW001501 | wi4-ab-2e-HC-38-2700-7-9005 | Wittenberg 4.0 surface-mounted spotlight | black matt (RAL 9005), 183 x 77 x 94 mm, 2x LED 12,7 W ¦ 2700 K ¦ Ra > 95 ¦ flood 38°, Leading edge/trailing edge |  | 762.6142
MW001483 | wi4-ab-2e-HC-38-2700-7-9016 | Wittenberg 4.0 surface-mounted spotlight | white matt (RAL 9016), 183 x 77 x 94 mm, 2x LED 12,7 W ¦ 2700 K ¦ Ra > 95 ¦ flood 38°, Leading edge/trailing edge |  | 762.6142
MW001573 | wi4-ab-2e-HC-38-2700-9-9005 | Wittenberg 4.0 surface-mounted spotlight | black matt (RAL 9005), 183 x 77 x 94 mm, 2x LED 12,7 W ¦ 2700 K ¦ Ra > 95 ¦ flood 38°, Bluetooth Casambi |  | 920.1772
MW001555 | wi4-ab-2e-HC-38-2700-9-9016 | Wittenberg 4.0 surface-mounted spotlight | white matt (RAL 9016), 183 x 77 x 94 mm, 2x LED 12,7 W ¦ 2700 K ¦ Ra > 95 ¦ flood 38°, Bluetooth Casambi |  | 920.1772
MW001432 | wi4-ab-2e-HC-38-3000-4-9005 | Wittenberg 4.0 surface-mounted spotlight | black matt (RAL 9005), 183 x 77 x 94 mm, 2x LED 12,7 W ¦ 3000 K ¦ Ra > 95 ¦ flood 38°, DALI |  | 841.3957
MW001414 | wi4-ab-2e-HC-38-3000-4-9016 | Wittenberg 4.0 surface-mounted spotlight | white matt (RAL 9016), 183 x 77 x 94 mm, 2x LED 12,7 W ¦ 3000 K ¦ Ra > 95 ¦ flood 38°, DALI |  | 841.3957
MW001504 | wi4-ab-2e-HC-38-3000-7-9005 | Wittenberg 4.0 surface-mounted spotlight | black matt (RAL 9005), 183 x 77 x 94 mm, 2x LED 12,7 W ¦ 3000 K ¦ Ra > 95 ¦ flood 38°, Leading edge/trailing edge |  | 762.6142
MW001486 | wi4-ab-2e-HC-38-3000-7-9016 | Wittenberg 4.0 surface-mounted spotlight | white matt (RAL 9016), 183 x 77 x 94 mm, 2x LED 12,7 W ¦ 3000 K ¦ Ra > 95 ¦ flood 38°, Leading edge/trailing edge |  | 762.6142
MW001576 | wi4-ab-2e-HC-38-3000-9-9005 | Wittenberg 4.0 surface-mounted spotlight | black matt (RAL 9005), 183 x 77 x 94 mm, 2x LED 12,7 W ¦ 3000 K ¦ Ra > 95 ¦ flood 38°, Bluetooth Casambi |  | 920.1772
MW001558 | wi4-ab-2e-HC-38-3000-9-9016 | Wittenberg 4.0 surface-mounted spotlight | white matt (RAL 9016), 183 x 77 x 94 mm, 2x LED 12,7 W ¦ 3000 K ¦ Ra > 95 ¦ flood 38°, Bluetooth Casambi |  | 920.1772
MW001435 | wi4-ab-2e-HC-38-4000-4-9005 | Wittenberg 4.0 surface-mounted spotlight | black matt (RAL 9005), 183 x 77 x 94 mm, 2x LED 12,7 W ¦ 4000 K ¦ Ra > 95 ¦ flood 38°, DALI |  | 841.3957
MW001417 | wi4-ab-2e-HC-38-4000-4-9016 | Wittenberg 4.0 surface-mounted spotlight | white matt (RAL 9016), 183 x 77 x 94 mm, 2x LED 12,7 W ¦ 4000 K ¦ Ra > 95 ¦ flood 38°, DALI |  | 841.3957
MW001507 | wi4-ab-2e-HC-38-4000-7-9005 | Wittenberg 4.0 surface-mounted spotlight | black matt (RAL 9005), 183 x 77 x 94 mm, 2x LED 12,7 W ¦ 4000 K ¦ Ra > 95 ¦ flood 38°, Leading edge/trailing edge |  | 762.6142
MW001489 | wi4-ab-2e-HC-38-4000-7-9016 | Wittenberg 4.0 surface-mounted spotlight | white matt (RAL 9016), 183 x 77 x 94 mm, 2x LED 12,7 W ¦ 4000 K ¦ Ra > 95 ¦ flood 38°, Leading edge/trailing edge |  | 762.6142
MW001579 | wi4-ab-2e-HC-38-4000-9-9005 | Wittenberg 4.0 surface-mounted spotlight | black matt (RAL 9005), 183 x 77 x 94 mm, 2x LED 12,7 W ¦ 4000 K ¦ Ra > 95 ¦ flood 38°, Bluetooth Casambi |  | 920.1772
MW001561 | wi4-ab-2e-HC-38-4000-9-9016 | Wittenberg 4.0 surface-mounted spotlight | white matt (RAL 9016), 183 x 77 x 94 mm, 2x LED 12,7 W ¦ 4000 K ¦ Ra > 95 ¦ flood 38°, Bluetooth Casambi |  | 920.1772
MW001835 | wi4-ab-2e-kb-12-d2w-4-9005 | Wittenberg 4.0 surface-mounted spotlight | housing head flush, black matt (RAL 9005), 221 x 121 x 96 mm, 2x LED dim2warm 12 W ¦ 1800 - 3000 K ¦ Ra > 95 ¦ spot 12°, DALI |  | 1017.8571
MW001814 | wi4-ab-2e-kb-12-d2w-4-9016 | Wittenberg 4.0 surface-mounted spotlight | housing head flush, white matt (RAL 9016), 221 x 121 x 96 mm, 2x LED dim2warm 12 W ¦ 1800 - 3000 K ¦ Ra > 95 ¦ spot 12°, DALI |  | 1017.8571
MW001952 | wi4-ab-2e-kb-12-d2w-9-9005 | Wittenberg 4.0 surface-mounted spotlight | housing head flush, black matt (RAL 9005), 221 x 121 x 96 mm, 2x LED dim2warm 12 W ¦ 1800 - 3000 K ¦ Ra > 95 ¦ spot 12°, Bluetooth Casambi |  | 1096.6387
MW001931 | wi4-ab-2e-kb-12-d2w-9-9016 | Wittenberg 4.0 surface-mounted spotlight | housing head flush, white matt (RAL 9016), 221 x 121 x 96 mm, 2x LED dim2warm 12 W ¦ 1800 - 3000 K ¦ Ra > 95 ¦ spot 12°, Bluetooth Casambi |  | 1096.6387
MW001836 | wi4-ab-2e-kb-24-d2w-4-9005 | Wittenberg 4.0 surface-mounted spotlight | housing head flush, black matt (RAL 9005), 221 x 121 x 96 mm, 2x LED dim2warm 12 W ¦ 1800 - 3000 K ¦ Ra > 95 ¦ medium 24°, DALI |  | 1017.8571
MW001815 | wi4-ab-2e-kb-24-d2w-4-9016 | Wittenberg 4.0 surface-mounted spotlight | housing head flush, white matt (RAL 9016), 221 x 121 x 96 mm, 2x LED dim2warm 12 W ¦ 1800 - 3000 K ¦ Ra > 95 ¦ medium 24°, DALI |  | 1017.8571
MW001953 | wi4-ab-2e-kb-24-d2w-9-9005 | Wittenberg 4.0 surface-mounted spotlight | housing head flush, black matt (RAL 9005), 221 x 121 x 96 mm, 2x LED dim2warm 12 W ¦ 1800 - 3000 K ¦ Ra > 95 ¦ medium 24°, Bluetooth Casambi |  | 1096.6387
MW001932 | wi4-ab-2e-kb-24-d2w-9-9016 | Wittenberg 4.0 surface-mounted spotlight | housing head flush, white matt (RAL 9016), 221 x 121 x 96 mm, 2x LED dim2warm 12 W ¦ 1800 - 3000 K ¦ Ra > 95 ¦ medium 24°, Bluetooth Casambi |  | 1096.6387
MW001837 | wi4-ab-2e-kb-38-d2w-4-9005 | Wittenberg 4.0 surface-mounted spotlight | housing head flush, black matt (RAL 9005), 221 x 121 x 96 mm, 2x LED dim2warm 12 W ¦ 1800 - 3000 K ¦ Ra > 95 ¦ flood 38°, DALI |  | 1017.8571
MW001816 | wi4-ab-2e-kb-38-d2w-4-9016 | Wittenberg 4.0 surface-mounted spotlight | housing head flush, white matt (RAL 9016), 221 x 121 x 96 mm, 2x LED dim2warm 12 W ¦ 1800 - 3000 K ¦ Ra > 95 ¦ flood 38°, DALI |  | 1017.8571
MW001954 | wi4-ab-2e-kb-38-d2w-9-9005 | Wittenberg 4.0 surface-mounted spotlight | housing head flush, black matt (RAL 9005), 221 x 121 x 96 mm, 2x LED dim2warm 12 W ¦ 1800 - 3000 K ¦ Ra > 95 ¦ flood 38°, Bluetooth Casambi |  | 1096.6387
MW001933 | wi4-ab-2e-kb-38-d2w-9-9016 | Wittenberg 4.0 surface-mounted spotlight | housing head flush, white matt (RAL 9016), 221 x 121 x 96 mm, 2x LED dim2warm 12 W ¦ 1800 - 3000 K ¦ Ra > 95 ¦ flood 38°, Bluetooth Casambi |  | 1096.6387
MW001826 | wi4-ab-2e-kb-HC-12-2700-4-9005 | Wittenberg 4.0 surface-mounted spotlight | housing head flush, black matt (RAL 9005), 221 x 121 x 96 mm, 2x LED 12,7 W ¦ 2700 K ¦ Ra > 95 ¦ spot 12°, DALI |  | 841.3957
MW001805 | wi4-ab-2e-kb-HC-12-2700-4-9016 | Wittenberg 4.0 surface-mounted spotlight | housing head flush, white matt (RAL 9016), 221 x 121 x 96 mm, 2x LED 12,7 W ¦ 2700 K ¦ Ra > 95 ¦ spot 12°, DALI |  | 841.3957
MW001886 | wi4-ab-2e-kb-HC-12-2700-7-9005 | Wittenberg 4.0 surface-mounted spotlight | housing head flush, black matt (RAL 9005), 221 x 121 x 96 mm, 2x LED 12,7 W ¦ 2700 K ¦ Ra > 95 ¦ spot 12°, Leading edge/trailing edge |  | 762.6142
MW001868 | wi4-ab-2e-kb-HC-12-2700-7-9016 | Wittenberg 4.0 surface-mounted spotlight | housing head flush, white matt (RAL 9016), 221 x 121 x 96 mm, 2x LED 12,7 W ¦ 2700 K ¦ Ra > 95 ¦ spot 12°, Leading edge/trailing edge |  | 762.6142
MW001943 | wi4-ab-2e-kb-HC-12-2700-9-9005 | Wittenberg 4.0 surface-mounted spotlight | housing head flush, black matt (RAL 9005), 221 x 121 x 96 mm, 2x LED 12,7 W ¦ 2700 K ¦ Ra > 95 ¦ spot 12°, Bluetooth Casambi |  | 920.1772
MW001922 | wi4-ab-2e-kb-HC-12-2700-9-9016 | Wittenberg 4.0 surface-mounted spotlight | housing head flush, white matt (RAL 9016), 221 x 121 x 96 mm, 2x LED 12,7 W ¦ 2700 K ¦ Ra > 95 ¦ spot 12°, Bluetooth Casambi |  | 920.1772
MW001829 | wi4-ab-2e-kb-HC-12-3000-4-9005 | Wittenberg 4.0 surface-mounted spotlight | housing head flush, black matt (RAL 9005), 221 x 121 x 96 mm, 2x LED 12,7 W ¦ 3000 K ¦ Ra > 95 ¦ spot 12°, DALI |  | 841.3957
MW001808 | wi4-ab-2e-kb-HC-12-3000-4-9016 | Wittenberg 4.0 surface-mounted spotlight | housing head flush, white matt (RAL 9016), 221 x 121 x 96 mm, 2x LED 12,7 W ¦ 3000 K ¦ Ra > 95 ¦ spot 12°, DALI |  | 841.3957
MW001889 | wi4-ab-2e-kb-HC-12-3000-7-9005 | Wittenberg 4.0 surface-mounted spotlight | housing head flush, black matt (RAL 9005), 221 x 121 x 96 mm, 2x LED 12,7 W ¦ 3000 K ¦ Ra > 95 ¦ spot 12°, Leading edge/trailing edge |  | 762.6142
MW001871 | wi4-ab-2e-kb-HC-12-3000-7-9016 | Wittenberg 4.0 surface-mounted spotlight | housing head flush, white matt (RAL 9016), 221 x 121 x 96 mm, 2x LED 12,7 W ¦ 3000 K ¦ Ra > 95 ¦ spot 12°, Leading edge/trailing edge |  | 762.6142
MW001946 | wi4-ab-2e-kb-HC-12-3000-9-9005 | Wittenberg 4.0 surface-mounted spotlight | housing head flush, black matt (RAL 9005), 221 x 121 x 96 mm, 2x LED 12,7 W ¦ 3000 K ¦ Ra > 95 ¦ spot 12°, Bluetooth Casambi |  | 920.1772
MW001925 | wi4-ab-2e-kb-HC-12-3000-9-9016 | Wittenberg 4.0 surface-mounted spotlight | housing head flush, white matt (RAL 9016), 221 x 121 x 96 mm, 2x LED 12,7 W ¦ 3000 K ¦ Ra > 95 ¦ spot 12°, Bluetooth Casambi |  | 920.1772
MW001832 | wi4-ab-2e-kb-HC-12-4000-4-9005 | Wittenberg 4.0 surface-mounted spotlight | housing head flush, black matt (RAL 9005), 221 x 121 x 96 mm, 2x LED 12,7 W ¦ 4000 K ¦ Ra > 95 ¦ spot 12°, DALI |  | 841.3957
MW001811 | wi4-ab-2e-kb-HC-12-4000-4-9016 | Wittenberg 4.0 surface-mounted spotlight | housing head flush, white matt (RAL 9016), 221 x 121 x 96 mm, 2x LED 12,7 W ¦ 4000 K ¦ Ra > 95 ¦ spot 12°, DALI |  | 841.3957
MW001892 | wi4-ab-2e-kb-HC-12-4000-7-9005 | Wittenberg 4.0 surface-mounted spotlight | housing head flush, black matt (RAL 9005), 221 x 121 x 96 mm, 2x LED 12,7 W ¦ 4000 K ¦ Ra > 95 ¦ spot 12°, Leading edge/trailing edge |  | 762.6142
MW001874 | wi4-ab-2e-kb-HC-12-4000-7-9016 | Wittenberg 4.0 surface-mounted spotlight | housing head flush, white matt (RAL 9016), 221 x 121 x 96 mm, 2x LED 12,7 W ¦ 4000 K ¦ Ra > 95 ¦ spot 12°, Leading edge/trailing edge |  | 762.6142
MW001949 | wi4-ab-2e-kb-HC-12-4000-9-9005 | Wittenberg 4.0 surface-mounted spotlight | housing head flush, black matt (RAL 9005), 221 x 121 x 96 mm, 2x LED 12,7 W ¦ 4000 K ¦ Ra > 95 ¦ spot 12°, Bluetooth Casambi |  | 920.1772
MW001928 | wi4-ab-2e-kb-HC-12-4000-9-9016 | Wittenberg 4.0 surface-mounted spotlight | housing head flush, white matt (RAL 9016), 221 x 121 x 96 mm, 2x LED 12,7 W ¦ 4000 K ¦ Ra > 95 ¦ spot 12°, Bluetooth Casambi |  | 920.1772
MW001827 | wi4-ab-2e-kb-HC-24-2700-4-9005 | Wittenberg 4.0 surface-mounted spotlight | housing head flush, black matt (RAL 9005), 221 x 121 x 96 mm, 2x LED 12,7 W ¦ 2700 K ¦ Ra > 95 ¦ medium 24°, DALI |  | 841.3957
MW001806 | wi4-ab-2e-kb-HC-24-2700-4-9016 | Wittenberg 4.0 surface-mounted spotlight | housing head flush, white matt (RAL 9016), 221 x 121 x 96 mm, 2x LED 12,7 W ¦ 2700 K ¦ Ra > 95 ¦ medium 24°, DALI |  | 841.3957
MW001887 | wi4-ab-2e-kb-HC-24-2700-7-9005 | Wittenberg 4.0 surface-mounted spotlight | housing head flush, black matt (RAL 9005), 221 x 121 x 96 mm, 2x LED 12,7 W ¦ 2700 K ¦ Ra > 95 ¦ medium 24°, Leading edge/trailing edge |  | 762.6142
MW001869 | wi4-ab-2e-kb-HC-24-2700-7-9016 | Wittenberg 4.0 surface-mounted spotlight | housing head flush, white matt (RAL 9016), 221 x 121 x 96 mm, 2x LED 12,7 W ¦ 2700 K ¦ Ra > 95 ¦ medium 24°, Leading edge/trailing edge |  | 762.6142
MW001944 | wi4-ab-2e-kb-HC-24-2700-9-9005 | Wittenberg 4.0 surface-mounted spotlight | housing head flush, black matt (RAL 9005), 221 x 121 x 96 mm, 2x LED 12,7 W ¦ 2700 K ¦ Ra > 95 ¦ medium 24°, Bluetooth Casambi |  | 920.1772
MW001923 | wi4-ab-2e-kb-HC-24-2700-9-9016 | Wittenberg 4.0 surface-mounted spotlight | housing head flush, white matt (RAL 9016), 221 x 121 x 96 mm, 2x LED 12,7 W ¦ 2700 K ¦ Ra > 95 ¦ medium 24°, Bluetooth Casambi |  | 920.1772
MW001830 | wi4-ab-2e-kb-HC-24-3000-4-9005 | Wittenberg 4.0 surface-mounted spotlight | housing head flush, black matt (RAL 9005), 221 x 121 x 96 mm, 2x LED 12,7 W ¦ 3000 K ¦ Ra > 95 ¦ medium 24°, DALI |  | 841.3957
MW001809 | wi4-ab-2e-kb-HC-24-3000-4-9016 | Wittenberg 4.0 surface-mounted spotlight | housing head flush, white matt (RAL 9016), 221 x 121 x 96 mm, 2x LED 12,7 W ¦ 3000 K ¦ Ra > 95 ¦ medium 24°, DALI |  | 841.3957
MW001890 | wi4-ab-2e-kb-HC-24-3000-7-9005 | Wittenberg 4.0 surface-mounted spotlight | housing head flush, black matt (RAL 9005), 221 x 121 x 96 mm, 2x LED 12,7 W ¦ 3000 K ¦ Ra > 95 ¦ medium 24°, Leading edge/trailing edge |  | 762.6142
MW001872 | wi4-ab-2e-kb-HC-24-3000-7-9016 | Wittenberg 4.0 surface-mounted spotlight | housing head flush, white matt (RAL 9016), 221 x 121 x 96 mm, 2x LED 12,7 W ¦ 3000 K ¦ Ra > 95 ¦ medium 24°, Leading edge/trailing edge |  | 762.6142
MW001947 | wi4-ab-2e-kb-HC-24-3000-9-9005 | Wittenberg 4.0 surface-mounted spotlight | housing head flush, black matt (RAL 9005), 221 x 121 x 96 mm, 2x LED 12,7 W ¦ 3000 K ¦ Ra > 95 ¦ medium 24°, Bluetooth Casambi |  | 920.1772
MW001926 | wi4-ab-2e-kb-HC-24-3000-9-9016 | Wittenberg 4.0 surface-mounted spotlight | housing head flush, white matt (RAL 9016), 221 x 121 x 96 mm, 2x LED 12,7 W ¦ 3000 K ¦ Ra > 95 ¦ medium 24°, Bluetooth Casambi |  | 920.1772
MW001833 | wi4-ab-2e-kb-HC-24-4000-4-9005 | Wittenberg 4.0 surface-mounted spotlight | housing head flush, black matt (RAL 9005), 221 x 121 x 96 mm, 2x LED 12,7 W ¦ 4000 K ¦ Ra > 95 ¦ medium 24°, DALI |  | 841.3957
MW001812 | wi4-ab-2e-kb-HC-24-4000-4-9016 | Wittenberg 4.0 surface-mounted spotlight | housing head flush, white matt (RAL 9016), 221 x 121 x 96 mm, 2x LED 12,7 W ¦ 4000 K ¦ Ra > 95 ¦ medium 24°, DALI |  | 841.3957
MW001893 | wi4-ab-2e-kb-HC-24-4000-7-9005 | Wittenberg 4.0 surface-mounted spotlight | housing head flush, black matt (RAL 9005), 221 x 121 x 96 mm, 2x LED 12,7 W ¦ 4000 K ¦ Ra > 95 ¦ medium 24°, Leading edge/trailing edge |  | 762.6142
MW001875 | wi4-ab-2e-kb-HC-24-4000-7-9016 | Wittenberg 4.0 surface-mounted spotlight | housing head flush, white matt (RAL 9016), 221 x 121 x 96 mm, 2x LED 12,7 W ¦ 4000 K ¦ Ra > 95 ¦ medium 24°, Leading edge/trailing edge |  | 762.6142
MW001950 | wi4-ab-2e-kb-HC-24-4000-9-9005 | Wittenberg 4.0 surface-mounted spotlight | housing head flush, black matt (RAL 9005), 221 x 121 x 96 mm, 2x LED 12,7 W ¦ 4000 K ¦ Ra > 95 ¦ medium 24°, Bluetooth Casambi |  | 920.1772
MW001929 | wi4-ab-2e-kb-HC-24-4000-9-9016 | Wittenberg 4.0 surface-mounted spotlight | housing head flush, white matt (RAL 9016), 221 x 121 x 96 mm, 2x LED 12,7 W ¦ 4000 K ¦ Ra > 95 ¦ medium 24°, Bluetooth Casambi |  | 920.1772
MW001828 | wi4-ab-2e-kb-HC-38-2700-4-9005 | Wittenberg 4.0 surface-mounted spotlight | housing head flush, black matt (RAL 9005), 221 x 121 x 96 mm, 2x LED 12,7 W ¦ 2700 K ¦ Ra > 95 ¦ flood 38°, DALI |  | 841.3957
MW001807 | wi4-ab-2e-kb-HC-38-2700-4-9016 | Wittenberg 4.0 surface-mounted spotlight | housing head flush, white matt (RAL 9016), 221 x 121 x 96 mm, 2x LED 12,7 W ¦ 2700 K ¦ Ra > 95 ¦ flood 38°, DALI |  | 841.3957
MW001888 | wi4-ab-2e-kb-HC-38-2700-7-9005 | Wittenberg 4.0 surface-mounted spotlight | housing head flush, black matt (RAL 9005), 221 x 121 x 96 mm, 2x LED 12,7 W ¦ 2700 K ¦ Ra > 95 ¦ flood 38°, Leading edge/trailing edge |  | 762.6142
MW001870 | wi4-ab-2e-kb-HC-38-2700-7-9016 | Wittenberg 4.0 surface-mounted spotlight | housing head flush, white matt (RAL 9016), 221 x 121 x 96 mm, 2x LED 12,7 W ¦ 2700 K ¦ Ra > 95 ¦ flood 38°, Leading edge/trailing edge |  | 762.6142
MW001945 | wi4-ab-2e-kb-HC-38-2700-9-9005 | Wittenberg 4.0 surface-mounted spotlight | housing head flush, black matt (RAL 9005), 221 x 121 x 96 mm, 2x LED 12,7 W ¦ 2700 K ¦ Ra > 95 ¦ flood 38°, Bluetooth Casambi |  | 920.1772
MW001924 | wi4-ab-2e-kb-HC-38-2700-9-9016 | Wittenberg 4.0 surface-mounted spotlight | housing head flush, white matt (RAL 9016), 221 x 121 x 96 mm, 2x LED 12,7 W ¦ 2700 K ¦ Ra > 95 ¦ flood 38°, Bluetooth Casambi |  | 920.1772
MW001831 | wi4-ab-2e-kb-HC-38-3000-4-9005 | Wittenberg 4.0 surface-mounted spotlight | housing head flush, black matt (RAL 9005), 221 x 121 x 96 mm, 2x LED 12,7 W ¦ 3000 K ¦ Ra > 95 ¦ flood 38°, DALI |  | 841.3957
MW001810 | wi4-ab-2e-kb-HC-38-3000-4-9016 | Wittenberg 4.0 surface-mounted spotlight | housing head flush, white matt (RAL 9016), 221 x 121 x 96 mm, 2x LED 12,7 W ¦ 3000 K ¦ Ra > 95 ¦ flood 38°, DALI |  | 841.3957
MW001891 | wi4-ab-2e-kb-HC-38-3000-7-9005 | Wittenberg 4.0 surface-mounted spotlight | housing head flush, black matt (RAL 9005), 221 x 121 x 96 mm, 2x LED 12,7 W ¦ 3000 K ¦ Ra > 95 ¦ flood 38°, Leading edge/trailing edge |  | 762.6142
MW001873 | wi4-ab-2e-kb-HC-38-3000-7-9016 | Wittenberg 4.0 surface-mounted spotlight | housing head flush, white matt (RAL 9016), 221 x 121 x 96 mm, 2x LED 12,7 W ¦ 3000 K ¦ Ra > 95 ¦ flood 38°, Leading edge/trailing edge |  | 762.6142
MW001948 | wi4-ab-2e-kb-HC-38-3000-9-9005 | Wittenberg 4.0 surface-mounted spotlight | housing head flush, black matt (RAL 9005), 221 x 121 x 96 mm, 2x LED 12,7 W ¦ 3000 K ¦ Ra > 95 ¦ flood 38°, Bluetooth Casambi |  | 920.1772
MW001927 | wi4-ab-2e-kb-HC-38-3000-9-9016 | Wittenberg 4.0 surface-mounted spotlight | housing head flush, white matt (RAL 9016), 221 x 121 x 96 mm, 2x LED 12,7 W ¦ 3000 K ¦ Ra > 95 ¦ flood 38°, Bluetooth Casambi |  | 920.1772
MW001834 | wi4-ab-2e-kb-HC-38-4000-4-9005 | Wittenberg 4.0 surface-mounted spotlight | housing head flush, black matt (RAL 9005), 221 x 121 x 96 mm, 2x LED 12,7 W ¦ 4000 K ¦ Ra > 95 ¦ flood 38°, DALI |  | 841.3957
MW001813 | wi4-ab-2e-kb-HC-38-4000-4-9016 | Wittenberg 4.0 surface-mounted spotlight | housing head flush, white matt (RAL 9016), 221 x 121 x 96 mm, 2x LED 12,7 W ¦ 4000 K ¦ Ra > 95 ¦ flood 38°, DALI |  | 841.3957
MW001894 | wi4-ab-2e-kb-HC-38-4000-7-9005 | Wittenberg 4.0 surface-mounted spotlight | housing head flush, black matt (RAL 9005), 221 x 121 x 96 mm, 2x LED 12,7 W ¦ 4000 K ¦ Ra > 95 ¦ flood 38°, Leading edge/trailing edge |  | 762.6142
MW001876 | wi4-ab-2e-kb-HC-38-4000-7-9016 | Wittenberg 4.0 surface-mounted spotlight | housing head flush, white matt (RAL 9016), 221 x 121 x 96 mm, 2x LED 12,7 W ¦ 4000 K ¦ Ra > 95 ¦ flood 38°, Leading edge/trailing edge |  | 762.6142
MW001951 | wi4-ab-2e-kb-HC-38-4000-9-9005 | Wittenberg 4.0 surface-mounted spotlight | housing head flush, black matt (RAL 9005), 221 x 121 x 96 mm, 2x LED 12,7 W ¦ 4000 K ¦ Ra > 95 ¦ flood 38°, Bluetooth Casambi |  | 920.1772
MW001930 | wi4-ab-2e-kb-HC-38-4000-9-9016 | Wittenberg 4.0 surface-mounted spotlight | housing head flush, white matt (RAL 9016), 221 x 121 x 96 mm, 2x LED 12,7 W ¦ 4000 K ¦ Ra > 95 ¦ flood 38°, Bluetooth Casambi |  | 920.1772
MW002003 | wi4-ab-2ov-HC-12-2700-4-9005 | Wittenberg 4.0 surface-mounted spotlight | black matt (RAL 9005), 176 x 76 x 97 mm (oval), 2x LED 12,7 W ¦ 2700 K ¦ Ra > 95 ¦ spot 12°, DALI |  | 932.7822
MW001985 | wi4-ab-2ov-HC-12-2700-4-9016 | Wittenberg 4.0 surface-mounted spotlight | white matt (RAL 9016), 176 x 76 x 97 mm (oval), 2x LED 12,7 W ¦ 2700 K ¦ Ra > 95 ¦ spot 12°, DALI |  | 932.7822
MW002075 | wi4-ab-2ov-HC-12-2700-7-9005 | Wittenberg 4.0 surface-mounted spotlight | black matt (RAL 9005), 176 x 76 x 97 mm (oval), 2x LED 12,7 W ¦ 2700 K ¦ Ra > 95 ¦ spot 12°, Leading edge/trailing edge |  | 854.0007
MW002057 | wi4-ab-2ov-HC-12-2700-7-9016 | Wittenberg 4.0 surface-mounted spotlight | white matt (RAL 9016), 176 x 76 x 97 mm (oval), 2x LED 12,7 W ¦ 2700 K ¦ Ra > 95 ¦ spot 12°, Leading edge/trailing edge |  | 854.0007
MW002147 | wi4-ab-2ov-HC-12-2700-9-9005 | Wittenberg 4.0 surface-mounted spotlight | black matt (RAL 9005), 176 x 76 x 97 mm (oval), 2x LED 12,7 W ¦ 2700 K ¦ Ra > 95 ¦ spot 12°, Bluetooth Casambi |  | 1011.5638
MW002129 | wi4-ab-2ov-HC-12-2700-9-9016 | Wittenberg 4.0 surface-mounted spotlight | white matt (RAL 9016), 176 x 76 x 97 mm (oval), 2x LED 12,7 W ¦ 2700 K ¦ Ra > 95 ¦ spot 12°, Bluetooth Casambi |  | 1011.5638
MW002006 | wi4-ab-2ov-HC-12-3000-4-9005 | Wittenberg 4.0 surface-mounted spotlight | black matt (RAL 9005), 176 x 76 x 97 mm (oval), 2x LED 12,7 W ¦ 3000 K ¦ Ra > 95 ¦ spot 12°, DALI |  | 932.7822
MW001988 | wi4-ab-2ov-HC-12-3000-4-9016 | Wittenberg 4.0 surface-mounted spotlight | white matt (RAL 9016), 176 x 76 x 97 mm (oval), 2x LED 12,7 W ¦ 3000 K ¦ Ra > 95 ¦ spot 12°, DALI |  | 932.7822
MW002078 | wi4-ab-2ov-HC-12-3000-7-9005 | Wittenberg 4.0 surface-mounted spotlight | black matt (RAL 9005), 176 x 76 x 97 mm (oval), 2x LED 12,7 W ¦ 3000 K ¦ Ra > 95 ¦ spot 12°, Leading edge/trailing edge |  | 854.0007
MW002060 | wi4-ab-2ov-HC-12-3000-7-9016 | Wittenberg 4.0 surface-mounted spotlight | white matt (RAL 9016), 176 x 76 x 97 mm (oval), 2x LED 12,7 W ¦ 3000 K ¦ Ra > 95 ¦ spot 12°, Leading edge/trailing edge |  | 854.0007
MW002150 | wi4-ab-2ov-HC-12-3000-9-9005 | Wittenberg 4.0 surface-mounted spotlight | black matt (RAL 9005), 176 x 76 x 97 mm (oval), 2x LED 12,7 W ¦ 3000 K ¦ Ra > 95 ¦ spot 12°, Bluetooth Casambi |  | 1011.5638
MW002132 | wi4-ab-2ov-HC-12-3000-9-9016 | Wittenberg 4.0 surface-mounted spotlight | white matt (RAL 9016), 176 x 76 x 97 mm (oval), 2x LED 12,7 W ¦ 3000 K ¦ Ra > 95 ¦ spot 12°, Bluetooth Casambi |  | 1011.5638
MW002009 | wi4-ab-2ov-HC-12-4000-4-9005 | Wittenberg 4.0 surface-mounted spotlight | black matt (RAL 9005), 176 x 76 x 97 mm (oval), 2x LED 12,7 W ¦ 4000 K ¦ Ra > 95 ¦ spot 12°, DALI |  | 932.7822
MW001991 | wi4-ab-2ov-HC-12-4000-4-9016 | Wittenberg 4.0 surface-mounted spotlight | white matt (RAL 9016), 176 x 76 x 97 mm (oval), 2x LED 12,7 W ¦ 4000 K ¦ Ra > 95 ¦ spot 12°, DALI |  | 932.7822
MW002081 | wi4-ab-2ov-HC-12-4000-7-9005 | Wittenberg 4.0 surface-mounted spotlight | black matt (RAL 9005), 176 x 76 x 97 mm (oval), 2x LED 12,7 W ¦ 4000 K ¦ Ra > 95 ¦ spot 12°, Leading edge/trailing edge |  | 854.0007
MW002063 | wi4-ab-2ov-HC-12-4000-7-9016 | Wittenberg 4.0 surface-mounted spotlight | white matt (RAL 9016), 176 x 76 x 97 mm (oval), 2x LED 12,7 W ¦ 4000 K ¦ Ra > 95 ¦ spot 12°, Leading edge/trailing edge |  | 854.0007
MW002153 | wi4-ab-2ov-HC-12-4000-9-9005 | Wittenberg 4.0 surface-mounted spotlight | black matt (RAL 9005), 176 x 76 x 97 mm (oval), 2x LED 12,7 W ¦ 4000 K ¦ Ra > 95 ¦ spot 12°, Bluetooth Casambi |  | 1011.5638
MW002135 | wi4-ab-2ov-HC-12-4000-9-9016 | Wittenberg 4.0 surface-mounted spotlight | white matt (RAL 9016), 176 x 76 x 97 mm (oval), 2x LED 12,7 W ¦ 4000 K ¦ Ra > 95 ¦ spot 12°, Bluetooth Casambi |  | 1011.5638
MW002004 | wi4-ab-2ov-HC-24-2700-4-9005 | Wittenberg 4.0 surface-mounted spotlight | black matt (RAL 9005), 176 x 76 x 97 mm (oval), 2x LED 12,7 W ¦ 2700 K ¦ Ra > 95 ¦ medium 24°, DALI |  | 932.7822
MW001986 | wi4-ab-2ov-HC-24-2700-4-9016 | Wittenberg 4.0 surface-mounted spotlight | white matt (RAL 9016), 176 x 76 x 97 mm (oval), 2x LED 12,7 W ¦ 2700 K ¦ Ra > 95 ¦ medium 24°, DALI |  | 932.7822
MW002076 | wi4-ab-2ov-HC-24-2700-7-9005 | Wittenberg 4.0 surface-mounted spotlight | black matt (RAL 9005), 176 x 76 x 97 mm (oval), 2x LED 12,7 W ¦ 2700 K ¦ Ra > 95 ¦ medium 24°, Leading edge/trailing edge |  | 854.0007
MW002058 | wi4-ab-2ov-HC-24-2700-7-9016 | Wittenberg 4.0 surface-mounted spotlight | white matt (RAL 9016), 176 x 76 x 97 mm (oval), 2x LED 12,7 W ¦ 2700 K ¦ Ra > 95 ¦ medium 24°, Leading edge/trailing edge |  | 854.0007
MW002148 | wi4-ab-2ov-HC-24-2700-9-9005 | Wittenberg 4.0 surface-mounted spotlight | black matt (RAL 9005), 176 x 76 x 97 mm (oval), 2x LED 12,7 W ¦ 2700 K ¦ Ra > 95 ¦ medium 24°, Bluetooth Casambi |  | 1011.5638
MW002130 | wi4-ab-2ov-HC-24-2700-9-9016 | Wittenberg 4.0 surface-mounted spotlight | white matt (RAL 9016), 176 x 76 x 97 mm (oval), 2x LED 12,7 W ¦ 2700 K ¦ Ra > 95 ¦ medium 24°, Bluetooth Casambi |  | 1011.5638
MW002007 | wi4-ab-2ov-HC-24-3000-4-9005 | Wittenberg 4.0 surface-mounted spotlight | black matt (RAL 9005), 176 x 76 x 97 mm (oval), 2x LED 12,7 W ¦ 3000 K ¦ Ra > 95 ¦ medium 24°, DALI |  | 932.7822
MW001989 | wi4-ab-2ov-HC-24-3000-4-9016 | Wittenberg 4.0 surface-mounted spotlight | white matt (RAL 9016), 176 x 76 x 97 mm (oval), 2x LED 12,7 W ¦ 3000 K ¦ Ra > 95 ¦ medium 24°, DALI |  | 932.7822
MW002079 | wi4-ab-2ov-HC-24-3000-7-9005 | Wittenberg 4.0 surface-mounted spotlight | black matt (RAL 9005), 176 x 76 x 97 mm (oval), 2x LED 12,7 W ¦ 3000 K ¦ Ra > 95 ¦ medium 24°, Leading edge/trailing edge |  | 854.0007
MW002061 | wi4-ab-2ov-HC-24-3000-7-9016 | Wittenberg 4.0 surface-mounted spotlight | white matt (RAL 9016), 176 x 76 x 97 mm (oval), 2x LED 12,7 W ¦ 3000 K ¦ Ra > 95 ¦ medium 24°, Leading edge/trailing edge |  | 854.0007
MW002151 | wi4-ab-2ov-HC-24-3000-9-9005 | Wittenberg 4.0 surface-mounted spotlight | black matt (RAL 9005), 176 x 76 x 97 mm (oval), 2x LED 12,7 W ¦ 3000 K ¦ Ra > 95 ¦ medium 24°, Bluetooth Casambi |  | 1011.5638
MW002133 | wi4-ab-2ov-HC-24-3000-9-9016 | Wittenberg 4.0 surface-mounted spotlight | white matt (RAL 9016), 176 x 76 x 97 mm (oval), 2x LED 12,7 W ¦ 3000 K ¦ Ra > 95 ¦ medium 24°, Bluetooth Casambi |  | 1011.5638
MW002010 | wi4-ab-2ov-HC-24-4000-4-9005 | Wittenberg 4.0 surface-mounted spotlight | black matt (RAL 9005), 176 x 76 x 97 mm (oval), 2x LED 12,7 W ¦ 4000 K ¦ Ra > 95 ¦ medium 24°, DALI |  | 932.7822
MW001992 | wi4-ab-2ov-HC-24-4000-4-9016 | Wittenberg 4.0 surface-mounted spotlight | white matt (RAL 9016), 176 x 76 x 97 mm (oval), 2x LED 12,7 W ¦ 4000 K ¦ Ra > 95 ¦ medium 24°, DALI |  | 932.7822
MW002082 | wi4-ab-2ov-HC-24-4000-7-9005 | Wittenberg 4.0 surface-mounted spotlight | black matt (RAL 9005), 176 x 76 x 97 mm (oval), 2x LED 12,7 W ¦ 4000 K ¦ Ra > 95 ¦ medium 24°, Leading edge/trailing edge |  | 854.0007
MW002064 | wi4-ab-2ov-HC-24-4000-7-9016 | Wittenberg 4.0 surface-mounted spotlight | white matt (RAL 9016), 176 x 76 x 97 mm (oval), 2x LED 12,7 W ¦ 4000 K ¦ Ra > 95 ¦ medium 24°, Leading edge/trailing edge |  | 854.0007
MW002154 | wi4-ab-2ov-HC-24-4000-9-9005 | Wittenberg 4.0 surface-mounted spotlight | black matt (RAL 9005), 176 x 76 x 97 mm (oval), 2x LED 12,7 W ¦ 4000 K ¦ Ra > 95 ¦ medium 24°, Bluetooth Casambi |  | 1011.5638
MW002136 | wi4-ab-2ov-HC-24-4000-9-9016 | Wittenberg 4.0 surface-mounted spotlight | white matt (RAL 9016), 176 x 76 x 97 mm (oval), 2x LED 12,7 W ¦ 4000 K ¦ Ra > 95 ¦ medium 24°, Bluetooth Casambi |  | 1011.5638
MW002005 | wi4-ab-2ov-HC-38-2700-4-9005 | Wittenberg 4.0 surface-mounted spotlight | black matt (RAL 9005), 176 x 76 x 97 mm (oval), 2x LED 12,7 W ¦ 2700 K ¦ Ra > 95 ¦ flood 38°, DALI |  | 932.7822
MW001987 | wi4-ab-2ov-HC-38-2700-4-9016 | Wittenberg 4.0 surface-mounted spotlight | white matt (RAL 9016), 176 x 76 x 97 mm (oval), 2x LED 12,7 W ¦ 2700 K ¦ Ra > 95 ¦ flood 38°, DALI |  | 932.7822
MW002077 | wi4-ab-2ov-HC-38-2700-7-9005 | Wittenberg 4.0 surface-mounted spotlight | black matt (RAL 9005), 176 x 76 x 97 mm (oval), 2x LED 12,7 W ¦ 2700 K ¦ Ra > 95 ¦ flood 38°, Leading edge/trailing edge |  | 854.0007
MW002059 | wi4-ab-2ov-HC-38-2700-7-9016 | Wittenberg 4.0 surface-mounted spotlight | white matt (RAL 9016), 176 x 76 x 97 mm (oval), 2x LED 12,7 W ¦ 2700 K ¦ Ra > 95 ¦ flood 38°, Leading edge/trailing edge |  | 854.0007
MW002149 | wi4-ab-2ov-HC-38-2700-9-9005 | Wittenberg 4.0 surface-mounted spotlight | black matt (RAL 9005), 176 x 76 x 97 mm (oval), 2x LED 12,7 W ¦ 2700 K ¦ Ra > 95 ¦ flood 38°, Bluetooth Casambi |  | 1011.5638
MW002131 | wi4-ab-2ov-HC-38-2700-9-9016 | Wittenberg 4.0 surface-mounted spotlight | white matt (RAL 9016), 176 x 76 x 97 mm (oval), 2x LED 12,7 W ¦ 2700 K ¦ Ra > 95 ¦ flood 38°, Bluetooth Casambi |  | 1011.5638
MW002008 | wi4-ab-2ov-HC-38-3000-4-9005 | Wittenberg 4.0 surface-mounted spotlight | black matt (RAL 9005), 176 x 76 x 97 mm (oval), 2x LED 12,7 W ¦ 3000 K ¦ Ra > 95 ¦ flood 38°, DALI |  | 932.7822
MW001990 | wi4-ab-2ov-HC-38-3000-4-9016 | Wittenberg 4.0 surface-mounted spotlight | white matt (RAL 9016), 176 x 76 x 97 mm (oval), 2x LED 12,7 W ¦ 3000 K ¦ Ra > 95 ¦ flood 38°, DALI |  | 932.7822
MW002080 | wi4-ab-2ov-HC-38-3000-7-9005 | Wittenberg 4.0 surface-mounted spotlight | black matt (RAL 9005), 176 x 76 x 97 mm (oval), 2x LED 12,7 W ¦ 3000 K ¦ Ra > 95 ¦ flood 38°, Leading edge/trailing edge |  | 854.0007
MW002062 | wi4-ab-2ov-HC-38-3000-7-9016 | Wittenberg 4.0 surface-mounted spotlight | white matt (RAL 9016), 176 x 76 x 97 mm (oval), 2x LED 12,7 W ¦ 3000 K ¦ Ra > 95 ¦ flood 38°, Leading edge/trailing edge |  | 854.0007
MW002152 | wi4-ab-2ov-HC-38-3000-9-9005 | Wittenberg 4.0 surface-mounted spotlight | black matt (RAL 9005), 176 x 76 x 97 mm (oval), 2x LED 12,7 W ¦ 3000 K ¦ Ra > 95 ¦ flood 38°, Bluetooth Casambi |  | 1011.5638
MW002134 | wi4-ab-2ov-HC-38-3000-9-9016 | Wittenberg 4.0 surface-mounted spotlight | white matt (RAL 9016), 176 x 76 x 97 mm (oval), 2x LED 12,7 W ¦ 3000 K ¦ Ra > 95 ¦ flood 38°, Bluetooth Casambi |  | 1011.5638
MW002011 | wi4-ab-2ov-HC-38-4000-4-9005 | Wittenberg 4.0 surface-mounted spotlight | black matt (RAL 9005), 176 x 76 x 97 mm (oval), 2x LED 12,7 W ¦ 4000 K ¦ Ra > 95 ¦ flood 38°, DALI |  | 932.7822
MW001993 | wi4-ab-2ov-HC-38-4000-4-9016 | Wittenberg 4.0 surface-mounted spotlight | white matt (RAL 9016), 176 x 76 x 97 mm (oval), 2x LED 12,7 W ¦ 4000 K ¦ Ra > 95 ¦ flood 38°, DALI |  | 932.7822
MW002083 | wi4-ab-2ov-HC-38-4000-7-9005 | Wittenberg 4.0 surface-mounted spotlight | black matt (RAL 9005), 176 x 76 x 97 mm (oval), 2x LED 12,7 W ¦ 4000 K ¦ Ra > 95 ¦ flood 38°, Leading edge/trailing edge |  | 854.0007
MW002065 | wi4-ab-2ov-HC-38-4000-7-9016 | Wittenberg 4.0 surface-mounted spotlight | white matt (RAL 9016), 176 x 76 x 97 mm (oval), 2x LED 12,7 W ¦ 4000 K ¦ Ra > 95 ¦ flood 38°, Leading edge/trailing edge |  | 854.0007
MW002155 | wi4-ab-2ov-HC-38-4000-9-9005 | Wittenberg 4.0 surface-mounted spotlight | black matt (RAL 9005), 176 x 76 x 97 mm (oval), 2x LED 12,7 W ¦ 4000 K ¦ Ra > 95 ¦ flood 38°, Bluetooth Casambi |  | 1011.5638
MW002137 | wi4-ab-2ov-HC-38-4000-9-9016 | Wittenberg 4.0 surface-mounted spotlight | white matt (RAL 9016), 176 x 76 x 97 mm (oval), 2x LED 12,7 W ¦ 4000 K ¦ Ra > 95 ¦ flood 38°, Bluetooth Casambi |  | 1011.5638
MW002447 | wi4-ab-3e-hb-12-d2w-4-9005 | Wittenberg 4.0 surface-mounted spotlight | housing semi-flush, black matt (RAL 9005), 295 x 96 x 97 mm, 3x LED dim2warm 12 W ¦ 1800 - 3000 K ¦ Ra > 95 ¦ spot 12°, DALI |  | 1251.0504
MW002426 | wi4-ab-3e-hb-12-d2w-4-9016 | Wittenberg 4.0 surface-mounted spotlight | housing semi-flush, white matt (RAL 9016), 295 x 96 x 97 mm, 3x LED dim2warm 12 W ¦ 1800 - 3000 K ¦ Ra > 95 ¦ spot 12°, DALI |  | 1251.0504
MW002564 | wi4-ab-3e-hb-12-d2w-9-9005 | Wittenberg 4.0 surface-mounted spotlight | housing semi-flush, black matt (RAL 9005), 295 x 96 x 97 mm, 3x LED dim2warm 12 W ¦ 1800 - 3000 K ¦ Ra > 95 ¦ spot 12°, Bluetooth Casambi |  | 1329.8319
MW002543 | wi4-ab-3e-hb-12-d2w-9-9016 | Wittenberg 4.0 surface-mounted spotlight | housing semi-flush, white matt (RAL 9016), 295 x 96 x 97 mm, 3x LED dim2warm 12 W ¦ 1800 - 3000 K ¦ Ra > 95 ¦ spot 12°, Bluetooth Casambi |  | 1329.8319
MW002448 | wi4-ab-3e-hb-24-d2w-4-9005 | Wittenberg 4.0 surface-mounted spotlight | housing semi-flush, black matt (RAL 9005), 295 x 96 x 97 mm, 3x LED dim2warm 12 W ¦ 1800 - 3000 K ¦ Ra > 95 ¦ medium 24°, DALI |  | 1251.0504
MW002427 | wi4-ab-3e-hb-24-d2w-4-9016 | Wittenberg 4.0 surface-mounted spotlight | housing semi-flush, white matt (RAL 9016), 295 x 96 x 97 mm, 3x LED dim2warm 12 W ¦ 1800 - 3000 K ¦ Ra > 95 ¦ medium 24°, DALI |  | 1251.0504
MW002565 | wi4-ab-3e-hb-24-d2w-9-9005 | Wittenberg 4.0 surface-mounted spotlight | housing semi-flush, black matt (RAL 9005), 295 x 96 x 97 mm, 3x LED dim2warm 12 W ¦ 1800 - 3000 K ¦ Ra > 95 ¦ medium 24°, Bluetooth Casambi |  | 1329.8319
MW002544 | wi4-ab-3e-hb-24-d2w-9-9016 | Wittenberg 4.0 surface-mounted spotlight | housing semi-flush, white matt (RAL 9016), 295 x 96 x 97 mm, 3x LED dim2warm 12 W ¦ 1800 - 3000 K ¦ Ra > 95 ¦ medium 24°, Bluetooth Casambi |  | 1329.8319
MW002449 | wi4-ab-3e-hb-38-d2w-4-9005 | Wittenberg 4.0 surface-mounted spotlight | housing semi-flush, black matt (RAL 9005), 295 x 96 x 97 mm, 3x LED dim2warm 12 W ¦ 1800 - 3000 K ¦ Ra > 95 ¦ flood 38°, DALI |  | 1251.0504
MW002428 | wi4-ab-3e-hb-38-d2w-4-9016 | Wittenberg 4.0 surface-mounted spotlight | housing semi-flush, white matt (RAL 9016), 295 x 96 x 97 mm, 3x LED dim2warm 12 W ¦ 1800 - 3000 K ¦ Ra > 95 ¦ flood 38°, DALI |  | 1251.0504
MW002566 | wi4-ab-3e-hb-38-d2w-9-9005 | Wittenberg 4.0 surface-mounted spotlight | housing semi-flush, black matt (RAL 9005), 295 x 96 x 97 mm, 3x LED dim2warm 12 W ¦ 1800 - 3000 K ¦ Ra > 95 ¦ flood 38°, Bluetooth Casambi |  | 1329.8319
MW002545 | wi4-ab-3e-hb-38-d2w-9-9016 | Wittenberg 4.0 surface-mounted spotlight | housing semi-flush, white matt (RAL 9016), 295 x 96 x 97 mm, 3x LED dim2warm 12 W ¦ 1800 - 3000 K ¦ Ra > 95 ¦ flood 38°, Bluetooth Casambi |  | 1329.8319
MW002438 | wi4-ab-3e-hb-HC-12-2700-4-9005 | Wittenberg 4.0 surface-mounted spotlight | housing semi-flush, black matt (RAL 9005), 295 x 96 x 97 mm, 3x LED 12,7 W ¦ 2700 K ¦ Ra > 95 ¦ spot 12°, DALI |  | 986.3395
MW002417 | wi4-ab-3e-hb-HC-12-2700-4-9016 | Wittenberg 4.0 surface-mounted spotlight | housing semi-flush, white matt (RAL 9016), 295 x 96 x 97 mm, 3x LED 12,7 W ¦ 2700 K ¦ Ra > 95 ¦ spot 12°, DALI |  | 986.3395
MW002498 | wi4-ab-3e-hb-HC-12-2700-5-9005 | Wittenberg 4.0 surface-mounted spotlight | housing semi-flush, black matt (RAL 9005), 295 x 96 x 97 mm, 3x LED 12,7 W ¦ 2700 K ¦ Ra > 95 ¦ spot 12°, Trailing edge |  | 907.558
MW002480 | wi4-ab-3e-hb-HC-12-2700-5-9016 | Wittenberg 4.0 surface-mounted spotlight | housing semi-flush, white matt (RAL 9016), 295 x 96 x 97 mm, 3x LED 12,7 W ¦ 2700 K ¦ Ra > 95 ¦ spot 12°, Trailing edge |  | 907.558
MW002555 | wi4-ab-3e-hb-HC-12-2700-9-9005 | Wittenberg 4.0 surface-mounted spotlight | housing semi-flush, black matt (RAL 9005), 295 x 96 x 97 mm, 3x LED 12,7 W ¦ 2700 K ¦ Ra > 95 ¦ spot 12°, Bluetooth Casambi |  | 1065.121
MW002534 | wi4-ab-3e-hb-HC-12-2700-9-9016 | Wittenberg 4.0 surface-mounted spotlight | housing semi-flush, white matt (RAL 9016), 295 x 96 x 97 mm, 3x LED 12,7 W ¦ 2700 K ¦ Ra > 95 ¦ spot 12°, Bluetooth Casambi |  | 1065.121
MW002441 | wi4-ab-3e-hb-HC-12-3000-4-9005 | Wittenberg 4.0 surface-mounted spotlight | housing semi-flush, black matt (RAL 9005), 295 x 96 x 97 mm, 3x LED 12,7 W ¦ 3000 K ¦ Ra > 95 ¦ spot 12°, DALI |  | 986.3395
MW002420 | wi4-ab-3e-hb-HC-12-3000-4-9016 | Wittenberg 4.0 surface-mounted spotlight | housing semi-flush, white matt (RAL 9016), 295 x 96 x 97 mm, 3x LED 12,7 W ¦ 3000 K ¦ Ra > 95 ¦ spot 12°, DALI |  | 986.3395
MW002501 | wi4-ab-3e-hb-HC-12-3000-5-9005 | Wittenberg 4.0 surface-mounted spotlight | housing semi-flush, black matt (RAL 9005), 295 x 96 x 97 mm, 3x LED 12,7 W ¦ 3000 K ¦ Ra > 95 ¦ spot 12°, Trailing edge |  | 907.558
MW002483 | wi4-ab-3e-hb-HC-12-3000-5-9016 | Wittenberg 4.0 surface-mounted spotlight | housing semi-flush, white matt (RAL 9016), 295 x 96 x 97 mm, 3x LED 12,7 W ¦ 3000 K ¦ Ra > 95 ¦ spot 12°, Trailing edge |  | 907.558
MW002558 | wi4-ab-3e-hb-HC-12-3000-9-9005 | Wittenberg 4.0 surface-mounted spotlight | housing semi-flush, black matt (RAL 9005), 295 x 96 x 97 mm, 3x LED 12,7 W ¦ 3000 K ¦ Ra > 95 ¦ spot 12°, Bluetooth Casambi |  | 1065.121
MW002537 | wi4-ab-3e-hb-HC-12-3000-9-9016 | Wittenberg 4.0 surface-mounted spotlight | housing semi-flush, white matt (RAL 9016), 295 x 96 x 97 mm, 3x LED 12,7 W ¦ 3000 K ¦ Ra > 95 ¦ spot 12°, Bluetooth Casambi |  | 1065.121
MW002444 | wi4-ab-3e-hb-HC-12-4000-4-9005 | Wittenberg 4.0 surface-mounted spotlight | housing semi-flush, black matt (RAL 9005), 295 x 96 x 97 mm, 3x LED 12,7 W ¦ 4000 K ¦ Ra > 95 ¦ spot 12°, DALI |  | 986.3395
MW002423 | wi4-ab-3e-hb-HC-12-4000-4-9016 | Wittenberg 4.0 surface-mounted spotlight | housing semi-flush, white matt (RAL 9016), 295 x 96 x 97 mm, 3x LED 12,7 W ¦ 4000 K ¦ Ra > 95 ¦ spot 12°, DALI |  | 986.3395
MW002504 | wi4-ab-3e-hb-HC-12-4000-5-9005 | Wittenberg 4.0 surface-mounted spotlight | housing semi-flush, black matt (RAL 9005), 295 x 96 x 97 mm, 3x LED 12,7 W ¦ 4000 K ¦ Ra > 95 ¦ spot 12°, Trailing edge |  | 907.558
MW002486 | wi4-ab-3e-hb-HC-12-4000-5-9016 | Wittenberg 4.0 surface-mounted spotlight | housing semi-flush, white matt (RAL 9016), 295 x 96 x 97 mm, 3x LED 12,7 W ¦ 4000 K ¦ Ra > 95 ¦ spot 12°, Trailing edge |  | 907.558
MW002561 | wi4-ab-3e-hb-HC-12-4000-9-9005 | Wittenberg 4.0 surface-mounted spotlight | housing semi-flush, black matt (RAL 9005), 295 x 96 x 97 mm, 3x LED 12,7 W ¦ 4000 K ¦ Ra > 95 ¦ spot 12°, Bluetooth Casambi |  | 1065.121
MW002540 | wi4-ab-3e-hb-HC-12-4000-9-9016 | Wittenberg 4.0 surface-mounted spotlight | housing semi-flush, white matt (RAL 9016), 295 x 96 x 97 mm, 3x LED 12,7 W ¦ 4000 K ¦ Ra > 95 ¦ spot 12°, Bluetooth Casambi |  | 1065.121
MW002439 | wi4-ab-3e-hb-HC-24-2700-4-9005 | Wittenberg 4.0 surface-mounted spotlight | housing semi-flush, black matt (RAL 9005), 295 x 96 x 97 mm, 3x LED 12,7 W ¦ 2700 K ¦ Ra > 95 ¦ medium 24°, DALI |  | 986.3395
MW002418 | wi4-ab-3e-hb-HC-24-2700-4-9016 | Wittenberg 4.0 surface-mounted spotlight | housing semi-flush, white matt (RAL 9016), 295 x 96 x 97 mm, 3x LED 12,7 W ¦ 2700 K ¦ Ra > 95 ¦ medium 24°, DALI |  | 986.3395
MW002499 | wi4-ab-3e-hb-HC-24-2700-5-9005 | Wittenberg 4.0 surface-mounted spotlight | housing semi-flush, black matt (RAL 9005), 295 x 96 x 97 mm, 3x LED 12,7 W ¦ 2700 K ¦ Ra > 95 ¦ medium 24°, Trailing edge |  | 907.558
MW002481 | wi4-ab-3e-hb-HC-24-2700-5-9016 | Wittenberg 4.0 surface-mounted spotlight | housing semi-flush, white matt (RAL 9016), 295 x 96 x 97 mm, 3x LED 12,7 W ¦ 2700 K ¦ Ra > 95 ¦ medium 24°, Trailing edge |  | 907.558
MW002556 | wi4-ab-3e-hb-HC-24-2700-9-9005 | Wittenberg 4.0 surface-mounted spotlight | housing semi-flush, black matt (RAL 9005), 295 x 96 x 97 mm, 3x LED 12,7 W ¦ 2700 K ¦ Ra > 95 ¦ medium 24°, Bluetooth Casambi |  | 1065.121
MW002535 | wi4-ab-3e-hb-HC-24-2700-9-9016 | Wittenberg 4.0 surface-mounted spotlight | housing semi-flush, white matt (RAL 9016), 295 x 96 x 97 mm, 3x LED 12,7 W ¦ 2700 K ¦ Ra > 95 ¦ medium 24°, Bluetooth Casambi |  | 1065.121
MW002442 | wi4-ab-3e-hb-HC-24-3000-4-9005 | Wittenberg 4.0 surface-mounted spotlight | housing semi-flush, black matt (RAL 9005), 295 x 96 x 97 mm, 3x LED 12,7 W ¦ 3000 K ¦ Ra > 95 ¦ medium 24°, DALI |  | 986.3395
MW002421 | wi4-ab-3e-hb-HC-24-3000-4-9016 | Wittenberg 4.0 surface-mounted spotlight | housing semi-flush, white matt (RAL 9016), 295 x 96 x 97 mm, 3x LED 12,7 W ¦ 3000 K ¦ Ra > 95 ¦ medium 24°, DALI |  | 986.3395
MW002502 | wi4-ab-3e-hb-HC-24-3000-5-9005 | Wittenberg 4.0 surface-mounted spotlight | housing semi-flush, black matt (RAL 9005), 295 x 96 x 97 mm, 3x LED 12,7 W ¦ 3000 K ¦ Ra > 95 ¦ medium 24°, Trailing edge |  | 907.558
MW002484 | wi4-ab-3e-hb-HC-24-3000-5-9016 | Wittenberg 4.0 surface-mounted spotlight | housing semi-flush, white matt (RAL 9016), 295 x 96 x 97 mm, 3x LED 12,7 W ¦ 3000 K ¦ Ra > 95 ¦ medium 24°, Trailing edge |  | 907.558
MW002559 | wi4-ab-3e-hb-HC-24-3000-9-9005 | Wittenberg 4.0 surface-mounted spotlight | housing semi-flush, black matt (RAL 9005), 295 x 96 x 97 mm, 3x LED 12,7 W ¦ 3000 K ¦ Ra > 95 ¦ medium 24°, Bluetooth Casambi |  | 1065.121
MW002538 | wi4-ab-3e-hb-HC-24-3000-9-9016 | Wittenberg 4.0 surface-mounted spotlight | housing semi-flush, white matt (RAL 9016), 295 x 96 x 97 mm, 3x LED 12,7 W ¦ 3000 K ¦ Ra > 95 ¦ medium 24°, Bluetooth Casambi |  | 1065.121
MW002445 | wi4-ab-3e-hb-HC-24-4000-4-9005 | Wittenberg 4.0 surface-mounted spotlight | housing semi-flush, black matt (RAL 9005), 295 x 96 x 97 mm, 3x LED 12,7 W ¦ 4000 K ¦ Ra > 95 ¦ medium 24°, DALI |  | 986.3395
MW002424 | wi4-ab-3e-hb-HC-24-4000-4-9016 | Wittenberg 4.0 surface-mounted spotlight | housing semi-flush, white matt (RAL 9016), 295 x 96 x 97 mm, 3x LED 12,7 W ¦ 4000 K ¦ Ra > 95 ¦ medium 24°, DALI |  | 986.3395
MW002505 | wi4-ab-3e-hb-HC-24-4000-5-9005 | Wittenberg 4.0 surface-mounted spotlight | housing semi-flush, black matt (RAL 9005), 295 x 96 x 97 mm, 3x LED 12,7 W ¦ 4000 K ¦ Ra > 95 ¦ medium 24°, Trailing edge |  | 907.558
MW002487 | wi4-ab-3e-hb-HC-24-4000-5-9016 | Wittenberg 4.0 surface-mounted spotlight | housing semi-flush, white matt (RAL 9016), 295 x 96 x 97 mm, 3x LED 12,7 W ¦ 4000 K ¦ Ra > 95 ¦ medium 24°, Trailing edge |  | 907.558
MW002562 | wi4-ab-3e-hb-HC-24-4000-9-9005 | Wittenberg 4.0 surface-mounted spotlight | housing semi-flush, black matt (RAL 9005), 295 x 96 x 97 mm, 3x LED 12,7 W ¦ 4000 K ¦ Ra > 95 ¦ medium 24°, Bluetooth Casambi |  | 1065.121
MW002541 | wi4-ab-3e-hb-HC-24-4000-9-9016 | Wittenberg 4.0 surface-mounted spotlight | housing semi-flush, white matt (RAL 9016), 295 x 96 x 97 mm, 3x LED 12,7 W ¦ 4000 K ¦ Ra > 95 ¦ medium 24°, Bluetooth Casambi |  | 1065.121
MW002440 | wi4-ab-3e-hb-HC-38-2700-4-9005 | Wittenberg 4.0 surface-mounted spotlight | housing semi-flush, black matt (RAL 9005), 295 x 96 x 97 mm, 3x LED 12,7 W ¦ 2700 K ¦ Ra > 95 ¦ flood 38°, DALI |  | 986.3395
MW002419 | wi4-ab-3e-hb-HC-38-2700-4-9016 | Wittenberg 4.0 surface-mounted spotlight | housing semi-flush, white matt (RAL 9016), 295 x 96 x 97 mm, 3x LED 12,7 W ¦ 2700 K ¦ Ra > 95 ¦ flood 38°, DALI |  | 986.3395
MW002500 | wi4-ab-3e-hb-HC-38-2700-5-9005 | Wittenberg 4.0 surface-mounted spotlight | housing semi-flush, black matt (RAL 9005), 295 x 96 x 97 mm, 3x LED 12,7 W ¦ 2700 K ¦ Ra > 95 ¦ flood 38°, Trailing edge |  | 907.558
MW002482 | wi4-ab-3e-hb-HC-38-2700-5-9016 | Wittenberg 4.0 surface-mounted spotlight | housing semi-flush, white matt (RAL 9016), 295 x 96 x 97 mm, 3x LED 12,7 W ¦ 2700 K ¦ Ra > 95 ¦ flood 38°, Trailing edge |  | 907.558
MW002557 | wi4-ab-3e-hb-HC-38-2700-9-9005 | Wittenberg 4.0 surface-mounted spotlight | housing semi-flush, black matt (RAL 9005), 295 x 96 x 97 mm, 3x LED 12,7 W ¦ 2700 K ¦ Ra > 95 ¦ flood 38°, Bluetooth Casambi |  | 1065.121
MW002536 | wi4-ab-3e-hb-HC-38-2700-9-9016 | Wittenberg 4.0 surface-mounted spotlight | housing semi-flush, white matt (RAL 9016), 295 x 96 x 97 mm, 3x LED 12,7 W ¦ 2700 K ¦ Ra > 95 ¦ flood 38°, Bluetooth Casambi |  | 1065.121
MW002443 | wi4-ab-3e-hb-HC-38-3000-4-9005 | Wittenberg 4.0 surface-mounted spotlight | housing semi-flush, black matt (RAL 9005), 295 x 96 x 97 mm, 3x LED 12,7 W ¦ 3000 K ¦ Ra > 95 ¦ flood 38°, DALI |  | 986.3395
MW002422 | wi4-ab-3e-hb-HC-38-3000-4-9016 | Wittenberg 4.0 surface-mounted spotlight | housing semi-flush, white matt (RAL 9016), 295 x 96 x 97 mm, 3x LED 12,7 W ¦ 3000 K ¦ Ra > 95 ¦ flood 38°, DALI |  | 986.3395
MW002503 | wi4-ab-3e-hb-HC-38-3000-5-9005 | Wittenberg 4.0 surface-mounted spotlight | housing semi-flush, black matt (RAL 9005), 295 x 96 x 97 mm, 3x LED 12,7 W ¦ 3000 K ¦ Ra > 95 ¦ flood 38°, Trailing edge |  | 907.558
MW002485 | wi4-ab-3e-hb-HC-38-3000-5-9016 | Wittenberg 4.0 surface-mounted spotlight | housing semi-flush, white matt (RAL 9016), 295 x 96 x 97 mm, 3x LED 12,7 W ¦ 3000 K ¦ Ra > 95 ¦ flood 38°, Trailing edge |  | 907.558
MW002560 | wi4-ab-3e-hb-HC-38-3000-9-9005 | Wittenberg 4.0 surface-mounted spotlight | housing semi-flush, black matt (RAL 9005), 295 x 96 x 97 mm, 3x LED 12,7 W ¦ 3000 K ¦ Ra > 95 ¦ flood 38°, Bluetooth Casambi |  | 1065.121
MW002539 | wi4-ab-3e-hb-HC-38-3000-9-9016 | Wittenberg 4.0 surface-mounted spotlight | housing semi-flush, white matt (RAL 9016), 295 x 96 x 97 mm, 3x LED 12,7 W ¦ 3000 K ¦ Ra > 95 ¦ flood 38°, Bluetooth Casambi |  | 1065.121
MW002446 | wi4-ab-3e-hb-HC-38-4000-4-9005 | Wittenberg 4.0 surface-mounted spotlight | housing semi-flush, black matt (RAL 9005), 295 x 96 x 97 mm, 3x LED 12,7 W ¦ 4000 K ¦ Ra > 95 ¦ flood 38°, DALI |  | 986.3395
MW002425 | wi4-ab-3e-hb-HC-38-4000-4-9016 | Wittenberg 4.0 surface-mounted spotlight | housing semi-flush, white matt (RAL 9016), 295 x 96 x 97 mm, 3x LED 12,7 W ¦ 4000 K ¦ Ra > 95 ¦ flood 38°, DALI |  | 986.3395
MW002506 | wi4-ab-3e-hb-HC-38-4000-5-9005 | Wittenberg 4.0 surface-mounted spotlight | housing semi-flush, black matt (RAL 9005), 295 x 96 x 97 mm, 3x LED 12,7 W ¦ 4000 K ¦ Ra > 95 ¦ flood 38°, Trailing edge |  | 907.558
MW002488 | wi4-ab-3e-hb-HC-38-4000-5-9016 | Wittenberg 4.0 surface-mounted spotlight | housing semi-flush, white matt (RAL 9016), 295 x 96 x 97 mm, 3x LED 12,7 W ¦ 4000 K ¦ Ra > 95 ¦ flood 38°, Trailing edge |  | 907.558
MW002563 | wi4-ab-3e-hb-HC-38-4000-9-9005 | Wittenberg 4.0 surface-mounted spotlight | housing semi-flush, black matt (RAL 9005), 295 x 96 x 97 mm, 3x LED 12,7 W ¦ 4000 K ¦ Ra > 95 ¦ flood 38°, Bluetooth Casambi |  | 1065.121
MW002542 | wi4-ab-3e-hb-HC-38-4000-9-9016 | Wittenberg 4.0 surface-mounted spotlight | housing semi-flush, white matt (RAL 9016), 295 x 96 x 97 mm, 3x LED 12,7 W ¦ 4000 K ¦ Ra > 95 ¦ flood 38°, Bluetooth Casambi |  | 1065.121
MW002219 | wi4-ab-3e-HC-12-2700-4-9005 | Wittenberg 4.0 surface-mounted spotlight | black matt (RAL 9005), 283 x 77 x 98 mm, 3x LED 12,7 W ¦ 2700 K ¦ Ra > 95 ¦ spot 12°, DALI |  | 1041.4866
MW002201 | wi4-ab-3e-HC-12-2700-4-9016 | Wittenberg 4.0 surface-mounted spotlight | white matt (RAL 9016), 283 x 77 x 98 mm, 3x LED 12,7 W ¦ 2700 K ¦ Ra > 95 ¦ spot 12°, DALI |  | 1041.4866
MW002291 | wi4-ab-3e-HC-12-2700-5-9005 | Wittenberg 4.0 surface-mounted spotlight | black matt (RAL 9005), 283 x 77 x 98 mm, 3x LED 12,7 W ¦ 2700 K ¦ Ra > 95 ¦ spot 12°, Trailing edge |  | 962.705
MW002273 | wi4-ab-3e-HC-12-2700-5-9016 | Wittenberg 4.0 surface-mounted spotlight | white matt (RAL 9016), 283 x 77 x 98 mm, 3x LED 12,7 W ¦ 2700 K ¦ Ra > 95 ¦ spot 12°, Trailing edge |  | 962.705
MW002363 | wi4-ab-3e-HC-12-2700-9-9005 | Wittenberg 4.0 surface-mounted spotlight | black matt (RAL 9005), 283 x 77 x 98 mm, 3x LED 12,7 W ¦ 2700 K ¦ Ra > 95 ¦ spot 12°, Bluetooth Casambi |  | 1120.2681
MW002345 | wi4-ab-3e-HC-12-2700-9-9016 | Wittenberg 4.0 surface-mounted spotlight | white matt (RAL 9016), 283 x 77 x 98 mm, 3x LED 12,7 W ¦ 2700 K ¦ Ra > 95 ¦ spot 12°, Bluetooth Casambi |  | 1120.2681
MW002222 | wi4-ab-3e-HC-12-3000-4-9005 | Wittenberg 4.0 surface-mounted spotlight | black matt (RAL 9005), 283 x 77 x 98 mm, 3x LED 12,7 W ¦ 3000 K ¦ Ra > 95 ¦ spot 12°, DALI |  | 1041.4866
MW002204 | wi4-ab-3e-HC-12-3000-4-9016 | Wittenberg 4.0 surface-mounted spotlight | white matt (RAL 9016), 283 x 77 x 98 mm, 3x LED 12,7 W ¦ 3000 K ¦ Ra > 95 ¦ spot 12°, DALI |  | 1041.4866
MW002294 | wi4-ab-3e-HC-12-3000-5-9005 | Wittenberg 4.0 surface-mounted spotlight | black matt (RAL 9005), 283 x 77 x 98 mm, 3x LED 12,7 W ¦ 3000 K ¦ Ra > 95 ¦ spot 12°, Trailing edge |  | 962.705
MW002276 | wi4-ab-3e-HC-12-3000-5-9016 | Wittenberg 4.0 surface-mounted spotlight | white matt (RAL 9016), 283 x 77 x 98 mm, 3x LED 12,7 W ¦ 3000 K ¦ Ra > 95 ¦ spot 12°, Trailing edge |  | 962.705
MW002366 | wi4-ab-3e-HC-12-3000-9-9005 | Wittenberg 4.0 surface-mounted spotlight | black matt (RAL 9005), 283 x 77 x 98 mm, 3x LED 12,7 W ¦ 3000 K ¦ Ra > 95 ¦ spot 12°, Bluetooth Casambi |  | 1120.2681
MW002348 | wi4-ab-3e-HC-12-3000-9-9016 | Wittenberg 4.0 surface-mounted spotlight | white matt (RAL 9016), 283 x 77 x 98 mm, 3x LED 12,7 W ¦ 3000 K ¦ Ra > 95 ¦ spot 12°, Bluetooth Casambi |  | 1120.2681
MW002225 | wi4-ab-3e-HC-12-4000-4-9005 | Wittenberg 4.0 surface-mounted spotlight | black matt (RAL 9005), 283 x 77 x 98 mm, 3x LED 12,7 W ¦ 4000 K ¦ Ra > 95 ¦ spot 12°, DALI |  | 1041.4866
MW002207 | wi4-ab-3e-HC-12-4000-4-9016 | Wittenberg 4.0 surface-mounted spotlight | white matt (RAL 9016), 283 x 77 x 98 mm, 3x LED 12,7 W ¦ 4000 K ¦ Ra > 95 ¦ spot 12°, DALI |  | 1041.4866
MW002297 | wi4-ab-3e-HC-12-4000-5-9005 | Wittenberg 4.0 surface-mounted spotlight | black matt (RAL 9005), 283 x 77 x 98 mm, 3x LED 12,7 W ¦ 4000 K ¦ Ra > 95 ¦ spot 12°, Trailing edge |  | 962.705
MW002279 | wi4-ab-3e-HC-12-4000-5-9016 | Wittenberg 4.0 surface-mounted spotlight | white matt (RAL 9016), 283 x 77 x 98 mm, 3x LED 12,7 W ¦ 4000 K ¦ Ra > 95 ¦ spot 12°, Trailing edge |  | 962.705
MW002369 | wi4-ab-3e-HC-12-4000-9-9005 | Wittenberg 4.0 surface-mounted spotlight | black matt (RAL 9005), 283 x 77 x 98 mm, 3x LED 12,7 W ¦ 4000 K ¦ Ra > 95 ¦ spot 12°, Bluetooth Casambi |  | 1120.2681
MW002351 | wi4-ab-3e-HC-12-4000-9-9016 | Wittenberg 4.0 surface-mounted spotlight | white matt (RAL 9016), 283 x 77 x 98 mm, 3x LED 12,7 W ¦ 4000 K ¦ Ra > 95 ¦ spot 12°, Bluetooth Casambi |  | 1120.2681
MW002220 | wi4-ab-3e-HC-24-2700-4-9005 | Wittenberg 4.0 surface-mounted spotlight | black matt (RAL 9005), 283 x 77 x 98 mm, 3x LED 12,7 W ¦ 2700 K ¦ Ra > 95 ¦ medium 24°, DALI |  | 1041.4866
MW002202 | wi4-ab-3e-HC-24-2700-4-9016 | Wittenberg 4.0 surface-mounted spotlight | white matt (RAL 9016), 283 x 77 x 98 mm, 3x LED 12,7 W ¦ 2700 K ¦ Ra > 95 ¦ medium 24°, DALI |  | 1041.4866
MW002292 | wi4-ab-3e-HC-24-2700-5-9005 | Wittenberg 4.0 surface-mounted spotlight | black matt (RAL 9005), 283 x 77 x 98 mm, 3x LED 12,7 W ¦ 2700 K ¦ Ra > 95 ¦ medium 24°, Trailing edge |  | 962.705
MW002274 | wi4-ab-3e-HC-24-2700-5-9016 | Wittenberg 4.0 surface-mounted spotlight | white matt (RAL 9016), 283 x 77 x 98 mm, 3x LED 12,7 W ¦ 2700 K ¦ Ra > 95 ¦ medium 24°, Trailing edge |  | 962.705
MW002364 | wi4-ab-3e-HC-24-2700-9-9005 | Wittenberg 4.0 surface-mounted spotlight | black matt (RAL 9005), 283 x 77 x 98 mm, 3x LED 12,7 W ¦ 2700 K ¦ Ra > 95 ¦ medium 24°, Bluetooth Casambi |  | 1120.2681
MW002346 | wi4-ab-3e-HC-24-2700-9-9016 | Wittenberg 4.0 surface-mounted spotlight | white matt (RAL 9016), 283 x 77 x 98 mm, 3x LED 12,7 W ¦ 2700 K ¦ Ra > 95 ¦ medium 24°, Bluetooth Casambi |  | 1120.2681
MW002223 | wi4-ab-3e-HC-24-3000-4-9005 | Wittenberg 4.0 surface-mounted spotlight | black matt (RAL 9005), 283 x 77 x 98 mm, 3x LED 12,7 W ¦ 3000 K ¦ Ra > 95 ¦ medium 24°, DALI |  | 1041.4866
MW002205 | wi4-ab-3e-HC-24-3000-4-9016 | Wittenberg 4.0 surface-mounted spotlight | white matt (RAL 9016), 283 x 77 x 98 mm, 3x LED 12,7 W ¦ 3000 K ¦ Ra > 95 ¦ medium 24°, DALI |  | 1041.4866
MW002295 | wi4-ab-3e-HC-24-3000-5-9005 | Wittenberg 4.0 surface-mounted spotlight | black matt (RAL 9005), 283 x 77 x 98 mm, 3x LED 12,7 W ¦ 3000 K ¦ Ra > 95 ¦ medium 24°, Trailing edge |  | 962.705
MW002277 | wi4-ab-3e-HC-24-3000-5-9016 | Wittenberg 4.0 surface-mounted spotlight | white matt (RAL 9016), 283 x 77 x 98 mm, 3x LED 12,7 W ¦ 3000 K ¦ Ra > 95 ¦ medium 24°, Trailing edge |  | 962.705
MW002367 | wi4-ab-3e-HC-24-3000-9-9005 | Wittenberg 4.0 surface-mounted spotlight | black matt (RAL 9005), 283 x 77 x 98 mm, 3x LED 12,7 W ¦ 3000 K ¦ Ra > 95 ¦ medium 24°, Bluetooth Casambi |  | 1120.2681
MW002349 | wi4-ab-3e-HC-24-3000-9-9016 | Wittenberg 4.0 surface-mounted spotlight | white matt (RAL 9016), 283 x 77 x 98 mm, 3x LED 12,7 W ¦ 3000 K ¦ Ra > 95 ¦ medium 24°, Bluetooth Casambi |  | 1120.2681
MW002226 | wi4-ab-3e-HC-24-4000-4-9005 | Wittenberg 4.0 surface-mounted spotlight | black matt (RAL 9005), 283 x 77 x 98 mm, 3x LED 12,7 W ¦ 4000 K ¦ Ra > 95 ¦ medium 24°, DALI |  | 1041.4866
MW002208 | wi4-ab-3e-HC-24-4000-4-9016 | Wittenberg 4.0 surface-mounted spotlight | white matt (RAL 9016), 283 x 77 x 98 mm, 3x LED 12,7 W ¦ 4000 K ¦ Ra > 95 ¦ medium 24°, DALI |  | 1041.4866
MW002298 | wi4-ab-3e-HC-24-4000-5-9005 | Wittenberg 4.0 surface-mounted spotlight | black matt (RAL 9005), 283 x 77 x 98 mm, 3x LED 12,7 W ¦ 4000 K ¦ Ra > 95 ¦ medium 24°, Trailing edge |  | 962.705
MW002280 | wi4-ab-3e-HC-24-4000-5-9016 | Wittenberg 4.0 surface-mounted spotlight | white matt (RAL 9016), 283 x 77 x 98 mm, 3x LED 12,7 W ¦ 4000 K ¦ Ra > 95 ¦ medium 24°, Trailing edge |  | 962.705
MW002370 | wi4-ab-3e-HC-24-4000-9-9005 | Wittenberg 4.0 surface-mounted spotlight | black matt (RAL 9005), 283 x 77 x 98 mm, 3x LED 12,7 W ¦ 4000 K ¦ Ra > 95 ¦ medium 24°, Bluetooth Casambi |  | 1120.2681
MW002352 | wi4-ab-3e-HC-24-4000-9-9016 | Wittenberg 4.0 surface-mounted spotlight | white matt (RAL 9016), 283 x 77 x 98 mm, 3x LED 12,7 W ¦ 4000 K ¦ Ra > 95 ¦ medium 24°, Bluetooth Casambi |  | 1120.2681
MW002221 | wi4-ab-3e-HC-38-2700-4-9005 | Wittenberg 4.0 surface-mounted spotlight | black matt (RAL 9005), 283 x 77 x 98 mm, 3x LED 12,7 W ¦ 2700 K ¦ Ra > 95 ¦ flood 38°, DALI |  | 1041.4866
MW002203 | wi4-ab-3e-HC-38-2700-4-9016 | Wittenberg 4.0 surface-mounted spotlight | white matt (RAL 9016), 283 x 77 x 98 mm, 3x LED 12,7 W ¦ 2700 K ¦ Ra > 95 ¦ flood 38°, DALI |  | 1041.4866
MW002293 | wi4-ab-3e-HC-38-2700-5-9005 | Wittenberg 4.0 surface-mounted spotlight | black matt (RAL 9005), 283 x 77 x 98 mm, 3x LED 12,7 W ¦ 2700 K ¦ Ra > 95 ¦ flood 38°, Trailing edge |  | 962.705
MW002275 | wi4-ab-3e-HC-38-2700-5-9016 | Wittenberg 4.0 surface-mounted spotlight | white matt (RAL 9016), 283 x 77 x 98 mm, 3x LED 12,7 W ¦ 2700 K ¦ Ra > 95 ¦ flood 38°, Trailing edge |  | 962.705
MW002365 | wi4-ab-3e-HC-38-2700-9-9005 | Wittenberg 4.0 surface-mounted spotlight | black matt (RAL 9005), 283 x 77 x 98 mm, 3x LED 12,7 W ¦ 2700 K ¦ Ra > 95 ¦ flood 38°, Bluetooth Casambi |  | 1120.2681
MW002347 | wi4-ab-3e-HC-38-2700-9-9016 | Wittenberg 4.0 surface-mounted spotlight | white matt (RAL 9016), 283 x 77 x 98 mm, 3x LED 12,7 W ¦ 2700 K ¦ Ra > 95 ¦ flood 38°, Bluetooth Casambi |  | 1120.2681
MW002224 | wi4-ab-3e-HC-38-3000-4-9005 | Wittenberg 4.0 surface-mounted spotlight | black matt (RAL 9005), 283 x 77 x 98 mm, 3x LED 12,7 W ¦ 3000 K ¦ Ra > 95 ¦ flood 38°, DALI |  | 1041.4866
MW002206 | wi4-ab-3e-HC-38-3000-4-9016 | Wittenberg 4.0 surface-mounted spotlight | white matt (RAL 9016), 283 x 77 x 98 mm, 3x LED 12,7 W ¦ 3000 K ¦ Ra > 95 ¦ flood 38°, DALI |  | 1041.4866
MW002296 | wi4-ab-3e-HC-38-3000-5-9005 | Wittenberg 4.0 surface-mounted spotlight | black matt (RAL 9005), 283 x 77 x 98 mm, 3x LED 12,7 W ¦ 3000 K ¦ Ra > 95 ¦ flood 38°, Trailing edge |  | 962.705
MW002278 | wi4-ab-3e-HC-38-3000-5-9016 | Wittenberg 4.0 surface-mounted spotlight | white matt (RAL 9016), 283 x 77 x 98 mm, 3x LED 12,7 W ¦ 3000 K ¦ Ra > 95 ¦ flood 38°, Trailing edge |  | 962.705
MW002368 | wi4-ab-3e-HC-38-3000-9-9005 | Wittenberg 4.0 surface-mounted spotlight | black matt (RAL 9005), 283 x 77 x 98 mm, 3x LED 12,7 W ¦ 3000 K ¦ Ra > 95 ¦ flood 38°, Bluetooth Casambi |  | 1120.2681
MW002350 | wi4-ab-3e-HC-38-3000-9-9016 | Wittenberg 4.0 surface-mounted spotlight | white matt (RAL 9016), 283 x 77 x 98 mm, 3x LED 12,7 W ¦ 3000 K ¦ Ra > 95 ¦ flood 38°, Bluetooth Casambi |  | 1120.2681
MW002227 | wi4-ab-3e-HC-38-4000-4-9005 | Wittenberg 4.0 surface-mounted spotlight | black matt (RAL 9005), 283 x 77 x 98 mm, 3x LED 12,7 W ¦ 4000 K ¦ Ra > 95 ¦ flood 38°, DALI |  | 1041.4866
MW002209 | wi4-ab-3e-HC-38-4000-4-9016 | Wittenberg 4.0 surface-mounted spotlight | white matt (RAL 9016), 283 x 77 x 98 mm, 3x LED 12,7 W ¦ 4000 K ¦ Ra > 95 ¦ flood 38°, DALI |  | 1041.4866
MW002299 | wi4-ab-3e-HC-38-4000-5-9005 | Wittenberg 4.0 surface-mounted spotlight | black matt (RAL 9005), 283 x 77 x 98 mm, 3x LED 12,7 W ¦ 4000 K ¦ Ra > 95 ¦ flood 38°, Trailing edge |  | 962.705
MW002281 | wi4-ab-3e-HC-38-4000-5-9016 | Wittenberg 4.0 surface-mounted spotlight | white matt (RAL 9016), 283 x 77 x 98 mm, 3x LED 12,7 W ¦ 4000 K ¦ Ra > 95 ¦ flood 38°, Trailing edge |  | 962.705
MW002371 | wi4-ab-3e-HC-38-4000-9-9005 | Wittenberg 4.0 surface-mounted spotlight | black matt (RAL 9005), 283 x 77 x 98 mm, 3x LED 12,7 W ¦ 4000 K ¦ Ra > 95 ¦ flood 38°, Bluetooth Casambi |  | 1120.2681
MW002353 | wi4-ab-3e-HC-38-4000-9-9016 | Wittenberg 4.0 surface-mounted spotlight | white matt (RAL 9016), 283 x 77 x 98 mm, 3x LED 12,7 W ¦ 4000 K ¦ Ra > 95 ¦ flood 38°, Bluetooth Casambi |  | 1120.2681
MW002627 | wi4-ab-3e-kb-12-d2w-4-9005 | Wittenberg 4.0 surface-mounted spotlight | housing head flush, black matt (RAL 9005), 321 x 121 x 96 mm, 3x LED dim2warm 12 W ¦ 1800 - 3000 K ¦ Ra > 95 ¦ spot 12°, DALI |  | 1251.0504
MW002606 | wi4-ab-3e-kb-12-d2w-4-9016 | Wittenberg 4.0 surface-mounted spotlight | housing head flush, white matt (RAL 9016), 321 x 121 x 96 mm, 3x LED dim2warm 12 W ¦ 1800 - 3000 K ¦ Ra > 95 ¦ spot 12°, DALI |  | 1251.0504
MW002744 | wi4-ab-3e-kb-12-d2w-9-9005 | Wittenberg 4.0 surface-mounted spotlight | housing head flush, black matt (RAL 9005), 321 x 121 x 96 mm, 3x LED dim2warm 12 W ¦ 1800 - 3000 K ¦ Ra > 95 ¦ spot 12°, Bluetooth Casambi |  | 1329.8319
MW002723 | wi4-ab-3e-kb-12-d2w-9-9016 | Wittenberg 4.0 surface-mounted spotlight | housing head flush, white matt (RAL 9016), 321 x 121 x 96 mm, 3x LED dim2warm 12 W ¦ 1800 - 3000 K ¦ Ra > 95 ¦ spot 12°, Bluetooth Casambi |  | 1329.8319
MW002628 | wi4-ab-3e-kb-24-d2w-4-9005 | Wittenberg 4.0 surface-mounted spotlight | housing head flush, black matt (RAL 9005), 321 x 121 x 96 mm, 3x LED dim2warm 12 W ¦ 1800 - 3000 K ¦ Ra > 95 ¦ medium 24°, DALI |  | 1251.0504
MW002607 | wi4-ab-3e-kb-24-d2w-4-9016 | Wittenberg 4.0 surface-mounted spotlight | housing head flush, white matt (RAL 9016), 321 x 121 x 96 mm, 3x LED dim2warm 12 W ¦ 1800 - 3000 K ¦ Ra > 95 ¦ medium 24°, DALI |  | 1251.0504
MW002745 | wi4-ab-3e-kb-24-d2w-9-9005 | Wittenberg 4.0 surface-mounted spotlight | housing head flush, black matt (RAL 9005), 321 x 121 x 96 mm, 3x LED dim2warm 12 W ¦ 1800 - 3000 K ¦ Ra > 95 ¦ medium 24°, Bluetooth Casambi |  | 1329.8319
MW002724 | wi4-ab-3e-kb-24-d2w-9-9016 | Wittenberg 4.0 surface-mounted spotlight | housing head flush, white matt (RAL 9016), 321 x 121 x 96 mm, 3x LED dim2warm 12 W ¦ 1800 - 3000 K ¦ Ra > 95 ¦ medium 24°, Bluetooth Casambi |  | 1329.8319
MW002629 | wi4-ab-3e-kb-38-d2w-4-9005 | Wittenberg 4.0 surface-mounted spotlight | housing head flush, black matt (RAL 9005), 321 x 121 x 96 mm, 3x LED dim2warm 12 W ¦ 1800 - 3000 K ¦ Ra > 95 ¦ flood 38°, DALI |  | 1251.0504
MW002608 | wi4-ab-3e-kb-38-d2w-4-9016 | Wittenberg 4.0 surface-mounted spotlight | housing head flush, white matt (RAL 9016), 321 x 121 x 96 mm, 3x LED dim2warm 12 W ¦ 1800 - 3000 K ¦ Ra > 95 ¦ flood 38°, DALI |  | 1251.0504
MW002746 | wi4-ab-3e-kb-38-d2w-9-9005 | Wittenberg 4.0 surface-mounted spotlight | housing head flush, black matt (RAL 9005), 321 x 121 x 96 mm, 3x LED dim2warm 12 W ¦ 1800 - 3000 K ¦ Ra > 95 ¦ flood 38°, Bluetooth Casambi |  | 1329.8319
MW002725 | wi4-ab-3e-kb-38-d2w-9-9016 | Wittenberg 4.0 surface-mounted spotlight | housing head flush, white matt (RAL 9016), 321 x 121 x 96 mm, 3x LED dim2warm 12 W ¦ 1800 - 3000 K ¦ Ra > 95 ¦ flood 38°, Bluetooth Casambi |  | 1329.8319
MW002618 | wi4-ab-3e-kb-HC-12-2700-4-9005 | Wittenberg 4.0 surface-mounted spotlight | housing head flush, black matt (RAL 9005), 321 x 121 x 96 mm, 3x LED 12,7 W ¦ 2700 K ¦ Ra > 95 ¦ spot 12°, DALI |  | 986.3395
MW002597 | wi4-ab-3e-kb-HC-12-2700-4-9016 | Wittenberg 4.0 surface-mounted spotlight | housing head flush, white matt (RAL 9016), 321 x 121 x 96 mm, 3x LED 12,7 W ¦ 2700 K ¦ Ra > 95 ¦ spot 12°, DALI |  | 986.3395
MW002678 | wi4-ab-3e-kb-HC-12-2700-7-9005 | Wittenberg 4.0 surface-mounted spotlight | housing head flush, black matt (RAL 9005), 321 x 121 x 96 mm, 3x LED 12,7 W ¦ 2700 K ¦ Ra > 95 ¦ spot 12°, Leading edge/trailing edge |  | 907.558
MW002660 | wi4-ab-3e-kb-HC-12-2700-7-9016 | Wittenberg 4.0 surface-mounted spotlight | housing head flush, white matt (RAL 9016), 321 x 121 x 96 mm, 3x LED 12,7 W ¦ 2700 K ¦ Ra > 95 ¦ spot 12°, Leading edge/trailing edge |  | 907.558
MW002735 | wi4-ab-3e-kb-HC-12-2700-9-9005 | Wittenberg 4.0 surface-mounted spotlight | housing head flush, black matt (RAL 9005), 321 x 121 x 96 mm, 3x LED 12,7 W ¦ 2700 K ¦ Ra > 95 ¦ spot 12°, Bluetooth Casambi |  | 1065.121
MW002714 | wi4-ab-3e-kb-HC-12-2700-9-9016 | Wittenberg 4.0 surface-mounted spotlight | housing head flush, white matt (RAL 9016), 321 x 121 x 96 mm, 3x LED 12,7 W ¦ 2700 K ¦ Ra > 95 ¦ spot 12°, Bluetooth Casambi |  | 1065.121
MW002621 | wi4-ab-3e-kb-HC-12-3000-4-9005 | Wittenberg 4.0 surface-mounted spotlight | housing head flush, black matt (RAL 9005), 321 x 121 x 96 mm, 3x LED 12,7 W ¦ 3000 K ¦ Ra > 95 ¦ spot 12°, DALI |  | 986.3395
MW002600 | wi4-ab-3e-kb-HC-12-3000-4-9016 | Wittenberg 4.0 surface-mounted spotlight | housing head flush, white matt (RAL 9016), 321 x 121 x 96 mm, 3x LED 12,7 W ¦ 3000 K ¦ Ra > 95 ¦ spot 12°, DALI |  | 986.3395
MW002681 | wi4-ab-3e-kb-HC-12-3000-7-9005 | Wittenberg 4.0 surface-mounted spotlight | housing head flush, black matt (RAL 9005), 321 x 121 x 96 mm, 3x LED 12,7 W ¦ 3000 K ¦ Ra > 95 ¦ spot 12°, Leading edge/trailing edge |  | 907.558
MW002663 | wi4-ab-3e-kb-HC-12-3000-7-9016 | Wittenberg 4.0 surface-mounted spotlight | housing head flush, white matt (RAL 9016), 321 x 121 x 96 mm, 3x LED 12,7 W ¦ 3000 K ¦ Ra > 95 ¦ spot 12°, Leading edge/trailing edge |  | 907.558
MW002738 | wi4-ab-3e-kb-HC-12-3000-9-9005 | Wittenberg 4.0 surface-mounted spotlight | housing head flush, black matt (RAL 9005), 321 x 121 x 96 mm, 3x LED 12,7 W ¦ 3000 K ¦ Ra > 95 ¦ spot 12°, Bluetooth Casambi |  | 1065.121
MW002717 | wi4-ab-3e-kb-HC-12-3000-9-9016 | Wittenberg 4.0 surface-mounted spotlight | housing head flush, white matt (RAL 9016), 321 x 121 x 96 mm, 3x LED 12,7 W ¦ 3000 K ¦ Ra > 95 ¦ spot 12°, Bluetooth Casambi |  | 1065.121
MW002624 | wi4-ab-3e-kb-HC-12-4000-4-9005 | Wittenberg 4.0 surface-mounted spotlight | housing head flush, black matt (RAL 9005), 321 x 121 x 96 mm, 3x LED 12,7 W ¦ 4000 K ¦ Ra > 95 ¦ spot 12°, DALI |  | 986.3395
MW002603 | wi4-ab-3e-kb-HC-12-4000-4-9016 | Wittenberg 4.0 surface-mounted spotlight | housing head flush, white matt (RAL 9016), 321 x 121 x 96 mm, 3x LED 12,7 W ¦ 4000 K ¦ Ra > 95 ¦ spot 12°, DALI |  | 986.3395
MW002684 | wi4-ab-3e-kb-HC-12-4000-7-9005 | Wittenberg 4.0 surface-mounted spotlight | housing head flush, black matt (RAL 9005), 321 x 121 x 96 mm, 3x LED 12,7 W ¦ 4000 K ¦ Ra > 95 ¦ spot 12°, Leading edge/trailing edge |  | 907.558
MW002666 | wi4-ab-3e-kb-HC-12-4000-7-9016 | Wittenberg 4.0 surface-mounted spotlight | housing head flush, white matt (RAL 9016), 321 x 121 x 96 mm, 3x LED 12,7 W ¦ 4000 K ¦ Ra > 95 ¦ spot 12°, Leading edge/trailing edge |  | 907.558
MW002741 | wi4-ab-3e-kb-HC-12-4000-9-9005 | Wittenberg 4.0 surface-mounted spotlight | housing head flush, black matt (RAL 9005), 321 x 121 x 96 mm, 3x LED 12,7 W ¦ 4000 K ¦ Ra > 95 ¦ spot 12°, Bluetooth Casambi |  | 1065.121
MW002720 | wi4-ab-3e-kb-HC-12-4000-9-9016 | Wittenberg 4.0 surface-mounted spotlight | housing head flush, white matt (RAL 9016), 321 x 121 x 96 mm, 3x LED 12,7 W ¦ 4000 K ¦ Ra > 95 ¦ spot 12°, Bluetooth Casambi |  | 1065.121
MW002619 | wi4-ab-3e-kb-HC-24-2700-4-9005 | Wittenberg 4.0 surface-mounted spotlight | housing head flush, black matt (RAL 9005), 321 x 121 x 96 mm, 3x LED 12,7 W ¦ 2700 K ¦ Ra > 95 ¦ medium 24°, DALI |  | 986.3395
MW002598 | wi4-ab-3e-kb-HC-24-2700-4-9016 | Wittenberg 4.0 surface-mounted spotlight | housing head flush, white matt (RAL 9016), 321 x 121 x 96 mm, 3x LED 12,7 W ¦ 2700 K ¦ Ra > 95 ¦ medium 24°, DALI |  | 986.3395
MW002679 | wi4-ab-3e-kb-HC-24-2700-7-9005 | Wittenberg 4.0 surface-mounted spotlight | housing head flush, black matt (RAL 9005), 321 x 121 x 96 mm, 3x LED 12,7 W ¦ 2700 K ¦ Ra > 95 ¦ medium 24°, Leading edge/trailing edge |  | 907.558
MW002661 | wi4-ab-3e-kb-HC-24-2700-7-9016 | Wittenberg 4.0 surface-mounted spotlight | housing head flush, white matt (RAL 9016), 321 x 121 x 96 mm, 3x LED 12,7 W ¦ 2700 K ¦ Ra > 95 ¦ medium 24°, Leading edge/trailing edge |  | 907.558
MW002736 | wi4-ab-3e-kb-HC-24-2700-9-9005 | Wittenberg 4.0 surface-mounted spotlight | housing head flush, black matt (RAL 9005), 321 x 121 x 96 mm, 3x LED 12,7 W ¦ 2700 K ¦ Ra > 95 ¦ medium 24°, Bluetooth Casambi |  | 1065.121
MW002715 | wi4-ab-3e-kb-HC-24-2700-9-9016 | Wittenberg 4.0 surface-mounted spotlight | housing head flush, white matt (RAL 9016), 321 x 121 x 96 mm, 3x LED 12,7 W ¦ 2700 K ¦ Ra > 95 ¦ medium 24°, Bluetooth Casambi |  | 1065.121
MW002622 | wi4-ab-3e-kb-HC-24-3000-4-9005 | Wittenberg 4.0 surface-mounted spotlight | housing head flush, black matt (RAL 9005), 321 x 121 x 96 mm, 3x LED 12,7 W ¦ 3000 K ¦ Ra > 95 ¦ medium 24°, DALI |  | 986.3395
MW002601 | wi4-ab-3e-kb-HC-24-3000-4-9016 | Wittenberg 4.0 surface-mounted spotlight | housing head flush, white matt (RAL 9016), 321 x 121 x 96 mm, 3x LED 12,7 W ¦ 3000 K ¦ Ra > 95 ¦ medium 24°, DALI |  | 986.3395
MW002682 | wi4-ab-3e-kb-HC-24-3000-7-9005 | Wittenberg 4.0 surface-mounted spotlight | housing head flush, black matt (RAL 9005), 321 x 121 x 96 mm, 3x LED 12,7 W ¦ 3000 K ¦ Ra > 95 ¦ medium 24°, Leading edge/trailing edge |  | 907.558
MW002664 | wi4-ab-3e-kb-HC-24-3000-7-9016 | Wittenberg 4.0 surface-mounted spotlight | housing head flush, white matt (RAL 9016), 321 x 121 x 96 mm, 3x LED 12,7 W ¦ 3000 K ¦ Ra > 95 ¦ medium 24°, Leading edge/trailing edge |  | 907.558
MW002739 | wi4-ab-3e-kb-HC-24-3000-9-9005 | Wittenberg 4.0 surface-mounted spotlight | housing head flush, black matt (RAL 9005), 321 x 121 x 96 mm, 3x LED 12,7 W ¦ 3000 K ¦ Ra > 95 ¦ medium 24°, Bluetooth Casambi |  | 1065.121
MW002718 | wi4-ab-3e-kb-HC-24-3000-9-9016 | Wittenberg 4.0 surface-mounted spotlight | housing head flush, white matt (RAL 9016), 321 x 121 x 96 mm, 3x LED 12,7 W ¦ 3000 K ¦ Ra > 95 ¦ medium 24°, Bluetooth Casambi |  | 1065.121
MW002625 | wi4-ab-3e-kb-HC-24-4000-4-9005 | Wittenberg 4.0 surface-mounted spotlight | housing head flush, black matt (RAL 9005), 321 x 121 x 96 mm, 3x LED 12,7 W ¦ 4000 K ¦ Ra > 95 ¦ medium 24°, DALI |  | 986.3395
MW002604 | wi4-ab-3e-kb-HC-24-4000-4-9016 | Wittenberg 4.0 surface-mounted spotlight | housing head flush, white matt (RAL 9016), 321 x 121 x 96 mm, 3x LED 12,7 W ¦ 4000 K ¦ Ra > 95 ¦ medium 24°, DALI |  | 986.3395
MW002685 | wi4-ab-3e-kb-HC-24-4000-7-9005 | Wittenberg 4.0 surface-mounted spotlight | housing head flush, black matt (RAL 9005), 321 x 121 x 96 mm, 3x LED 12,7 W ¦ 4000 K ¦ Ra > 95 ¦ medium 24°, Leading edge/trailing edge |  | 907.558
MW002667 | wi4-ab-3e-kb-HC-24-4000-7-9016 | Wittenberg 4.0 surface-mounted spotlight | housing head flush, white matt (RAL 9016), 321 x 121 x 96 mm, 3x LED 12,7 W ¦ 4000 K ¦ Ra > 95 ¦ medium 24°, Leading edge/trailing edge |  | 907.558
MW002742 | wi4-ab-3e-kb-HC-24-4000-9-9005 | Wittenberg 4.0 surface-mounted spotlight | housing head flush, black matt (RAL 9005), 321 x 121 x 96 mm, 3x LED 12,7 W ¦ 4000 K ¦ Ra > 95 ¦ medium 24°, Bluetooth Casambi |  | 1065.121
MW002721 | wi4-ab-3e-kb-HC-24-4000-9-9016 | Wittenberg 4.0 surface-mounted spotlight | housing head flush, white matt (RAL 9016), 321 x 121 x 96 mm, 3x LED 12,7 W ¦ 4000 K ¦ Ra > 95 ¦ medium 24°, Bluetooth Casambi |  | 1065.121
MW002620 | wi4-ab-3e-kb-HC-38-2700-4-9005 | Wittenberg 4.0 surface-mounted spotlight | housing head flush, black matt (RAL 9005), 321 x 121 x 96 mm, 3x LED 12,7 W ¦ 2700 K ¦ Ra > 95 ¦ flood 38°, DALI |  | 986.3395
MW002599 | wi4-ab-3e-kb-HC-38-2700-4-9016 | Wittenberg 4.0 surface-mounted spotlight | housing head flush, white matt (RAL 9016), 321 x 121 x 96 mm, 3x LED 12,7 W ¦ 2700 K ¦ Ra > 95 ¦ flood 38°, DALI |  | 986.3395
MW002680 | wi4-ab-3e-kb-HC-38-2700-7-9005 | Wittenberg 4.0 surface-mounted spotlight | housing head flush, black matt (RAL 9005), 321 x 121 x 96 mm, 3x LED 12,7 W ¦ 2700 K ¦ Ra > 95 ¦ flood 38°, Leading edge/trailing edge |  | 907.558
MW002662 | wi4-ab-3e-kb-HC-38-2700-7-9016 | Wittenberg 4.0 surface-mounted spotlight | housing head flush, white matt (RAL 9016), 321 x 121 x 96 mm, 3x LED 12,7 W ¦ 2700 K ¦ Ra > 95 ¦ flood 38°, Leading edge/trailing edge |  | 907.558
MW002737 | wi4-ab-3e-kb-HC-38-2700-9-9005 | Wittenberg 4.0 surface-mounted spotlight | housing head flush, black matt (RAL 9005), 321 x 121 x 96 mm, 3x LED 12,7 W ¦ 2700 K ¦ Ra > 95 ¦ flood 38°, Bluetooth Casambi |  | 1065.121
MW002716 | wi4-ab-3e-kb-HC-38-2700-9-9016 | Wittenberg 4.0 surface-mounted spotlight | housing head flush, white matt (RAL 9016), 321 x 121 x 96 mm, 3x LED 12,7 W ¦ 2700 K ¦ Ra > 95 ¦ flood 38°, Bluetooth Casambi |  | 1065.121
MW002623 | wi4-ab-3e-kb-HC-38-3000-4-9005 | Wittenberg 4.0 surface-mounted spotlight | housing head flush, black matt (RAL 9005), 321 x 121 x 96 mm, 3x LED 12,7 W ¦ 3000 K ¦ Ra > 95 ¦ flood 38°, DALI |  | 986.3395
MW002602 | wi4-ab-3e-kb-HC-38-3000-4-9016 | Wittenberg 4.0 surface-mounted spotlight | housing head flush, white matt (RAL 9016), 321 x 121 x 96 mm, 3x LED 12,7 W ¦ 3000 K ¦ Ra > 95 ¦ flood 38°, DALI |  | 986.3395
MW002683 | wi4-ab-3e-kb-HC-38-3000-7-9005 | Wittenberg 4.0 surface-mounted spotlight | housing head flush, black matt (RAL 9005), 321 x 121 x 96 mm, 3x LED 12,7 W ¦ 3000 K ¦ Ra > 95 ¦ flood 38°, Leading edge/trailing edge |  | 907.558
MW002665 | wi4-ab-3e-kb-HC-38-3000-7-9016 | Wittenberg 4.0 surface-mounted spotlight | housing head flush, white matt (RAL 9016), 321 x 121 x 96 mm, 3x LED 12,7 W ¦ 3000 K ¦ Ra > 95 ¦ flood 38°, Leading edge/trailing edge |  | 907.558
MW002740 | wi4-ab-3e-kb-HC-38-3000-9-9005 | Wittenberg 4.0 surface-mounted spotlight | housing head flush, black matt (RAL 9005), 321 x 121 x 96 mm, 3x LED 12,7 W ¦ 3000 K ¦ Ra > 95 ¦ flood 38°, Bluetooth Casambi |  | 1065.121
MW002719 | wi4-ab-3e-kb-HC-38-3000-9-9016 | Wittenberg 4.0 surface-mounted spotlight | housing head flush, white matt (RAL 9016), 321 x 121 x 96 mm, 3x LED 12,7 W ¦ 3000 K ¦ Ra > 95 ¦ flood 38°, Bluetooth Casambi |  | 1065.121
MW002626 | wi4-ab-3e-kb-HC-38-4000-4-9005 | Wittenberg 4.0 surface-mounted spotlight | housing head flush, black matt (RAL 9005), 321 x 121 x 96 mm, 3x LED 12,7 W ¦ 4000 K ¦ Ra > 95 ¦ flood 38°, DALI |  | 986.3395
MW002605 | wi4-ab-3e-kb-HC-38-4000-4-9016 | Wittenberg 4.0 surface-mounted spotlight | housing head flush, white matt (RAL 9016), 321 x 121 x 96 mm, 3x LED 12,7 W ¦ 4000 K ¦ Ra > 95 ¦ flood 38°, DALI |  | 986.3395
MW002686 | wi4-ab-3e-kb-HC-38-4000-7-9005 | Wittenberg 4.0 surface-mounted spotlight | housing head flush, black matt (RAL 9005), 321 x 121 x 96 mm, 3x LED 12,7 W ¦ 4000 K ¦ Ra > 95 ¦ flood 38°, Leading edge/trailing edge |  | 907.558
MW002668 | wi4-ab-3e-kb-HC-38-4000-7-9016 | Wittenberg 4.0 surface-mounted spotlight | housing head flush, white matt (RAL 9016), 321 x 121 x 96 mm, 3x LED 12,7 W ¦ 4000 K ¦ Ra > 95 ¦ flood 38°, Leading edge/trailing edge |  | 907.558
MW002743 | wi4-ab-3e-kb-HC-38-4000-9-9005 | Wittenberg 4.0 surface-mounted spotlight | housing head flush, black matt (RAL 9005), 321 x 121 x 96 mm, 3x LED 12,7 W ¦ 4000 K ¦ Ra > 95 ¦ flood 38°, Bluetooth Casambi |  | 1065.121
MW002722 | wi4-ab-3e-kb-HC-38-4000-9-9016 | Wittenberg 4.0 surface-mounted spotlight | housing head flush, white matt (RAL 9016), 321 x 121 x 96 mm, 3x LED 12,7 W ¦ 4000 K ¦ Ra > 95 ¦ flood 38°, Bluetooth Casambi |  | 1065.121
MW002795 | wi4-ab-3ov-HC-12-2700-4-9005 | Wittenberg 4.0 surface-mounted spotlight | black matt (RAL 9005), 297 x 77 x 97 mm (oval), 3x LED 12,7 W ¦ 2700 K ¦ Ra > 95 ¦ spot 12°, DALI |  | 1167.537
MW002777 | wi4-ab-3ov-HC-12-2700-4-9016 | Wittenberg 4.0 surface-mounted spotlight | white matt (RAL 9016), 297 x 77 x 97 mm (oval), 3x LED 12,7 W ¦ 2700 K ¦ Ra > 95 ¦ spot 12°, DALI |  | 1167.537
MW002867 | wi4-ab-3ov-HC-12-2700-5-9005 | Wittenberg 4.0 surface-mounted spotlight | black matt (RAL 9005), 297 x 77 x 97 mm (oval), 3x LED 12,7 W ¦ 2700 K ¦ Ra > 95 ¦ spot 12°, Leading edge/trailing edge |  | 1088.7555
MW002849 | wi4-ab-3ov-HC-12-2700-5-9016 | Wittenberg 4.0 surface-mounted spotlight | white matt (RAL 9016), 297 x 77 x 97 mm (oval), 3x LED 12,7 W ¦ 2700 K ¦ Ra > 95 ¦ spot 12°, Leading edge/trailing edge |  | 1088.7555
MW002939 | wi4-ab-3ov-HC-12-2700-9-9005 | Wittenberg 4.0 surface-mounted spotlight | black matt (RAL 9005), 297 x 77 x 97 mm (oval), 3x LED 12,7 W ¦ 2700 K ¦ Ra > 95 ¦ spot 12°, Bluetooth Casambi |  | 1246.3185
MW002921 | wi4-ab-3ov-HC-12-2700-9-9016 | Wittenberg 4.0 surface-mounted spotlight | white matt (RAL 9016), 297 x 77 x 97 mm (oval), 3x LED 12,7 W ¦ 2700 K ¦ Ra > 95 ¦ spot 12°, Bluetooth Casambi |  | 1246.3185
MW002798 | wi4-ab-3ov-HC-12-3000-4-9005 | Wittenberg 4.0 surface-mounted spotlight | black matt (RAL 9005), 297 x 77 x 97 mm (oval), 3x LED 12,7 W ¦ 3000 K ¦ Ra > 95 ¦ spot 12°, DALI |  | 1167.537
MW002780 | wi4-ab-3ov-HC-12-3000-4-9016 | Wittenberg 4.0 surface-mounted spotlight | white matt (RAL 9016), 297 x 77 x 97 mm (oval), 3x LED 12,7 W ¦ 3000 K ¦ Ra > 95 ¦ spot 12°, DALI |  | 1167.537
MW002870 | wi4-ab-3ov-HC-12-3000-5-9005 | Wittenberg 4.0 surface-mounted spotlight | black matt (RAL 9005), 297 x 77 x 97 mm (oval), 3x LED 12,7 W ¦ 3000 K ¦ Ra > 95 ¦ spot 12°, Leading edge/trailing edge |  | 1088.7555
MW002852 | wi4-ab-3ov-HC-12-3000-5-9016 | Wittenberg 4.0 surface-mounted spotlight | white matt (RAL 9016), 297 x 77 x 97 mm (oval), 3x LED 12,7 W ¦ 3000 K ¦ Ra > 95 ¦ spot 12°, Leading edge/trailing edge |  | 1088.7555
MW002942 | wi4-ab-3ov-HC-12-3000-9-9005 | Wittenberg 4.0 surface-mounted spotlight | black matt (RAL 9005), 297 x 77 x 97 mm (oval), 3x LED 12,7 W ¦ 3000 K ¦ Ra > 95 ¦ spot 12°, Bluetooth Casambi |  | 1246.3185
MW002924 | wi4-ab-3ov-HC-12-3000-9-9016 | Wittenberg 4.0 surface-mounted spotlight | white matt (RAL 9016), 297 x 77 x 97 mm (oval), 3x LED 12,7 W ¦ 3000 K ¦ Ra > 95 ¦ spot 12°, Bluetooth Casambi |  | 1246.3185
MW002801 | wi4-ab-3ov-HC-12-4000-4-9005 | Wittenberg 4.0 surface-mounted spotlight | black matt (RAL 9005), 297 x 77 x 97 mm (oval), 3x LED 12,7 W ¦ 4000 K ¦ Ra > 95 ¦ spot 12°, DALI |  | 1167.537
MW002783 | wi4-ab-3ov-HC-12-4000-4-9016 | Wittenberg 4.0 surface-mounted spotlight | white matt (RAL 9016), 297 x 77 x 97 mm (oval), 3x LED 12,7 W ¦ 4000 K ¦ Ra > 95 ¦ spot 12°, DALI |  | 1167.537
MW002873 | wi4-ab-3ov-HC-12-4000-5-9005 | Wittenberg 4.0 surface-mounted spotlight | black matt (RAL 9005), 297 x 77 x 97 mm (oval), 3x LED 12,7 W ¦ 4000 K ¦ Ra > 95 ¦ spot 12°, Leading edge/trailing edge |  | 1088.7555
MW002855 | wi4-ab-3ov-HC-12-4000-5-9016 | Wittenberg 4.0 surface-mounted spotlight | white matt (RAL 9016), 297 x 77 x 97 mm (oval), 3x LED 12,7 W ¦ 4000 K ¦ Ra > 95 ¦ spot 12°, Leading edge/trailing edge |  | 1088.7555
MW002945 | wi4-ab-3ov-HC-12-4000-9-9005 | Wittenberg 4.0 surface-mounted spotlight | black matt (RAL 9005), 297 x 77 x 97 mm (oval), 3x LED 12,7 W ¦ 4000 K ¦ Ra > 95 ¦ spot 12°, Bluetooth Casambi |  | 1246.3185
MW002927 | wi4-ab-3ov-HC-12-4000-9-9016 | Wittenberg 4.0 surface-mounted spotlight | white matt (RAL 9016), 297 x 77 x 97 mm (oval), 3x LED 12,7 W ¦ 4000 K ¦ Ra > 95 ¦ spot 12°, Bluetooth Casambi |  | 1246.3185
MW002796 | wi4-ab-3ov-HC-24-2700-4-9005 | Wittenberg 4.0 surface-mounted spotlight | black matt (RAL 9005), 297 x 77 x 97 mm (oval), 3x LED 12,7 W ¦ 2700 K ¦ Ra > 95 ¦ medium 24°, DALI |  | 1167.537
MW002778 | wi4-ab-3ov-HC-24-2700-4-9016 | Wittenberg 4.0 surface-mounted spotlight | white matt (RAL 9016), 297 x 77 x 97 mm (oval), 3x LED 12,7 W ¦ 2700 K ¦ Ra > 95 ¦ medium 24°, DALI |  | 1167.537
MW002868 | wi4-ab-3ov-HC-24-2700-5-9005 | Wittenberg 4.0 surface-mounted spotlight | black matt (RAL 9005), 297 x 77 x 97 mm (oval), 3x LED 12,7 W ¦ 2700 K ¦ Ra > 95 ¦ medium 24°, Leading edge/trailing edge |  | 1088.7555
MW002850 | wi4-ab-3ov-HC-24-2700-5-9016 | Wittenberg 4.0 surface-mounted spotlight | white matt (RAL 9016), 297 x 77 x 97 mm (oval), 3x LED 12,7 W ¦ 2700 K ¦ Ra > 95 ¦ medium 24°, Leading edge/trailing edge |  | 1088.7555
MW002940 | wi4-ab-3ov-HC-24-2700-9-9005 | Wittenberg 4.0 surface-mounted spotlight | black matt (RAL 9005), 297 x 77 x 97 mm (oval), 3x LED 12,7 W ¦ 2700 K ¦ Ra > 95 ¦ medium 24°, Bluetooth Casambi |  | 1246.3185
MW002922 | wi4-ab-3ov-HC-24-2700-9-9016 | Wittenberg 4.0 surface-mounted spotlight | white matt (RAL 9016), 297 x 77 x 97 mm (oval), 3x LED 12,7 W ¦ 2700 K ¦ Ra > 95 ¦ medium 24°, Bluetooth Casambi |  | 1246.3185
MW002799 | wi4-ab-3ov-HC-24-3000-4-9005 | Wittenberg 4.0 surface-mounted spotlight | black matt (RAL 9005), 297 x 77 x 97 mm (oval), 3x LED 12,7 W ¦ 3000 K ¦ Ra > 95 ¦ medium 24°, DALI |  | 1167.537
MW002781 | wi4-ab-3ov-HC-24-3000-4-9016 | Wittenberg 4.0 surface-mounted spotlight | white matt (RAL 9016), 297 x 77 x 97 mm (oval), 3x LED 12,7 W ¦ 3000 K ¦ Ra > 95 ¦ medium 24°, DALI |  | 1167.537
MW002871 | wi4-ab-3ov-HC-24-3000-5-9005 | Wittenberg 4.0 surface-mounted spotlight | black matt (RAL 9005), 297 x 77 x 97 mm (oval), 3x LED 12,7 W ¦ 3000 K ¦ Ra > 95 ¦ medium 24°, Leading edge/trailing edge |  | 1088.7555
MW002853 | wi4-ab-3ov-HC-24-3000-5-9016 | Wittenberg 4.0 surface-mounted spotlight | white matt (RAL 9016), 297 x 77 x 97 mm (oval), 3x LED 12,7 W ¦ 3000 K ¦ Ra > 95 ¦ medium 24°, Leading edge/trailing edge |  | 1088.7555
MW002943 | wi4-ab-3ov-HC-24-3000-9-9005 | Wittenberg 4.0 surface-mounted spotlight | black matt (RAL 9005), 297 x 77 x 97 mm (oval), 3x LED 12,7 W ¦ 3000 K ¦ Ra > 95 ¦ medium 24°, Bluetooth Casambi |  | 1246.3185
MW002925 | wi4-ab-3ov-HC-24-3000-9-9016 | Wittenberg 4.0 surface-mounted spotlight | white matt (RAL 9016), 297 x 77 x 97 mm (oval), 3x LED 12,7 W ¦ 3000 K ¦ Ra > 95 ¦ medium 24°, Bluetooth Casambi |  | 1246.3185
MW002802 | wi4-ab-3ov-HC-24-4000-4-9005 | Wittenberg 4.0 surface-mounted spotlight | black matt (RAL 9005), 297 x 77 x 97 mm (oval), 3x LED 12,7 W ¦ 4000 K ¦ Ra > 95 ¦ medium 24°, DALI |  | 1167.537
MW002784 | wi4-ab-3ov-HC-24-4000-4-9016 | Wittenberg 4.0 surface-mounted spotlight | white matt (RAL 9016), 297 x 77 x 97 mm (oval), 3x LED 12,7 W ¦ 4000 K ¦ Ra > 95 ¦ medium 24°, DALI |  | 1167.537
MW002874 | wi4-ab-3ov-HC-24-4000-5-9005 | Wittenberg 4.0 surface-mounted spotlight | black matt (RAL 9005), 297 x 77 x 97 mm (oval), 3x LED 12,7 W ¦ 4000 K ¦ Ra > 95 ¦ medium 24°, Leading edge/trailing edge |  | 1088.7555
MW002856 | wi4-ab-3ov-HC-24-4000-5-9016 | Wittenberg 4.0 surface-mounted spotlight | white matt (RAL 9016), 297 x 77 x 97 mm (oval), 3x LED 12,7 W ¦ 4000 K ¦ Ra > 95 ¦ medium 24°, Leading edge/trailing edge |  | 1088.7555
MW002946 | wi4-ab-3ov-HC-24-4000-9-9005 | Wittenberg 4.0 surface-mounted spotlight | black matt (RAL 9005), 297 x 77 x 97 mm (oval), 3x LED 12,7 W ¦ 4000 K ¦ Ra > 95 ¦ medium 24°, Bluetooth Casambi |  | 1246.3185
MW002928 | wi4-ab-3ov-HC-24-4000-9-9016 | Wittenberg 4.0 surface-mounted spotlight | white matt (RAL 9016), 297 x 77 x 97 mm (oval), 3x LED 12,7 W ¦ 4000 K ¦ Ra > 95 ¦ medium 24°, Bluetooth Casambi |  | 1246.3185
MW002797 | wi4-ab-3ov-HC-38-2700-4-9005 | Wittenberg 4.0 surface-mounted spotlight | black matt (RAL 9005), 297 x 77 x 97 mm (oval), 3x LED 12,7 W ¦ 2700 K ¦ Ra > 95 ¦ flood 38°, DALI |  | 1167.537
MW002779 | wi4-ab-3ov-HC-38-2700-4-9016 | Wittenberg 4.0 surface-mounted spotlight | white matt (RAL 9016), 297 x 77 x 97 mm (oval), 3x LED 12,7 W ¦ 2700 K ¦ Ra > 95 ¦ flood 38°, DALI |  | 1167.537
MW002869 | wi4-ab-3ov-HC-38-2700-5-9005 | Wittenberg 4.0 surface-mounted spotlight | black matt (RAL 9005), 297 x 77 x 97 mm (oval), 3x LED 12,7 W ¦ 2700 K ¦ Ra > 95 ¦ flood 38°, Leading edge/trailing edge |  | 1088.7555
MW002851 | wi4-ab-3ov-HC-38-2700-5-9016 | Wittenberg 4.0 surface-mounted spotlight | white matt (RAL 9016), 297 x 77 x 97 mm (oval), 3x LED 12,7 W ¦ 2700 K ¦ Ra > 95 ¦ flood 38°, Leading edge/trailing edge |  | 1088.7555
MW002941 | wi4-ab-3ov-HC-38-2700-9-9005 | Wittenberg 4.0 surface-mounted spotlight | black matt (RAL 9005), 297 x 77 x 97 mm (oval), 3x LED 12,7 W ¦ 2700 K ¦ Ra > 95 ¦ flood 38°, Bluetooth Casambi |  | 1246.3185
MW002923 | wi4-ab-3ov-HC-38-2700-9-9016 | Wittenberg 4.0 surface-mounted spotlight | white matt (RAL 9016), 297 x 77 x 97 mm (oval), 3x LED 12,7 W ¦ 2700 K ¦ Ra > 95 ¦ flood 38°, Bluetooth Casambi |  | 1246.3185
MW002800 | wi4-ab-3ov-HC-38-3000-4-9005 | Wittenberg 4.0 surface-mounted spotlight | black matt (RAL 9005), 297 x 77 x 97 mm (oval), 3x LED 12,7 W ¦ 3000 K ¦ Ra > 95 ¦ flood 38°, DALI |  | 1167.537
MW002782 | wi4-ab-3ov-HC-38-3000-4-9016 | Wittenberg 4.0 surface-mounted spotlight | white matt (RAL 9016), 297 x 77 x 97 mm (oval), 3x LED 12,7 W ¦ 3000 K ¦ Ra > 95 ¦ flood 38°, DALI |  | 1167.537
MW002872 | wi4-ab-3ov-HC-38-3000-5-9005 | Wittenberg 4.0 surface-mounted spotlight | black matt (RAL 9005), 297 x 77 x 97 mm (oval), 3x LED 12,7 W ¦ 3000 K ¦ Ra > 95 ¦ flood 38°, Leading edge/trailing edge |  | 1088.7555
MW002854 | wi4-ab-3ov-HC-38-3000-5-9016 | Wittenberg 4.0 surface-mounted spotlight | white matt (RAL 9016), 297 x 77 x 97 mm (oval), 3x LED 12,7 W ¦ 3000 K ¦ Ra > 95 ¦ flood 38°, Leading edge/trailing edge |  | 1088.7555
MW002944 | wi4-ab-3ov-HC-38-3000-9-9005 | Wittenberg 4.0 surface-mounted spotlight | black matt (RAL 9005), 297 x 77 x 97 mm (oval), 3x LED 12,7 W ¦ 3000 K ¦ Ra > 95 ¦ flood 38°, Bluetooth Casambi |  | 1246.3185
MW002926 | wi4-ab-3ov-HC-38-3000-9-9016 | Wittenberg 4.0 surface-mounted spotlight | white matt (RAL 9016), 297 x 77 x 97 mm (oval), 3x LED 12,7 W ¦ 3000 K ¦ Ra > 95 ¦ flood 38°, Bluetooth Casambi |  | 1246.3185
MW002803 | wi4-ab-3ov-HC-38-4000-4-9005 | Wittenberg 4.0 surface-mounted spotlight | black matt (RAL 9005), 297 x 77 x 97 mm (oval), 3x LED 12,7 W ¦ 4000 K ¦ Ra > 95 ¦ flood 38°, DALI |  | 1167.537
MW002785 | wi4-ab-3ov-HC-38-4000-4-9016 | Wittenberg 4.0 surface-mounted spotlight | white matt (RAL 9016), 297 x 77 x 97 mm (oval), 3x LED 12,7 W ¦ 4000 K ¦ Ra > 95 ¦ flood 38°, DALI |  | 1167.537
MW002875 | wi4-ab-3ov-HC-38-4000-5-9005 | Wittenberg 4.0 surface-mounted spotlight | black matt (RAL 9005), 297 x 77 x 97 mm (oval), 3x LED 12,7 W ¦ 4000 K ¦ Ra > 95 ¦ flood 38°, Leading edge/trailing edge |  | 1088.7555
MW002857 | wi4-ab-3ov-HC-38-4000-5-9016 | Wittenberg 4.0 surface-mounted spotlight | white matt (RAL 9016), 297 x 77 x 97 mm (oval), 3x LED 12,7 W ¦ 4000 K ¦ Ra > 95 ¦ flood 38°, Leading edge/trailing edge |  | 1088.7555
MW002947 | wi4-ab-3ov-HC-38-4000-9-9005 | Wittenberg 4.0 surface-mounted spotlight | black matt (RAL 9005), 297 x 77 x 97 mm (oval), 3x LED 12,7 W ¦ 4000 K ¦ Ra > 95 ¦ flood 38°, Bluetooth Casambi |  | 1246.3185
MW002929 | wi4-ab-3ov-HC-38-4000-9-9016 | Wittenberg 4.0 surface-mounted spotlight | white matt (RAL 9016), 297 x 77 x 97 mm (oval), 3x LED 12,7 W ¦ 4000 K ¦ Ra > 95 ¦ flood 38°, Bluetooth Casambi |  | 1246.3185
MW005412 | wi4-be-1e-12-d2w-4-9005 | Wittenberg 4.0 recessed concrete spotlight | black matt (RAL9005), 146 x 146 x 73-79 mm, 1x LED dim2warm 12 W ¦ 1800 - 3000 K ¦ Ra > 95 ¦ spot 12°, DALI |  | 709.0336
MW005391 | wi4-be-1e-12-d2w-4-9016 | Wittenberg 4.0 recessed concrete spotlight | white matt (RAL 9016), 146 x 146 x 73-79 mm, 1x LED dim2warm 12 W ¦ 1800 - 3000 K ¦ Ra > 95 ¦ spot 12°, DALI |  | 709.0336
MW005529 | wi4-be-1e-12-d2w-9-9005 | Wittenberg 4.0 recessed concrete spotlight | black matt (RAL9005), 146 x 146 x 73-79 mm, 1x LED dim2warm 12 W ¦ 1800 - 3000 K ¦ Ra > 95 ¦ spot 12°, Bluetooth Casambi |  | 787.8151
MW005508 | wi4-be-1e-12-d2w-9-9016 | Wittenberg 4.0 recessed concrete spotlight | white matt (RAL 9016), 146 x 146 x 73-79 mm, 1x LED dim2warm 12 W ¦ 1800 - 3000 K ¦ Ra > 95 ¦ spot 12°, Bluetooth Casambi |  | 787.8151
MW005413 | wi4-be-1e-24-d2w-4-9005 | Wittenberg 4.0 recessed concrete spotlight | black matt (RAL9005), 146 x 146 x 73-79 mm, 1x LED dim2warm 12 W ¦ 1800 - 3000 K ¦ Ra > 95 ¦ medium 24°, DALI |  | 709.0336
MW005392 | wi4-be-1e-24-d2w-4-9016 | Wittenberg 4.0 recessed concrete spotlight | white matt (RAL 9016), 146 x 146 x 73-79 mm, 1x LED dim2warm 12 W ¦ 1800 - 3000 K ¦ Ra > 95 ¦ medium 24°, DALI |  | 709.0336
MW005530 | wi4-be-1e-24-d2w-9-9005 | Wittenberg 4.0 recessed concrete spotlight | black matt (RAL9005), 146 x 146 x 73-79 mm, 1x LED dim2warm 12 W ¦ 1800 - 3000 K ¦ Ra > 95 ¦ medium 24°, Bluetooth Casambi |  | 787.8151
MW005509 | wi4-be-1e-24-d2w-9-9016 | Wittenberg 4.0 recessed concrete spotlight | white matt (RAL 9016), 146 x 146 x 73-79 mm, 1x LED dim2warm 12 W ¦ 1800 - 3000 K ¦ Ra > 95 ¦ medium 24°, Bluetooth Casambi |  | 787.8151
MW005414 | wi4-be-1e-38-d2w-4-9005 | Wittenberg 4.0 recessed concrete spotlight | black matt (RAL9005), 146 x 146 x 73-79 mm, 1x LED dim2warm 12 W ¦ 1800 - 3000 K ¦ Ra > 95 ¦ flood 38°, DALI |  | 709.0336
MW005393 | wi4-be-1e-38-d2w-4-9016 | Wittenberg 4.0 recessed concrete spotlight | white matt (RAL 9016), 146 x 146 x 73-79 mm, 1x LED dim2warm 12 W ¦ 1800 - 3000 K ¦ Ra > 95 ¦ flood 38°, DALI |  | 709.0336
MW005531 | wi4-be-1e-38-d2w-9-9005 | Wittenberg 4.0 recessed concrete spotlight | black matt (RAL9005), 146 x 146 x 73-79 mm, 1x LED dim2warm 12 W ¦ 1800 - 3000 K ¦ Ra > 95 ¦ flood 38°, Bluetooth Casambi |  | 787.8151
MW005510 | wi4-be-1e-38-d2w-9-9016 | Wittenberg 4.0 recessed concrete spotlight | white matt (RAL 9016), 146 x 146 x 73-79 mm, 1x LED dim2warm 12 W ¦ 1800 - 3000 K ¦ Ra > 95 ¦ flood 38°, Bluetooth Casambi |  | 787.8151
MW005403 | wi4-be-1e-HC-12-2700-4-9005 | Wittenberg 4.0 recessed concrete spotlight | black matt (RAL 9005), 146 x 146 x 73-79 mm, 1x LED 12,7 W ¦ 2700 K ¦ Ra > 95 ¦ spot 12°, DALI |  | 620.8029
MW005382 | wi4-be-1e-HC-12-2700-4-9016 | Wittenberg 4.0 recessed concrete spotlight | white matt (RAL 9016), 146 x 146 x 73-79 mm, 1x LED 12,7 W ¦ 2700 K ¦ Ra > 95 ¦ spot 12°, DALI |  | 620.8029
MW005463 | wi4-be-1e-HC-12-2700-7-9005 | Wittenberg 4.0 recessed concrete spotlight | black matt (RAL 9005), 146 x 146 x 73-79 mm, 1x LED 12,7 W ¦ 2700 K ¦ Ra > 95 ¦ spot 12°, Leading edge/trailing edge |  | 542.0214
MW005445 | wi4-be-1e-HC-12-2700-7-9016 | Wittenberg 4.0 recessed concrete spotlight | white matt (RAL 9016), 146 x 146 x 73-79 mm, 1x LED 12,7 W ¦ 2700 K ¦ Ra > 95 ¦ spot 12°, Leading edge/trailing edge |  | 542.0214
MW005520 | wi4-be-1e-HC-12-2700-9-9005 | Wittenberg 4.0 recessed concrete spotlight | black matt (RAL 9005), 146 x 146 x 73-79 mm, 1x LED 12,7 W ¦ 2700 K ¦ Ra > 95 ¦ spot 12°, Bluetooth Casambi |  | 699.5844
MW005499 | wi4-be-1e-HC-12-2700-9-9016 | Wittenberg 4.0 recessed concrete spotlight | white matt (RAL 9016), 146 x 146 x 73-79 mm, 1x LED 12,7 W ¦ 2700 K ¦ Ra > 95 ¦ spot 12°, Bluetooth Casambi |  | 699.5844
MW005406 | wi4-be-1e-HC-12-3000-4-9005 | Wittenberg 4.0 recessed concrete spotlight | black matt (RAL 9005), 146 x 146 x 73-79 mm, 1x LED 12,7 W ¦ 3000 K ¦ Ra > 95 ¦ spot 12°, DALI |  | 620.8029
MW005385 | wi4-be-1e-HC-12-3000-4-9016 | Wittenberg 4.0 recessed concrete spotlight | white matt (RAL 9016), 146 x 146 x 73-79 mm, 1x LED 12,7 W ¦ 3000 K ¦ Ra > 95 ¦ spot 12°, DALI |  | 620.8029
MW005466 | wi4-be-1e-HC-12-3000-7-9005 | Wittenberg 4.0 recessed concrete spotlight | black matt (RAL 9005), 146 x 146 x 73-79 mm, 1x LED 12,7 W ¦ 3000 K ¦ Ra > 95 ¦ spot 12°, Leading edge/trailing edge |  | 542.0214
MW005448 | wi4-be-1e-HC-12-3000-7-9016 | Wittenberg 4.0 recessed concrete spotlight | white matt (RAL 9016), 146 x 146 x 73-79 mm, 1x LED 12,7 W ¦ 3000 K ¦ Ra > 95 ¦ spot 12°, Leading edge/trailing edge |  | 542.0214
MW005523 | wi4-be-1e-HC-12-3000-9-9005 | Wittenberg 4.0 recessed concrete spotlight | black matt (RAL 9005), 146 x 146 x 73-79 mm, 1x LED 12,7 W ¦ 3000 K ¦ Ra > 95 ¦ spot 12°, Bluetooth Casambi |  | 699.5844
MW005502 | wi4-be-1e-HC-12-3000-9-9016 | Wittenberg 4.0 recessed concrete spotlight | white matt (RAL 9016), 146 x 146 x 73-79 mm, 1x LED 12,7 W ¦ 3000 K ¦ Ra > 95 ¦ spot 12°, Bluetooth Casambi |  | 699.5844
MW005409 | wi4-be-1e-HC-12-4000-4-9005 | Wittenberg 4.0 recessed concrete spotlight | black matt (RAL 9005), 146 x 146 x 73-79 mm, 1x LED 12,7 W ¦ 4000 K ¦ Ra > 95 ¦ spot 12°, DALI |  | 620.8029
MW005388 | wi4-be-1e-HC-12-4000-4-9016 | Wittenberg 4.0 recessed concrete spotlight | white matt (RAL 9016), 146 x 146 x 73-79 mm, 1x LED 12,7 W ¦ 4000 K ¦ Ra > 95 ¦ spot 12°, DALI |  | 620.8029
MW005469 | wi4-be-1e-HC-12-4000-7-9005 | Wittenberg 4.0 recessed concrete spotlight | black matt (RAL 9005), 146 x 146 x 73-79 mm, 1x LED 12,7 W ¦ 4000 K ¦ Ra > 95 ¦ spot 12°, Leading edge/trailing edge |  | 542.0214
MW005451 | wi4-be-1e-HC-12-4000-7-9016 | Wittenberg 4.0 recessed concrete spotlight | white matt (RAL 9016), 146 x 146 x 73-79 mm, 1x LED 12,7 W ¦ 4000 K ¦ Ra > 95 ¦ spot 12°, Leading edge/trailing edge |  | 542.0214
MW005526 | wi4-be-1e-HC-12-4000-9-9005 | Wittenberg 4.0 recessed concrete spotlight | black matt (RAL 9005), 146 x 146 x 73-79 mm, 1x LED 12,7 W ¦ 4000 K ¦ Ra > 95 ¦ spot 12°, Bluetooth Casambi |  | 699.5844
MW005505 | wi4-be-1e-HC-12-4000-9-9016 | Wittenberg 4.0 recessed concrete spotlight | white matt (RAL 9016), 146 x 146 x 73-79 mm, 1x LED 12,7 W ¦ 4000 K ¦ Ra > 95 ¦ spot 12°, Bluetooth Casambi |  | 699.5844
MW005404 | wi4-be-1e-HC-24-2700-4-9005 | Wittenberg 4.0 recessed concrete spotlight | black matt (RAL 9005), 146 x 146 x 73-79 mm, 1x LED 12,7 W ¦ 2700 K ¦ Ra > 95 ¦ medium 24°, DALI |  | 620.8029
MW005383 | wi4-be-1e-HC-24-2700-4-9016 | Wittenberg 4.0 recessed concrete spotlight | white matt (RAL 9016), 146 x 146 x 73-79 mm, 1x LED 12,7 W ¦ 2700 K ¦ Ra > 95 ¦ medium 24°, DALI |  | 620.8029
MW005464 | wi4-be-1e-HC-24-2700-7-9005 | Wittenberg 4.0 recessed concrete spotlight | black matt (RAL 9005), 146 x 146 x 73-79 mm, 1x LED 12,7 W ¦ 2700 K ¦ Ra > 95 ¦ medium 24°, Leading edge/trailing edge |  | 542.0214
MW005446 | wi4-be-1e-HC-24-2700-7-9016 | Wittenberg 4.0 recessed concrete spotlight | white matt (RAL 9016), 146 x 146 x 73-79 mm, 1x LED 12,7 W ¦ 2700 K ¦ Ra > 95 ¦ medium 24°, Leading edge/trailing edge |  | 542.0214
MW005521 | wi4-be-1e-HC-24-2700-9-9005 | Wittenberg 4.0 recessed concrete spotlight | black matt (RAL 9005), 146 x 146 x 73-79 mm, 1x LED 12,7 W ¦ 2700 K ¦ Ra > 95 ¦ medium 24°, Bluetooth Casambi |  | 699.5844
MW005500 | wi4-be-1e-HC-24-2700-9-9016 | Wittenberg 4.0 recessed concrete spotlight | white matt (RAL 9016), 146 x 146 x 73-79 mm, 1x LED 12,7 W ¦ 2700 K ¦ Ra > 95 ¦ medium 24°, Bluetooth Casambi |  | 699.5844
MW005407 | wi4-be-1e-HC-24-3000-4-9005 | Wittenberg 4.0 recessed concrete spotlight | black matt (RAL 9005), 146 x 146 x 73-79 mm, 1x LED 12,7 W ¦ 3000 K ¦ Ra > 95 ¦ medium 24°, DALI |  | 620.8029
MW005386 | wi4-be-1e-HC-24-3000-4-9016 | Wittenberg 4.0 recessed concrete spotlight | white matt (RAL 9016), 146 x 146 x 73-79 mm, 1x LED 12,7 W ¦ 3000 K ¦ Ra > 95 ¦ medium 24°, DALI |  | 620.8029
MW005467 | wi4-be-1e-HC-24-3000-7-9005 | Wittenberg 4.0 recessed concrete spotlight | black matt (RAL 9005), 146 x 146 x 73-79 mm, 1x LED 12,7 W ¦ 3000 K ¦ Ra > 95 ¦ medium 24°, Leading edge/trailing edge |  | 542.0214
MW005449 | wi4-be-1e-HC-24-3000-7-9016 | Wittenberg 4.0 recessed concrete spotlight | white matt (RAL 9016), 146 x 146 x 73-79 mm, 1x LED 12,7 W ¦ 3000 K ¦ Ra > 95 ¦ medium 24°, Leading edge/trailing edge |  | 542.0214
MW005524 | wi4-be-1e-HC-24-3000-9-9005 | Wittenberg 4.0 recessed concrete spotlight | black matt (RAL 9005), 146 x 146 x 73-79 mm, 1x LED 12,7 W ¦ 3000 K ¦ Ra > 95 ¦ medium 24°, Bluetooth Casambi |  | 699.5844
MW005503 | wi4-be-1e-HC-24-3000-9-9016 | Wittenberg 4.0 recessed concrete spotlight | white matt (RAL 9016), 146 x 146 x 73-79 mm, 1x LED 12,7 W ¦ 3000 K ¦ Ra > 95 ¦ medium 24°, Bluetooth Casambi |  | 699.5844
MW005410 | wi4-be-1e-HC-24-4000-4-9005 | Wittenberg 4.0 recessed concrete spotlight | black matt (RAL 9005), 146 x 146 x 73-79 mm, 1x LED 12,7 W ¦ 4000 K ¦ Ra > 95 ¦ medium 24°, DALI |  | 620.8029
MW005389 | wi4-be-1e-HC-24-4000-4-9016 | Wittenberg 4.0 recessed concrete spotlight | white matt (RAL 9016), 146 x 146 x 73-79 mm, 1x LED 12,7 W ¦ 4000 K ¦ Ra > 95 ¦ medium 24°, DALI |  | 620.8029
MW005470 | wi4-be-1e-HC-24-4000-7-9005 | Wittenberg 4.0 recessed concrete spotlight | black matt (RAL 9005), 146 x 146 x 73-79 mm, 1x LED 12,7 W ¦ 4000 K ¦ Ra > 95 ¦ medium 24°, Leading edge/trailing edge |  | 542.0214
MW005452 | wi4-be-1e-HC-24-4000-7-9016 | Wittenberg 4.0 recessed concrete spotlight | white matt (RAL 9016), 146 x 146 x 73-79 mm, 1x LED 12,7 W ¦ 4000 K ¦ Ra > 95 ¦ medium 24°, Leading edge/trailing edge |  | 542.0214
MW005527 | wi4-be-1e-HC-24-4000-9-9005 | Wittenberg 4.0 recessed concrete spotlight | black matt (RAL 9005), 146 x 146 x 73-79 mm, 1x LED 12,7 W ¦ 4000 K ¦ Ra > 95 ¦ medium 24°, Bluetooth Casambi |  | 699.5844
MW005506 | wi4-be-1e-HC-24-4000-9-9016 | Wittenberg 4.0 recessed concrete spotlight | white matt (RAL 9016), 146 x 146 x 73-79 mm, 1x LED 12,7 W ¦ 4000 K ¦ Ra > 95 ¦ medium 24°, Bluetooth Casambi |  | 699.5844
MW005405 | wi4-be-1e-HC-38-2700-4-9005 | Wittenberg 4.0 recessed concrete spotlight | black matt (RAL 9005), 146 x 146 x 73-79 mm, 1x LED 12,7 W ¦ 2700 K ¦ Ra > 95 ¦ flood 38°, DALI |  | 620.8029
MW005384 | wi4-be-1e-HC-38-2700-4-9016 | Wittenberg 4.0 recessed concrete spotlight | white matt (RAL 9016), 146 x 146 x 73-79 mm, 1x LED 12,7 W ¦ 2700 K ¦ Ra > 95 ¦ flood 38°, DALI |  | 620.8029
MW005465 | wi4-be-1e-HC-38-2700-7-9005 | Wittenberg 4.0 recessed concrete spotlight | black matt (RAL 9005), 146 x 146 x 73-79 mm, 1x LED 12,7 W ¦ 2700 K ¦ Ra > 95 ¦ flood 38°, Leading edge/trailing edge |  | 542.0214
MW005447 | wi4-be-1e-HC-38-2700-7-9016 | Wittenberg 4.0 recessed concrete spotlight | white matt (RAL 9016), 146 x 146 x 73-79 mm, 1x LED 12,7 W ¦ 2700 K ¦ Ra > 95 ¦ flood 38°, Leading edge/trailing edge |  | 542.0214
MW005522 | wi4-be-1e-HC-38-2700-9-9005 | Wittenberg 4.0 recessed concrete spotlight | black matt (RAL 9005), 146 x 146 x 73-79 mm, 1x LED 12,7 W ¦ 2700 K ¦ Ra > 95 ¦ flood 38°, Bluetooth Casambi |  | 699.5844
MW005501 | wi4-be-1e-HC-38-2700-9-9016 | Wittenberg 4.0 recessed concrete spotlight | white matt (RAL 9016), 146 x 146 x 73-79 mm, 1x LED 12,7 W ¦ 2700 K ¦ Ra > 95 ¦ flood 38°, Bluetooth Casambi |  | 699.5844
MW005408 | wi4-be-1e-HC-38-3000-4-9005 | Wittenberg 4.0 recessed concrete spotlight | black matt (RAL 9005), 146 x 146 x 73-79 mm, 1x LED 12,7 W ¦ 3000 K ¦ Ra > 95 ¦ flood 38°, DALI |  | 620.8029
MW005387 | wi4-be-1e-HC-38-3000-4-9016 | Wittenberg 4.0 recessed concrete spotlight | white matt (RAL 9016), 146 x 146 x 73-79 mm, 1x LED 12,7 W ¦ 3000 K ¦ Ra > 95 ¦ flood 38°, DALI |  | 620.8029
MW005468 | wi4-be-1e-HC-38-3000-7-9005 | Wittenberg 4.0 recessed concrete spotlight | black matt (RAL 9005), 146 x 146 x 73-79 mm, 1x LED 12,7 W ¦ 3000 K ¦ Ra > 95 ¦ flood 38°, Leading edge/trailing edge |  | 542.0214
MW005450 | wi4-be-1e-HC-38-3000-7-9016 | Wittenberg 4.0 recessed concrete spotlight | white matt (RAL 9016), 146 x 146 x 73-79 mm, 1x LED 12,7 W ¦ 3000 K ¦ Ra > 95 ¦ flood 38°, Leading edge/trailing edge |  | 542.0214
MW005525 | wi4-be-1e-HC-38-3000-9-9005 | Wittenberg 4.0 recessed concrete spotlight | black matt (RAL 9005), 146 x 146 x 73-79 mm, 1x LED 12,7 W ¦ 3000 K ¦ Ra > 95 ¦ flood 38°, Bluetooth Casambi |  | 699.5844
MW005504 | wi4-be-1e-HC-38-3000-9-9016 | Wittenberg 4.0 recessed concrete spotlight | white matt (RAL 9016), 146 x 146 x 73-79 mm, 1x LED 12,7 W ¦ 3000 K ¦ Ra > 95 ¦ flood 38°, Bluetooth Casambi |  | 699.5844
MW005411 | wi4-be-1e-HC-38-4000-4-9005 | Wittenberg 4.0 recessed concrete spotlight | black matt (RAL 9005), 146 x 146 x 73-79 mm, 1x LED 12,7 W ¦ 4000 K ¦ Ra > 95 ¦ flood 38°, DALI |  | 620.8029
MW005390 | wi4-be-1e-HC-38-4000-4-9016 | Wittenberg 4.0 recessed concrete spotlight | white matt (RAL 9016), 146 x 146 x 73-79 mm, 1x LED 12,7 W ¦ 4000 K ¦ Ra > 95 ¦ flood 38°, DALI |  | 620.8029
MW005471 | wi4-be-1e-HC-38-4000-7-9005 | Wittenberg 4.0 recessed concrete spotlight | black matt (RAL 9005), 146 x 146 x 73-79 mm, 1x LED 12,7 W ¦ 4000 K ¦ Ra > 95 ¦ flood 38°, Leading edge/trailing edge |  | 542.0214
MW005453 | wi4-be-1e-HC-38-4000-7-9016 | Wittenberg 4.0 recessed concrete spotlight | white matt (RAL 9016), 146 x 146 x 73-79 mm, 1x LED 12,7 W ¦ 4000 K ¦ Ra > 95 ¦ flood 38°, Leading edge/trailing edge |  | 542.0214
MW005528 | wi4-be-1e-HC-38-4000-9-9005 | Wittenberg 4.0 recessed concrete spotlight | black matt (RAL 9005), 146 x 146 x 73-79 mm, 1x LED 12,7 W ¦ 4000 K ¦ Ra > 95 ¦ flood 38°, Bluetooth Casambi |  | 699.5844
MW005507 | wi4-be-1e-HC-38-4000-9-9016 | Wittenberg 4.0 recessed concrete spotlight | white matt (RAL 9016), 146 x 146 x 73-79 mm, 1x LED 12,7 W ¦ 4000 K ¦ Ra > 95 ¦ flood 38°, Bluetooth Casambi |  | 699.5844
MW005772 | wi4-be-1e-rl-12-d2w-4-9005 | Wittenberg 4.0 recessed concrete spotlight | flush-mounted, black matt (RAL 9005), 126 x 126 x 99-105 mm, 1x LED dim2warm 12 W ¦ 1800 - 3000 K ¦ Ra > 95 ¦ spot 12°, DALI |  | 709.0336
MW005751 | wi4-be-1e-rl-12-d2w-4-9016 | Wittenberg 4.0 recessed concrete spotlight | flush-mounted, white matt (RAL 9016), 126 x 126 x 99-105 mm, 1x LED dim2warm 12 W ¦ 1800 - 3000 K ¦ Ra > 95 ¦ spot 12°, DALI |  | 709.0336
MW005889 | wi4-be-1e-rl-12-d2w-9-9005 | Wittenberg 4.0 recessed concrete spotlight | flush-mounted, black matt (RAL 9005), 126 x 126 x 99-105 mm, 1x LED dim2warm 12 W ¦ 1800 - 3000 K ¦ Ra > 95 ¦ spot 12°, Bluetooth Casambi |  | 787.8151
MW005868 | wi4-be-1e-rl-12-d2w-9-9016 | Wittenberg 4.0 recessed concrete spotlight | flush-mounted, white matt (RAL 9016), 126 x 126 x 99-105 mm, 1x LED dim2warm 12 W ¦ 1800 - 3000 K ¦ Ra > 95 ¦ spot 12°, Bluetooth Casambi |  | 787.8151
MW005773 | wi4-be-1e-rl-24-d2w-4-9005 | Wittenberg 4.0 recessed concrete spotlight | flush-mounted, black matt (RAL 9005), 126 x 126 x 99-105 mm, 1x LED dim2warm 12 W ¦ 1800 - 3000 K ¦ Ra > 95 ¦ medium 24°, DALI |  | 709.0336
MW005752 | wi4-be-1e-rl-24-d2w-4-9016 | Wittenberg 4.0 recessed concrete spotlight | flush-mounted, white matt (RAL 9016), 126 x 126 x 99-105 mm, 1x LED dim2warm 12 W ¦ 1800 - 3000 K ¦ Ra > 95 ¦ medium 24°, DALI |  | 709.0336
MW005890 | wi4-be-1e-rl-24-d2w-9-9005 | Wittenberg 4.0 recessed concrete spotlight | flush-mounted, black matt (RAL 9005), 126 x 126 x 99-105 mm, 1x LED dim2warm 12 W ¦ 1800 - 3000 K ¦ Ra > 95 ¦ medium 24°, Bluetooth Casambi |  | 787.8151
MW005869 | wi4-be-1e-rl-24-d2w-9-9016 | Wittenberg 4.0 recessed concrete spotlight | flush-mounted, white matt (RAL 9016), 126 x 126 x 99-105 mm, 1x LED dim2warm 12 W ¦ 1800 - 3000 K ¦ Ra > 95 ¦ medium 24°, Bluetooth Casambi |  | 787.8151
MW005774 | wi4-be-1e-rl-38-d2w-4-9005 | Wittenberg 4.0 recessed concrete spotlight | flush-mounted, black matt (RAL 9005), 126 x 126 x 99-105 mm, 1x LED dim2warm 12 W ¦ 1800 - 3000 K ¦ Ra > 95 ¦ flood 38°, DALI |  | 709.0336
MW005753 | wi4-be-1e-rl-38-d2w-4-9016 | Wittenberg 4.0 recessed concrete spotlight | flush-mounted, white matt (RAL 9016), 126 x 126 x 99-105 mm, 1x LED dim2warm 12 W ¦ 1800 - 3000 K ¦ Ra > 95 ¦ flood 38°, DALI |  | 709.0336
MW005891 | wi4-be-1e-rl-38-d2w-9-9005 | Wittenberg 4.0 recessed concrete spotlight | flush-mounted, black matt (RAL 9005), 126 x 126 x 99-105 mm, 1x LED dim2warm 12 W ¦ 1800 - 3000 K ¦ Ra > 95 ¦ flood 38°, Bluetooth Casambi |  | 787.8151
MW005870 | wi4-be-1e-rl-38-d2w-9-9016 | Wittenberg 4.0 recessed concrete spotlight | flush-mounted, white matt (RAL 9016), 126 x 126 x 99-105 mm, 1x LED dim2warm 12 W ¦ 1800 - 3000 K ¦ Ra > 95 ¦ flood 38°, Bluetooth Casambi |  | 787.8151
MW005763 | wi4-be-1e-rl-HC-12-2700-4-9005 | Wittenberg 4.0 recessed concrete spotlight | flush-mounted, black matt (RAL 9005), 126 x 126 x 99-105 mm, 1x LED 12,7 W ¦ 2700 K ¦ Ra > 95 ¦ spot 12°, DALI |  | 620.8029
MW005742 | wi4-be-1e-rl-HC-12-2700-4-9016 | Wittenberg 4.0 recessed concrete spotlight | flush-mounted, white matt (RAL 9016), 126 x 126 x 99-105 mm, 1x LED 12,7 W ¦ 2700 K ¦ Ra > 95 ¦ spot 12°, DALI |  | 620.8029
MW005823 | wi4-be-1e-rl-HC-12-2700-7-9005 | Wittenberg 4.0 recessed concrete spotlight | flush-mounted, black matt (RAL 9005), 126 x 126 x 99-105 mm, 1x LED 12,7 W ¦ 2700 K ¦ Ra > 95 ¦ spot 12°, Leading edge/trailing edge |  | 542.0214
MW005805 | wi4-be-1e-rl-HC-12-2700-7-9016 | Wittenberg 4.0 recessed concrete spotlight | flush-mounted, white matt (RAL 9016), 126 x 126 x 99-105 mm, 1x LED 12,7 W ¦ 2700 K ¦ Ra > 95 ¦ spot 12°, Leading edge/trailing edge |  | 542.0214
MW005880 | wi4-be-1e-rl-HC-12-2700-9-9005 | Wittenberg 4.0 recessed concrete spotlight | flush-mounted, black matt (RAL 9005), 126 x 126 x 99-105 mm, 1x LED 12,7 W ¦ 2700 K ¦ Ra > 95 ¦ spot 12°, Bluetooth Casambi |  | 699.5844
MW005859 | wi4-be-1e-rl-HC-12-2700-9-9016 | Wittenberg 4.0 recessed concrete spotlight | flush-mounted, white matt (RAL 9016), 126 x 126 x 99-105 mm, 1x LED 12,7 W ¦ 2700 K ¦ Ra > 95 ¦ spot 12°, Bluetooth Casambi |  | 699.5844
MW005766 | wi4-be-1e-rl-HC-12-3000-4-9005 | Wittenberg 4.0 recessed concrete spotlight | flush-mounted, black matt (RAL 9005), 126 x 126 x 99-105 mm, 1x LED 12,7 W ¦ 3000 K ¦ Ra > 95 ¦ spot 12°, DALI |  | 620.8029
MW005745 | wi4-be-1e-rl-HC-12-3000-4-9016 | Wittenberg 4.0 recessed concrete spotlight | flush-mounted, white matt (RAL 9016), 126 x 126 x 99-105 mm, 1x LED 12,7 W ¦ 3000 K ¦ Ra > 95 ¦ spot 12°, DALI |  | 620.8029
MW005826 | wi4-be-1e-rl-HC-12-3000-7-9005 | Wittenberg 4.0 recessed concrete spotlight | flush-mounted, black matt (RAL 9005), 126 x 126 x 99-105 mm, 1x LED 12,7 W ¦ 3000 K ¦ Ra > 95 ¦ spot 12°, Leading edge/trailing edge |  | 542.0214
MW005808 | wi4-be-1e-rl-HC-12-3000-7-9016 | Wittenberg 4.0 recessed concrete spotlight | flush-mounted, white matt (RAL 9016), 126 x 126 x 99-105 mm, 1x LED 12,7 W ¦ 3000 K ¦ Ra > 95 ¦ spot 12°, Leading edge/trailing edge |  | 542.0214
MW005883 | wi4-be-1e-rl-HC-12-3000-9-9005 | Wittenberg 4.0 recessed concrete spotlight | flush-mounted, black matt (RAL 9005), 126 x 126 x 99-105 mm, 1x LED 12,7 W ¦ 3000 K ¦ Ra > 95 ¦ spot 12°, Bluetooth Casambi |  | 699.5844
MW005862 | wi4-be-1e-rl-HC-12-3000-9-9016 | Wittenberg 4.0 recessed concrete spotlight | flush-mounted, white matt (RAL 9016), 126 x 126 x 99-105 mm, 1x LED 12,7 W ¦ 3000 K ¦ Ra > 95 ¦ spot 12°, Bluetooth Casambi |  | 699.5844
MW005769 | wi4-be-1e-rl-HC-12-4000-4-9005 | Wittenberg 4.0 recessed concrete spotlight | flush-mounted, black matt (RAL 9005), 126 x 126 x 99-105 mm, 1x LED 12,7 W ¦ 4000 K ¦ Ra > 95 ¦ spot 12°, DALI |  | 620.8029
MW005748 | wi4-be-1e-rl-HC-12-4000-4-9016 | Wittenberg 4.0 recessed concrete spotlight | flush-mounted, white matt (RAL 9016), 126 x 126 x 99-105 mm, 1x LED 12,7 W ¦ 4000 K ¦ Ra > 95 ¦ spot 12°, DALI |  | 620.8029
MW005829 | wi4-be-1e-rl-HC-12-4000-7-9005 | Wittenberg 4.0 recessed concrete spotlight | flush-mounted, black matt (RAL 9005), 126 x 126 x 99-105 mm, 1x LED 12,7 W ¦ 4000 K ¦ Ra > 95 ¦ spot 12°, Leading edge/trailing edge |  | 542.0214
MW005811 | wi4-be-1e-rl-HC-12-4000-7-9016 | Wittenberg 4.0 recessed concrete spotlight | flush-mounted, white matt (RAL 9016), 126 x 126 x 99-105 mm, 1x LED 12,7 W ¦ 4000 K ¦ Ra > 95 ¦ spot 12°, Leading edge/trailing edge |  | 542.0214
MW005886 | wi4-be-1e-rl-HC-12-4000-9-9005 | Wittenberg 4.0 recessed concrete spotlight | flush-mounted, black matt (RAL 9005), 126 x 126 x 99-105 mm, 1x LED 12,7 W ¦ 4000 K ¦ Ra > 95 ¦ spot 12°, Bluetooth Casambi |  | 699.5844
MW005865 | wi4-be-1e-rl-HC-12-4000-9-9016 | Wittenberg 4.0 recessed concrete spotlight | flush-mounted, white matt (RAL 9016), 126 x 126 x 99-105 mm, 1x LED 12,7 W ¦ 4000 K ¦ Ra > 95 ¦ spot 12°, Bluetooth Casambi |  | 699.5844
MW005764 | wi4-be-1e-rl-HC-24-2700-4-9005 | Wittenberg 4.0 recessed concrete spotlight | flush-mounted, black matt (RAL 9005), 126 x 126 x 99-105 mm, 1x LED 12,7 W ¦ 2700 K ¦ Ra > 95 ¦ medium 24°, DALI |  | 620.8029
MW005743 | wi4-be-1e-rl-HC-24-2700-4-9016 | Wittenberg 4.0 recessed concrete spotlight | flush-mounted, white matt (RAL 9016), 126 x 126 x 99-105 mm, 1x LED 12,7 W ¦ 2700 K ¦ Ra > 95 ¦ medium 24°, DALI |  | 620.8029
MW005824 | wi4-be-1e-rl-HC-24-2700-7-9005 | Wittenberg 4.0 recessed concrete spotlight | flush-mounted, black matt (RAL 9005), 126 x 126 x 99-105 mm, 1x LED 12,7 W ¦ 2700 K ¦ Ra > 95 ¦ medium 24°, Leading edge/trailing edge |  | 542.0214
MW005806 | wi4-be-1e-rl-HC-24-2700-7-9016 | Wittenberg 4.0 recessed concrete spotlight | flush-mounted, white matt (RAL 9016), 126 x 126 x 99-105 mm, 1x LED 12,7 W ¦ 2700 K ¦ Ra > 95 ¦ medium 24°, Leading edge/trailing edge |  | 542.0214
MW005881 | wi4-be-1e-rl-HC-24-2700-9-9005 | Wittenberg 4.0 recessed concrete spotlight | flush-mounted, black matt (RAL 9005), 126 x 126 x 99-105 mm, 1x LED 12,7 W ¦ 2700 K ¦ Ra > 95 ¦ medium 24°, Bluetooth Casambi |  | 699.5844
MW005860 | wi4-be-1e-rl-HC-24-2700-9-9016 | Wittenberg 4.0 recessed concrete spotlight | flush-mounted, white matt (RAL 9016), 126 x 126 x 99-105 mm, 1x LED 12,7 W ¦ 2700 K ¦ Ra > 95 ¦ medium 24°, Bluetooth Casambi |  | 699.5844
MW005767 | wi4-be-1e-rl-HC-24-3000-4-9005 | Wittenberg 4.0 recessed concrete spotlight | flush-mounted, black matt (RAL 9005), 126 x 126 x 99-105 mm, 1x LED 12,7 W ¦ 3000 K ¦ Ra > 95 ¦ medium 24°, DALI |  | 620.8029
MW005746 | wi4-be-1e-rl-HC-24-3000-4-9016 | Wittenberg 4.0 recessed concrete spotlight | flush-mounted, white matt (RAL 9016), 126 x 126 x 99-105 mm, 1x LED 12,7 W ¦ 3000 K ¦ Ra > 95 ¦ medium 24°, DALI |  | 620.8029
MW005827 | wi4-be-1e-rl-HC-24-3000-7-9005 | Wittenberg 4.0 recessed concrete spotlight | flush-mounted, black matt (RAL 9005), 126 x 126 x 99-105 mm, 1x LED 12,7 W ¦ 3000 K ¦ Ra > 95 ¦ medium 24°, Leading edge/trailing edge |  | 542.0214
MW005809 | wi4-be-1e-rl-HC-24-3000-7-9016 | Wittenberg 4.0 recessed concrete spotlight | flush-mounted, white matt (RAL 9016), 126 x 126 x 99-105 mm, 1x LED 12,7 W ¦ 3000 K ¦ Ra > 95 ¦ medium 24°, Leading edge/trailing edge |  | 542.0214
MW005884 | wi4-be-1e-rl-HC-24-3000-9-9005 | Wittenberg 4.0 recessed concrete spotlight | flush-mounted, black matt (RAL 9005), 126 x 126 x 99-105 mm, 1x LED 12,7 W ¦ 3000 K ¦ Ra > 95 ¦ medium 24°, Bluetooth Casambi |  | 699.5844
MW005863 | wi4-be-1e-rl-HC-24-3000-9-9016 | Wittenberg 4.0 recessed concrete spotlight | flush-mounted, white matt (RAL 9016), 126 x 126 x 99-105 mm, 1x LED 12,7 W ¦ 3000 K ¦ Ra > 95 ¦ medium 24°, Bluetooth Casambi |  | 699.5844
MW005770 | wi4-be-1e-rl-HC-24-4000-4-9005 | Wittenberg 4.0 recessed concrete spotlight | flush-mounted, black matt (RAL 9005), 126 x 126 x 99-105 mm, 1x LED 12,7 W ¦ 4000 K ¦ Ra > 95 ¦ medium 24°, DALI |  | 620.8029
MW005749 | wi4-be-1e-rl-HC-24-4000-4-9016 | Wittenberg 4.0 recessed concrete spotlight | flush-mounted, white matt (RAL 9016), 126 x 126 x 99-105 mm, 1x LED 12,7 W ¦ 4000 K ¦ Ra > 95 ¦ medium 24°, DALI |  | 620.8029
MW005830 | wi4-be-1e-rl-HC-24-4000-7-9005 | Wittenberg 4.0 recessed concrete spotlight | flush-mounted, black matt (RAL 9005), 126 x 126 x 99-105 mm, 1x LED 12,7 W ¦ 4000 K ¦ Ra > 95 ¦ medium 24°, Leading edge/trailing edge |  | 542.0214
MW005812 | wi4-be-1e-rl-HC-24-4000-7-9016 | Wittenberg 4.0 recessed concrete spotlight | flush-mounted, white matt (RAL 9016), 126 x 126 x 99-105 mm, 1x LED 12,7 W ¦ 4000 K ¦ Ra > 95 ¦ medium 24°, Leading edge/trailing edge |  | 542.0214
MW005887 | wi4-be-1e-rl-HC-24-4000-9-9005 | Wittenberg 4.0 recessed concrete spotlight | flush-mounted, black matt (RAL 9005), 126 x 126 x 99-105 mm, 1x LED 12,7 W ¦ 4000 K ¦ Ra > 95 ¦ medium 24°, Bluetooth Casambi |  | 699.5844
MW005866 | wi4-be-1e-rl-HC-24-4000-9-9016 | Wittenberg 4.0 recessed concrete spotlight | flush-mounted, white matt (RAL 9016), 126 x 126 x 99-105 mm, 1x LED 12,7 W ¦ 4000 K ¦ Ra > 95 ¦ medium 24°, Bluetooth Casambi |  | 699.5844
MW005765 | wi4-be-1e-rl-HC-38-2700-4-9005 | Wittenberg 4.0 recessed concrete spotlight | flush-mounted, black matt (RAL 9005), 126 x 126 x 99-105 mm, 1x LED 12,7 W ¦ 2700 K ¦ Ra > 95 ¦ flood 38°, DALI |  | 620.8029
MW005744 | wi4-be-1e-rl-HC-38-2700-4-9016 | Wittenberg 4.0 recessed concrete spotlight | flush-mounted, white matt (RAL 9016), 126 x 126 x 99-105 mm, 1x LED 12,7 W ¦ 2700 K ¦ Ra > 95 ¦ flood 38°, DALI |  | 620.8029
MW005825 | wi4-be-1e-rl-HC-38-2700-7-9005 | Wittenberg 4.0 recessed concrete spotlight | flush-mounted, black matt (RAL 9005), 126 x 126 x 99-105 mm, 1x LED 12,7 W ¦ 2700 K ¦ Ra > 95 ¦ flood 38°, Leading edge/trailing edge |  | 542.0214
MW005807 | wi4-be-1e-rl-HC-38-2700-7-9016 | Wittenberg 4.0 recessed concrete spotlight | flush-mounted, white matt (RAL 9016), 126 x 126 x 99-105 mm, 1x LED 12,7 W ¦ 2700 K ¦ Ra > 95 ¦ flood 38°, Leading edge/trailing edge |  | 542.0214
MW005882 | wi4-be-1e-rl-HC-38-2700-9-9005 | Wittenberg 4.0 recessed concrete spotlight | flush-mounted, black matt (RAL 9005), 126 x 126 x 99-105 mm, 1x LED 12,7 W ¦ 2700 K ¦ Ra > 95 ¦ flood 38°, Bluetooth Casambi |  | 699.5844
MW005861 | wi4-be-1e-rl-HC-38-2700-9-9016 | Wittenberg 4.0 recessed concrete spotlight | flush-mounted, white matt (RAL 9016), 126 x 126 x 99-105 mm, 1x LED 12,7 W ¦ 2700 K ¦ Ra > 95 ¦ flood 38°, Bluetooth Casambi |  | 699.5844
MW005768 | wi4-be-1e-rl-HC-38-3000-4-9005 | Wittenberg 4.0 recessed concrete spotlight | flush-mounted, black matt (RAL 9005), 126 x 126 x 99-105 mm, 1x LED 12,7 W ¦ 3000 K ¦ Ra > 95 ¦ flood 38°, DALI |  | 620.8029
MW005747 | wi4-be-1e-rl-HC-38-3000-4-9016 | Wittenberg 4.0 recessed concrete spotlight | flush-mounted, white matt (RAL 9016), 126 x 126 x 99-105 mm, 1x LED 12,7 W ¦ 3000 K ¦ Ra > 95 ¦ flood 38°, DALI |  | 620.8029
MW005828 | wi4-be-1e-rl-HC-38-3000-7-9005 | Wittenberg 4.0 recessed concrete spotlight | flush-mounted, black matt (RAL 9005), 126 x 126 x 99-105 mm, 1x LED 12,7 W ¦ 3000 K ¦ Ra > 95 ¦ flood 38°, Leading edge/trailing edge |  | 542.0214
MW005810 | wi4-be-1e-rl-HC-38-3000-7-9016 | Wittenberg 4.0 recessed concrete spotlight | flush-mounted, white matt (RAL 9016), 126 x 126 x 99-105 mm, 1x LED 12,7 W ¦ 3000 K ¦ Ra > 95 ¦ flood 38°, Leading edge/trailing edge |  | 542.0214
MW005885 | wi4-be-1e-rl-HC-38-3000-9-9005 | Wittenberg 4.0 recessed concrete spotlight | flush-mounted, black matt (RAL 9005), 126 x 126 x 99-105 mm, 1x LED 12,7 W ¦ 3000 K ¦ Ra > 95 ¦ flood 38°, Bluetooth Casambi |  | 699.5844
MW005864 | wi4-be-1e-rl-HC-38-3000-9-9016 | Wittenberg 4.0 recessed concrete spotlight | flush-mounted, white matt (RAL 9016), 126 x 126 x 99-105 mm, 1x LED 12,7 W ¦ 3000 K ¦ Ra > 95 ¦ flood 38°, Bluetooth Casambi |  | 699.5844
MW005771 | wi4-be-1e-rl-HC-38-4000-4-9005 | Wittenberg 4.0 recessed concrete spotlight | flush-mounted, black matt (RAL 9005), 126 x 126 x 99-105 mm, 1x LED 12,7 W ¦ 4000 K ¦ Ra > 95 ¦ flood 38°, DALI |  | 620.8029
MW005750 | wi4-be-1e-rl-HC-38-4000-4-9016 | Wittenberg 4.0 recessed concrete spotlight | flush-mounted, white matt (RAL 9016), 126 x 126 x 99-105 mm, 1x LED 12,7 W ¦ 4000 K ¦ Ra > 95 ¦ flood 38°, DALI |  | 620.8029
MW005831 | wi4-be-1e-rl-HC-38-4000-7-9005 | Wittenberg 4.0 recessed concrete spotlight | flush-mounted, black matt (RAL 9005), 126 x 126 x 99-105 mm, 1x LED 12,7 W ¦ 4000 K ¦ Ra > 95 ¦ flood 38°, Leading edge/trailing edge |  | 542.0214
MW005813 | wi4-be-1e-rl-HC-38-4000-7-9016 | Wittenberg 4.0 recessed concrete spotlight | flush-mounted, white matt (RAL 9016), 126 x 126 x 99-105 mm, 1x LED 12,7 W ¦ 4000 K ¦ Ra > 95 ¦ flood 38°, Leading edge/trailing edge |  | 542.0214
MW005888 | wi4-be-1e-rl-HC-38-4000-9-9005 | Wittenberg 4.0 recessed concrete spotlight | flush-mounted, black matt (RAL 9005), 126 x 126 x 99-105 mm, 1x LED 12,7 W ¦ 4000 K ¦ Ra > 95 ¦ flood 38°, Bluetooth Casambi |  | 699.5844
MW005867 | wi4-be-1e-rl-HC-38-4000-9-9016 | Wittenberg 4.0 recessed concrete spotlight | flush-mounted, white matt (RAL 9016), 126 x 126 x 99-105 mm, 1x LED 12,7 W ¦ 4000 K ¦ Ra > 95 ¦ flood 38°, Bluetooth Casambi |  | 699.5844
MW005592 | wi4-be-2e-12-d2w-4-9005 | Wittenberg 4.0 recessed concrete spotlight | black matt (RAL9005), 246 x 146 x 73-79 mm, 2x LED dim2warm 12 W ¦ 1800 - 3000 K ¦ Ra > 95 ¦ spot 12°, DALI |  | 1017.8571
MW005571 | wi4-be-2e-12-d2w-4-9016 | Wittenberg 4.0 recessed concrete spotlight | white matt (RAL 9016), 246 x 146 x 73-79 mm, 2x LED dim2warm 12 W ¦ 1800 - 3000 K ¦ Ra > 95 ¦ spot 12°, DALI |  | 1017.8571
MW005709 | wi4-be-2e-12-d2w-9-9005 | Wittenberg 4.0 recessed concrete spotlight | black matt (RAL9005), 246 x 146 x 73-79 mm, 2x LED dim2warm 12 W ¦ 1800 - 3000 K ¦ Ra > 95 ¦ spot 12°, Bluetooth Casambi |  | 1096.6387
MW005688 | wi4-be-2e-12-d2w-9-9016 | Wittenberg 4.0 recessed concrete spotlight | white matt (RAL 9016), 246 x 146 x 73-79 mm, 2x LED dim2warm 12 W ¦ 1800 - 3000 K ¦ Ra > 95 ¦ spot 12°, Bluetooth Casambi |  | 1096.6387
MW005593 | wi4-be-2e-24-d2w-4-9005 | Wittenberg 4.0 recessed concrete spotlight | black matt (RAL9005), 246 x 146 x 73-79 mm, 2x LED dim2warm 12 W ¦ 1800 - 3000 K ¦ Ra > 95 ¦ medium 24°, DALI |  | 1017.8571
MW005572 | wi4-be-2e-24-d2w-4-9016 | Wittenberg 4.0 recessed concrete spotlight | white matt (RAL 9016), 246 x 146 x 73-79 mm, 2x LED dim2warm 12 W ¦ 1800 - 3000 K ¦ Ra > 95 ¦ medium 24°, DALI |  | 1017.8571
MW005710 | wi4-be-2e-24-d2w-9-9005 | Wittenberg 4.0 recessed concrete spotlight | black matt (RAL9005), 246 x 146 x 73-79 mm, 2x LED dim2warm 12 W ¦ 1800 - 3000 K ¦ Ra > 95 ¦ medium 24°, Bluetooth Casambi |  | 1096.6387
MW005689 | wi4-be-2e-24-d2w-9-9016 | Wittenberg 4.0 recessed concrete spotlight | white matt (RAL 9016), 246 x 146 x 73-79 mm, 2x LED dim2warm 12 W ¦ 1800 - 3000 K ¦ Ra > 95 ¦ medium 24°, Bluetooth Casambi |  | 1096.6387
MW005594 | wi4-be-2e-38-d2w-4-9005 | Wittenberg 4.0 recessed concrete spotlight | black matt (RAL9005), 246 x 146 x 73-79 mm, 2x LED dim2warm 12 W ¦ 1800 - 3000 K ¦ Ra > 95 ¦ flood 38°, DALI |  | 1017.8571
MW005573 | wi4-be-2e-38-d2w-4-9016 | Wittenberg 4.0 recessed concrete spotlight | white matt (RAL 9016), 246 x 146 x 73-79 mm, 2x LED dim2warm 12 W ¦ 1800 - 3000 K ¦ Ra > 95 ¦ flood 38°, DALI |  | 1017.8571
MW005711 | wi4-be-2e-38-d2w-9-9005 | Wittenberg 4.0 recessed concrete spotlight | black matt (RAL9005), 246 x 146 x 73-79 mm, 2x LED dim2warm 12 W ¦ 1800 - 3000 K ¦ Ra > 95 ¦ flood 38°, Bluetooth Casambi |  | 1096.6387
MW005690 | wi4-be-2e-38-d2w-9-9016 | Wittenberg 4.0 recessed concrete spotlight | white matt (RAL 9016), 246 x 146 x 73-79 mm, 2x LED dim2warm 12 W ¦ 1800 - 3000 K ¦ Ra > 95 ¦ flood 38°, Bluetooth Casambi |  | 1096.6387
MW005583 | wi4-be-2e-HC-12-2700-4-9005 | Wittenberg 4.0 recessed concrete spotlight | black matt (RAL 9005), 246 x 146 x 73-79 mm, 2x LED 12,7 W ¦ 2700 K ¦ Ra > 95 ¦ spot 12°, DALI |  | 841.3957
MW005562 | wi4-be-2e-HC-12-2700-4-9016 | Wittenberg 4.0 recessed concrete spotlight | white matt (RAL 9016), 246 x 146 x 73-79 mm, 2x LED 12,7 W ¦ 2700 K ¦ Ra > 95 ¦ spot 12°, DALI |  | 841.3957
MW005643 | wi4-be-2e-HC-12-2700-7-9005 | Wittenberg 4.0 recessed concrete spotlight | black matt (RAL 9005), 246 x 146 x 73-79 mm, 2x LED 12,7 W ¦ 2700 K ¦ Ra > 95 ¦ spot 12°, Leading edge/trailing edge |  | 762.6142
MW005625 | wi4-be-2e-HC-12-2700-7-9016 | Wittenberg 4.0 recessed concrete spotlight | white matt (RAL 9016), 246 x 146 x 73-79 mm, 2x LED 12,7 W ¦ 2700 K ¦ Ra > 95 ¦ spot 12°, Leading edge/trailing edge |  | 762.6142
MW005700 | wi4-be-2e-HC-12-2700-9-9005 | Wittenberg 4.0 recessed concrete spotlight | black matt (RAL 9005), 246 x 146 x 73-79 mm, 2x LED 12,7 W ¦ 2700 K ¦ Ra > 95 ¦ spot 12°, Bluetooth Casambi |  | 920.1772
MW005679 | wi4-be-2e-HC-12-2700-9-9016 | Wittenberg 4.0 recessed concrete spotlight | white matt (RAL 9016), 246 x 146 x 73-79 mm, 2x LED 12,7 W ¦ 2700 K ¦ Ra > 95 ¦ spot 12°, Bluetooth Casambi |  | 920.1772
MW005586 | wi4-be-2e-HC-12-3000-4-9005 | Wittenberg 4.0 recessed concrete spotlight | black matt (RAL 9005), 246 x 146 x 73-79 mm, 2x LED 12,7 W ¦ 3000 K ¦ Ra > 95 ¦ spot 12°, DALI |  | 841.3957
MW005565 | wi4-be-2e-HC-12-3000-4-9016 | Wittenberg 4.0 recessed concrete spotlight | white matt (RAL 9016), 246 x 146 x 73-79 mm, 2x LED 12,7 W ¦ 3000 K ¦ Ra > 95 ¦ spot 12°, DALI |  | 841.3957
MW005646 | wi4-be-2e-HC-12-3000-7-9005 | Wittenberg 4.0 recessed concrete spotlight | black matt (RAL 9005), 246 x 146 x 73-79 mm, 2x LED 12,7 W ¦ 3000 K ¦ Ra > 95 ¦ spot 12°, Leading edge/trailing edge |  | 762.6142
MW005628 | wi4-be-2e-HC-12-3000-7-9016 | Wittenberg 4.0 recessed concrete spotlight | white matt (RAL 9016), 246 x 146 x 73-79 mm, 2x LED 12,7 W ¦ 3000 K ¦ Ra > 95 ¦ spot 12°, Leading edge/trailing edge |  | 762.6142
MW005703 | wi4-be-2e-HC-12-3000-9-9005 | Wittenberg 4.0 recessed concrete spotlight | black matt (RAL 9005), 246 x 146 x 73-79 mm, 2x LED 12,7 W ¦ 3000 K ¦ Ra > 95 ¦ spot 12°, Bluetooth Casambi |  | 920.1772
MW005682 | wi4-be-2e-HC-12-3000-9-9016 | Wittenberg 4.0 recessed concrete spotlight | white matt (RAL 9016), 246 x 146 x 73-79 mm, 2x LED 12,7 W ¦ 3000 K ¦ Ra > 95 ¦ spot 12°, Bluetooth Casambi |  | 920.1772
MW005589 | wi4-be-2e-HC-12-4000-4-9005 | Wittenberg 4.0 recessed concrete spotlight | black matt (RAL 9005), 246 x 146 x 73-79 mm, 2x LED 12,7 W ¦ 4000 K ¦ Ra > 95 ¦ spot 12°, DALI |  | 841.3957
MW005568 | wi4-be-2e-HC-12-4000-4-9016 | Wittenberg 4.0 recessed concrete spotlight | white matt (RAL 9016), 246 x 146 x 73-79 mm, 2x LED 12,7 W ¦ 4000 K ¦ Ra > 95 ¦ spot 12°, DALI |  | 841.3957
MW005649 | wi4-be-2e-HC-12-4000-7-9005 | Wittenberg 4.0 recessed concrete spotlight | black matt (RAL 9005), 246 x 146 x 73-79 mm, 2x LED 12,7 W ¦ 4000 K ¦ Ra > 95 ¦ spot 12°, Leading edge/trailing edge |  | 762.6142
MW005631 | wi4-be-2e-HC-12-4000-7-9016 | Wittenberg 4.0 recessed concrete spotlight | white matt (RAL 9016), 246 x 146 x 73-79 mm, 2x LED 12,7 W ¦ 4000 K ¦ Ra > 95 ¦ spot 12°, Leading edge/trailing edge |  | 762.6142
MW005706 | wi4-be-2e-HC-12-4000-9-9005 | Wittenberg 4.0 recessed concrete spotlight | black matt (RAL 9005), 246 x 146 x 73-79 mm, 2x LED 12,7 W ¦ 4000 K ¦ Ra > 95 ¦ spot 12°, Bluetooth Casambi |  | 920.1772
MW005685 | wi4-be-2e-HC-12-4000-9-9016 | Wittenberg 4.0 recessed concrete spotlight | white matt (RAL 9016), 246 x 146 x 73-79 mm, 2x LED 12,7 W ¦ 4000 K ¦ Ra > 95 ¦ spot 12°, Bluetooth Casambi |  | 920.1772
MW005584 | wi4-be-2e-HC-24-2700-4-9005 | Wittenberg 4.0 recessed concrete spotlight | black matt (RAL 9005), 246 x 146 x 73-79 mm, 2x LED 12,7 W ¦ 2700 K ¦ Ra > 95 ¦ medium 24°, DALI |  | 841.3957
MW005563 | wi4-be-2e-HC-24-2700-4-9016 | Wittenberg 4.0 recessed concrete spotlight | white matt (RAL 9016), 246 x 146 x 73-79 mm, 2x LED 12,7 W ¦ 2700 K ¦ Ra > 95 ¦ medium 24°, DALI |  | 841.3957
MW005644 | wi4-be-2e-HC-24-2700-7-9005 | Wittenberg 4.0 recessed concrete spotlight | black matt (RAL 9005), 246 x 146 x 73-79 mm, 2x LED 12,7 W ¦ 2700 K ¦ Ra > 95 ¦ medium 24°, Leading edge/trailing edge |  | 762.6142
MW005626 | wi4-be-2e-HC-24-2700-7-9016 | Wittenberg 4.0 recessed concrete spotlight | white matt (RAL 9016), 246 x 146 x 73-79 mm, 2x LED 12,7 W ¦ 2700 K ¦ Ra > 95 ¦ medium 24°, Leading edge/trailing edge |  | 762.6142
MW005701 | wi4-be-2e-HC-24-2700-9-9005 | Wittenberg 4.0 recessed concrete spotlight | black matt (RAL 9005), 246 x 146 x 73-79 mm, 2x LED 12,7 W ¦ 2700 K ¦ Ra > 95 ¦ medium 24°, Bluetooth Casambi |  | 920.1772
MW005680 | wi4-be-2e-HC-24-2700-9-9016 | Wittenberg 4.0 recessed concrete spotlight | white matt (RAL 9016), 246 x 146 x 73-79 mm, 2x LED 12,7 W ¦ 2700 K ¦ Ra > 95 ¦ medium 24°, Bluetooth Casambi |  | 920.1772
MW005587 | wi4-be-2e-HC-24-3000-4-9005 | Wittenberg 4.0 recessed concrete spotlight | black matt (RAL 9005), 246 x 146 x 73-79 mm, 2x LED 12,7 W ¦ 3000 K ¦ Ra > 95 ¦ medium 24°, DALI |  | 841.3957
MW005566 | wi4-be-2e-HC-24-3000-4-9016 | Wittenberg 4.0 recessed concrete spotlight | white matt (RAL 9016), 246 x 146 x 73-79 mm, 2x LED 12,7 W ¦ 3000 K ¦ Ra > 95 ¦ medium 24°, DALI |  | 841.3957
MW005647 | wi4-be-2e-HC-24-3000-7-9005 | Wittenberg 4.0 recessed concrete spotlight | black matt (RAL 9005), 246 x 146 x 73-79 mm, 2x LED 12,7 W ¦ 3000 K ¦ Ra > 95 ¦ medium 24°, Leading edge/trailing edge |  | 762.6142
MW005629 | wi4-be-2e-HC-24-3000-7-9016 | Wittenberg 4.0 recessed concrete spotlight | white matt (RAL 9016), 246 x 146 x 73-79 mm, 2x LED 12,7 W ¦ 3000 K ¦ Ra > 95 ¦ medium 24°, Leading edge/trailing edge |  | 762.6142
MW005704 | wi4-be-2e-HC-24-3000-9-9005 | Wittenberg 4.0 recessed concrete spotlight | black matt (RAL 9005), 246 x 146 x 73-79 mm, 2x LED 12,7 W ¦ 3000 K ¦ Ra > 95 ¦ medium 24°, Bluetooth Casambi |  | 920.1772
MW005683 | wi4-be-2e-HC-24-3000-9-9016 | Wittenberg 4.0 recessed concrete spotlight | white matt (RAL 9016), 246 x 146 x 73-79 mm, 2x LED 12,7 W ¦ 3000 K ¦ Ra > 95 ¦ medium 24°, Bluetooth Casambi |  | 920.1772
MW005590 | wi4-be-2e-HC-24-4000-4-9005 | Wittenberg 4.0 recessed concrete spotlight | black matt (RAL 9005), 246 x 146 x 73-79 mm, 2x LED 12,7 W ¦ 4000 K ¦ Ra > 95 ¦ medium 24°, DALI |  | 841.3957
MW005569 | wi4-be-2e-HC-24-4000-4-9016 | Wittenberg 4.0 recessed concrete spotlight | white matt (RAL 9016), 246 x 146 x 73-79 mm, 2x LED 12,7 W ¦ 4000 K ¦ Ra > 95 ¦ medium 24°, DALI |  | 841.3957
MW005650 | wi4-be-2e-HC-24-4000-7-9005 | Wittenberg 4.0 recessed concrete spotlight | black matt (RAL 9005), 246 x 146 x 73-79 mm, 2x LED 12,7 W ¦ 4000 K ¦ Ra > 95 ¦ medium 24°, Leading edge/trailing edge |  | 762.6142
MW005632 | wi4-be-2e-HC-24-4000-7-9016 | Wittenberg 4.0 recessed concrete spotlight | white matt (RAL 9016), 246 x 146 x 73-79 mm, 2x LED 12,7 W ¦ 4000 K ¦ Ra > 95 ¦ medium 24°, Leading edge/trailing edge |  | 762.6142
MW005707 | wi4-be-2e-HC-24-4000-9-9005 | Wittenberg 4.0 recessed concrete spotlight | black matt (RAL 9005), 246 x 146 x 73-79 mm, 2x LED 12,7 W ¦ 4000 K ¦ Ra > 95 ¦ medium 24°, Bluetooth Casambi |  | 920.1772
MW005686 | wi4-be-2e-HC-24-4000-9-9016 | Wittenberg 4.0 recessed concrete spotlight | white matt (RAL 9016), 246 x 146 x 73-79 mm, 2x LED 12,7 W ¦ 4000 K ¦ Ra > 95 ¦ medium 24°, Bluetooth Casambi |  | 920.1772
MW005585 | wi4-be-2e-HC-38-2700-4-9005 | Wittenberg 4.0 recessed concrete spotlight | black matt (RAL 9005), 246 x 146 x 73-79 mm, 2x LED 12,7 W ¦ 2700 K ¦ Ra > 95 ¦ flood 38°, DALI |  | 841.3957
MW005564 | wi4-be-2e-HC-38-2700-4-9016 | Wittenberg 4.0 recessed concrete spotlight | white matt (RAL 9016), 246 x 146 x 73-79 mm, 2x LED 12,7 W ¦ 2700 K ¦ Ra > 95 ¦ flood 38°, DALI |  | 841.3957
MW005645 | wi4-be-2e-HC-38-2700-7-9005 | Wittenberg 4.0 recessed concrete spotlight | black matt (RAL 9005), 246 x 146 x 73-79 mm, 2x LED 12,7 W ¦ 2700 K ¦ Ra > 95 ¦ flood 38°, Leading edge/trailing edge |  | 762.6142
MW005627 | wi4-be-2e-HC-38-2700-7-9016 | Wittenberg 4.0 recessed concrete spotlight | white matt (RAL 9016), 246 x 146 x 73-79 mm, 2x LED 12,7 W ¦ 2700 K ¦ Ra > 95 ¦ flood 38°, Leading edge/trailing edge |  | 762.6142
MW005702 | wi4-be-2e-HC-38-2700-9-9005 | Wittenberg 4.0 recessed concrete spotlight | black matt (RAL 9005), 246 x 146 x 73-79 mm, 2x LED 12,7 W ¦ 2700 K ¦ Ra > 95 ¦ flood 38°, Bluetooth Casambi |  | 920.1772
MW005681 | wi4-be-2e-HC-38-2700-9-9016 | Wittenberg 4.0 recessed concrete spotlight | white matt (RAL 9016), 246 x 146 x 73-79 mm, 2x LED 12,7 W ¦ 2700 K ¦ Ra > 95 ¦ flood 38°, Bluetooth Casambi |  | 920.1772
MW005588 | wi4-be-2e-HC-38-3000-4-9005 | Wittenberg 4.0 recessed concrete spotlight | black matt (RAL 9005), 246 x 146 x 73-79 mm, 2x LED 12,7 W ¦ 3000 K ¦ Ra > 95 ¦ flood 38°, DALI |  | 841.3957
MW005567 | wi4-be-2e-HC-38-3000-4-9016 | Wittenberg 4.0 recessed concrete spotlight | white matt (RAL 9016), 246 x 146 x 73-79 mm, 2x LED 12,7 W ¦ 3000 K ¦ Ra > 95 ¦ flood 38°, DALI |  | 841.3957
MW005648 | wi4-be-2e-HC-38-3000-7-9005 | Wittenberg 4.0 recessed concrete spotlight | black matt (RAL 9005), 246 x 146 x 73-79 mm, 2x LED 12,7 W ¦ 3000 K ¦ Ra > 95 ¦ flood 38°, Leading edge/trailing edge |  | 762.6142
MW005630 | wi4-be-2e-HC-38-3000-7-9016 | Wittenberg 4.0 recessed concrete spotlight | white matt (RAL 9016), 246 x 146 x 73-79 mm, 2x LED 12,7 W ¦ 3000 K ¦ Ra > 95 ¦ flood 38°, Leading edge/trailing edge |  | 762.6142
MW005705 | wi4-be-2e-HC-38-3000-9-9005 | Wittenberg 4.0 recessed concrete spotlight | black matt (RAL 9005), 246 x 146 x 73-79 mm, 2x LED 12,7 W ¦ 3000 K ¦ Ra > 95 ¦ flood 38°, Bluetooth Casambi |  | 920.1772
MW005684 | wi4-be-2e-HC-38-3000-9-9016 | Wittenberg 4.0 recessed concrete spotlight | white matt (RAL 9016), 246 x 146 x 73-79 mm, 2x LED 12,7 W ¦ 3000 K ¦ Ra > 95 ¦ flood 38°, Bluetooth Casambi |  | 920.1772
MW005591 | wi4-be-2e-HC-38-4000-4-9005 | Wittenberg 4.0 recessed concrete spotlight | black matt (RAL 9005), 246 x 146 x 73-79 mm, 2x LED 12,7 W ¦ 4000 K ¦ Ra > 95 ¦ flood 38°, DALI |  | 841.3957
MW005570 | wi4-be-2e-HC-38-4000-4-9016 | Wittenberg 4.0 recessed concrete spotlight | white matt (RAL 9016), 246 x 146 x 73-79 mm, 2x LED 12,7 W ¦ 4000 K ¦ Ra > 95 ¦ flood 38°, DALI |  | 841.3957
MW005651 | wi4-be-2e-HC-38-4000-7-9005 | Wittenberg 4.0 recessed concrete spotlight | black matt (RAL 9005), 246 x 146 x 73-79 mm, 2x LED 12,7 W ¦ 4000 K ¦ Ra > 95 ¦ flood 38°, Leading edge/trailing edge |  | 762.6142
MW005633 | wi4-be-2e-HC-38-4000-7-9016 | Wittenberg 4.0 recessed concrete spotlight | white matt (RAL 9016), 246 x 146 x 73-79 mm, 2x LED 12,7 W ¦ 4000 K ¦ Ra > 95 ¦ flood 38°, Leading edge/trailing edge |  | 762.6142
MW005708 | wi4-be-2e-HC-38-4000-9-9005 | Wittenberg 4.0 recessed concrete spotlight | black matt (RAL 9005), 246 x 146 x 73-79 mm, 2x LED 12,7 W ¦ 4000 K ¦ Ra > 95 ¦ flood 38°, Bluetooth Casambi |  | 920.1772
MW005687 | wi4-be-2e-HC-38-4000-9-9016 | Wittenberg 4.0 recessed concrete spotlight | white matt (RAL 9016), 246 x 146 x 73-79 mm, 2x LED 12,7 W ¦ 4000 K ¦ Ra > 95 ¦ flood 38°, Bluetooth Casambi |  | 920.1772
MW005952 | wi4-be-2e-rl-12-d2w-4-9005 | Wittenberg 4.0 recessed concrete spotlight | flush-mounted, black matt (RAL 9005), 226 x 126 x 99-105 mm, 2x LED dim2warm 12 W ¦ 1800 - 3000 K ¦ Ra > 95 ¦ spot 12°, DALI |  | 1017.8571
MW005931 | wi4-be-2e-rl-12-d2w-4-9016 | Wittenberg 4.0 recessed concrete spotlight | flush-mounted, white matt (RAL 9016), 226 x 126 x 99-105 mm, 2x LED dim2warm 12 W ¦ 1800 - 3000 K ¦ Ra > 95 ¦ spot 12°, DALI |  | 1017.8571
MW006069 | wi4-be-2e-rl-12-d2w-9-9005 | Wittenberg 4.0 recessed concrete spotlight | flush-mounted, black matt (RAL 9005), 226 x 126 x 99-105 mm, 2x LED dim2warm 12 W ¦ 1800 - 3000 K ¦ Ra > 95 ¦ spot 12°, Bluetooth Casambi |  | 1096.6387
MW006048 | wi4-be-2e-rl-12-d2w-9-9016 | Wittenberg 4.0 recessed concrete spotlight | flush-mounted, white matt (RAL 9016), 226 x 126 x 99-105 mm, 2x LED dim2warm 12 W ¦ 1800 - 3000 K ¦ Ra > 95 ¦ spot 12°, Bluetooth Casambi |  | 1096.6387
MW005953 | wi4-be-2e-rl-24-d2w-4-9005 | Wittenberg 4.0 recessed concrete spotlight | flush-mounted, black matt (RAL 9005), 226 x 126 x 99-105 mm, 2x LED dim2warm 12 W ¦ 1800 - 3000 K ¦ Ra > 95 ¦ medium 24°, DALI |  | 1017.8571
MW005932 | wi4-be-2e-rl-24-d2w-4-9016 | Wittenberg 4.0 recessed concrete spotlight | flush-mounted, white matt (RAL 9016), 226 x 126 x 99-105 mm, 2x LED dim2warm 12 W ¦ 1800 - 3000 K ¦ Ra > 95 ¦ medium 24°, DALI |  | 1017.8571
MW006070 | wi4-be-2e-rl-24-d2w-9-9005 | Wittenberg 4.0 recessed concrete spotlight | flush-mounted, black matt (RAL 9005), 226 x 126 x 99-105 mm, 2x LED dim2warm 12 W ¦ 1800 - 3000 K ¦ Ra > 95 ¦ medium 24°, Bluetooth Casambi |  | 1096.6387
MW006049 | wi4-be-2e-rl-24-d2w-9-9016 | Wittenberg 4.0 recessed concrete spotlight | flush-mounted, white matt (RAL 9016), 226 x 126 x 99-105 mm, 2x LED dim2warm 12 W ¦ 1800 - 3000 K ¦ Ra > 95 ¦ medium 24°, Bluetooth Casambi |  | 1096.6387
MW005954 | wi4-be-2e-rl-38-d2w-4-9005 | Wittenberg 4.0 recessed concrete spotlight | flush-mounted, black matt (RAL 9005), 226 x 126 x 99-105 mm, 2x LED dim2warm 12 W ¦ 1800 - 3000 K ¦ Ra > 95 ¦ flood 38°, DALI |  | 1017.8571
MW005933 | wi4-be-2e-rl-38-d2w-4-9016 | Wittenberg 4.0 recessed concrete spotlight | flush-mounted, white matt (RAL 9016), 226 x 126 x 99-105 mm, 2x LED dim2warm 12 W ¦ 1800 - 3000 K ¦ Ra > 95 ¦ flood 38°, DALI |  | 1017.8571
MW006071 | wi4-be-2e-rl-38-d2w-9-9005 | Wittenberg 4.0 recessed concrete spotlight | flush-mounted, black matt (RAL 9005), 226 x 126 x 99-105 mm, 2x LED dim2warm 12 W ¦ 1800 - 3000 K ¦ Ra > 95 ¦ flood 38°, Bluetooth Casambi |  | 1096.6387
MW006050 | wi4-be-2e-rl-38-d2w-9-9016 | Wittenberg 4.0 recessed concrete spotlight | flush-mounted, white matt (RAL 9016), 226 x 126 x 99-105 mm, 2x LED dim2warm 12 W ¦ 1800 - 3000 K ¦ Ra > 95 ¦ flood 38°, Bluetooth Casambi |  | 1096.6387
MW005943 | wi4-be-2e-rl-HC-12-2700-4-9005 | Wittenberg 4.0 recessed concrete spotlight | flush-mounted, black matt (RAL 9005), 226 x 126 x 99-105 mm, 2x LED 12,7 W ¦ 2700 K ¦ Ra > 95 ¦ spot 12°, DALI |  | 841.3957
MW005922 | wi4-be-2e-rl-HC-12-2700-4-9016 | Wittenberg 4.0 recessed concrete spotlight | flush-mounted, white matt (RAL 9016), 226 x 126 x 99-105 mm, 2x LED 12,7 W ¦ 2700 K ¦ Ra > 95 ¦ spot 12°, DALI |  | 841.3957
MW006003 | wi4-be-2e-rl-HC-12-2700-7-9005 | Wittenberg 4.0 recessed concrete spotlight | flush-mounted, black matt (RAL 9005), 226 x 126 x 99-105 mm, 2x LED 12,7 W ¦ 2700 K ¦ Ra > 95 ¦ spot 12°, Leading edge/trailing edge |  | 762.6142
MW005985 | wi4-be-2e-rl-HC-12-2700-7-9016 | Wittenberg 4.0 recessed concrete spotlight | flush-mounted, white matt (RAL 9016), 226 x 126 x 99-105 mm, 2x LED 12,7 W ¦ 2700 K ¦ Ra > 95 ¦ spot 12°, Leading edge/trailing edge |  | 762.6142
MW006060 | wi4-be-2e-rl-HC-12-2700-9-9005 | Wittenberg 4.0 recessed concrete spotlight | flush-mounted, black matt (RAL 9005), 226 x 126 x 99-105 mm, 2x LED 12,7 W ¦ 2700 K ¦ Ra > 95 ¦ spot 12°, Bluetooth Casambi |  | 920.1772
MW006039 | wi4-be-2e-rl-HC-12-2700-9-9016 | Wittenberg 4.0 recessed concrete spotlight | flush-mounted, white matt (RAL 9016), 226 x 126 x 99-105 mm, 2x LED 12,7 W ¦ 2700 K ¦ Ra > 95 ¦ spot 12°, Bluetooth Casambi |  | 920.1772
MW005946 | wi4-be-2e-rl-HC-12-3000-4-9005 | Wittenberg 4.0 recessed concrete spotlight | flush-mounted, black matt (RAL 9005), 226 x 126 x 99-105 mm, 2x LED 12,7 W ¦ 3000 K ¦ Ra > 95 ¦ spot 12°, DALI |  | 841.3957
MW005925 | wi4-be-2e-rl-HC-12-3000-4-9016 | Wittenberg 4.0 recessed concrete spotlight | flush-mounted, white matt (RAL 9016), 226 x 126 x 99-105 mm, 2x LED 12,7 W ¦ 3000 K ¦ Ra > 95 ¦ spot 12°, DALI |  | 841.3957
MW006006 | wi4-be-2e-rl-HC-12-3000-7-9005 | Wittenberg 4.0 recessed concrete spotlight | flush-mounted, black matt (RAL 9005), 226 x 126 x 99-105 mm, 2x LED 12,7 W ¦ 3000 K ¦ Ra > 95 ¦ spot 12°, Leading edge/trailing edge |  | 762.6142
MW005988 | wi4-be-2e-rl-HC-12-3000-7-9016 | Wittenberg 4.0 recessed concrete spotlight | flush-mounted, white matt (RAL 9016), 226 x 126 x 99-105 mm, 2x LED 12,7 W ¦ 3000 K ¦ Ra > 95 ¦ spot 12°, Leading edge/trailing edge |  | 762.6142
MW006063 | wi4-be-2e-rl-HC-12-3000-9-9005 | Wittenberg 4.0 recessed concrete spotlight | flush-mounted, black matt (RAL 9005), 226 x 126 x 99-105 mm, 2x LED 12,7 W ¦ 3000 K ¦ Ra > 95 ¦ spot 12°, Bluetooth Casambi |  | 920.1772
MW006042 | wi4-be-2e-rl-HC-12-3000-9-9016 | Wittenberg 4.0 recessed concrete spotlight | flush-mounted, white matt (RAL 9016), 226 x 126 x 99-105 mm, 2x LED 12,7 W ¦ 3000 K ¦ Ra > 95 ¦ spot 12°, Bluetooth Casambi |  | 920.1772
MW005949 | wi4-be-2e-rl-HC-12-4000-4-9005 | Wittenberg 4.0 recessed concrete spotlight | flush-mounted, black matt (RAL 9005), 226 x 126 x 99-105 mm, 2x LED 12,7 W ¦ 4000 K ¦ Ra > 95 ¦ spot 12°, DALI |  | 841.3957
MW005928 | wi4-be-2e-rl-HC-12-4000-4-9016 | Wittenberg 4.0 recessed concrete spotlight | flush-mounted, white matt (RAL 9016), 226 x 126 x 99-105 mm, 2x LED 12,7 W ¦ 4000 K ¦ Ra > 95 ¦ spot 12°, DALI |  | 841.3957
MW006009 | wi4-be-2e-rl-HC-12-4000-7-9005 | Wittenberg 4.0 recessed concrete spotlight | flush-mounted, black matt (RAL 9005), 226 x 126 x 99-105 mm, 2x LED 12,7 W ¦ 4000 K ¦ Ra > 95 ¦ spot 12°, Leading edge/trailing edge |  | 762.6142
MW005991 | wi4-be-2e-rl-HC-12-4000-7-9016 | Wittenberg 4.0 recessed concrete spotlight | flush-mounted, white matt (RAL 9016), 226 x 126 x 99-105 mm, 2x LED 12,7 W ¦ 4000 K ¦ Ra > 95 ¦ spot 12°, Leading edge/trailing edge |  | 762.6142
MW006066 | wi4-be-2e-rl-HC-12-4000-9-9005 | Wittenberg 4.0 recessed concrete spotlight | flush-mounted, black matt (RAL 9005), 226 x 126 x 99-105 mm, 2x LED 12,7 W ¦ 4000 K ¦ Ra > 95 ¦ spot 12°, Bluetooth Casambi |  | 920.1772
MW006045 | wi4-be-2e-rl-HC-12-4000-9-9016 | Wittenberg 4.0 recessed concrete spotlight | flush-mounted, white matt (RAL 9016), 226 x 126 x 99-105 mm, 2x LED 12,7 W ¦ 4000 K ¦ Ra > 95 ¦ spot 12°, Bluetooth Casambi |  | 920.1772
MW005944 | wi4-be-2e-rl-HC-24-2700-4-9005 | Wittenberg 4.0 recessed concrete spotlight | flush-mounted, black matt (RAL 9005), 226 x 126 x 99-105 mm, 2x LED 12,7 W ¦ 2700 K ¦ Ra > 95 ¦ medium 24°, DALI |  | 841.3957
MW005923 | wi4-be-2e-rl-HC-24-2700-4-9016 | Wittenberg 4.0 recessed concrete spotlight | flush-mounted, white matt (RAL 9016), 226 x 126 x 99-105 mm, 2x LED 12,7 W ¦ 2700 K ¦ Ra > 95 ¦ medium 24°, DALI |  | 841.3957
MW006004 | wi4-be-2e-rl-HC-24-2700-7-9005 | Wittenberg 4.0 recessed concrete spotlight | flush-mounted, black matt (RAL 9005), 226 x 126 x 99-105 mm, 2x LED 12,7 W ¦ 2700 K ¦ Ra > 95 ¦ medium 24°, Leading edge/trailing edge |  | 762.6142
MW005986 | wi4-be-2e-rl-HC-24-2700-7-9016 | Wittenberg 4.0 recessed concrete spotlight | flush-mounted, white matt (RAL 9016), 226 x 126 x 99-105 mm, 2x LED 12,7 W ¦ 2700 K ¦ Ra > 95 ¦ medium 24°, Leading edge/trailing edge |  | 762.6142
MW006061 | wi4-be-2e-rl-HC-24-2700-9-9005 | Wittenberg 4.0 recessed concrete spotlight | flush-mounted, black matt (RAL 9005), 226 x 126 x 99-105 mm, 2x LED 12,7 W ¦ 2700 K ¦ Ra > 95 ¦ medium 24°, Bluetooth Casambi |  | 920.1772
MW006040 | wi4-be-2e-rl-HC-24-2700-9-9016 | Wittenberg 4.0 recessed concrete spotlight | flush-mounted, white matt (RAL 9016), 226 x 126 x 99-105 mm, 2x LED 12,7 W ¦ 2700 K ¦ Ra > 95 ¦ medium 24°, Bluetooth Casambi |  | 920.1772
MW005947 | wi4-be-2e-rl-HC-24-3000-4-9005 | Wittenberg 4.0 recessed concrete spotlight | flush-mounted, black matt (RAL 9005), 226 x 126 x 99-105 mm, 2x LED 12,7 W ¦ 3000 K ¦ Ra > 95 ¦ medium 24°, DALI |  | 841.3957
MW005926 | wi4-be-2e-rl-HC-24-3000-4-9016 | Wittenberg 4.0 recessed concrete spotlight | flush-mounted, white matt (RAL 9016), 226 x 126 x 99-105 mm, 2x LED 12,7 W ¦ 3000 K ¦ Ra > 95 ¦ medium 24°, DALI |  | 841.3957
MW006007 | wi4-be-2e-rl-HC-24-3000-7-9005 | Wittenberg 4.0 recessed concrete spotlight | flush-mounted, black matt (RAL 9005), 226 x 126 x 99-105 mm, 2x LED 12,7 W ¦ 3000 K ¦ Ra > 95 ¦ medium 24°, Leading edge/trailing edge |  | 762.6142
MW005989 | wi4-be-2e-rl-HC-24-3000-7-9016 | Wittenberg 4.0 recessed concrete spotlight | flush-mounted, white matt (RAL 9016), 226 x 126 x 99-105 mm, 2x LED 12,7 W ¦ 3000 K ¦ Ra > 95 ¦ medium 24°, Leading edge/trailing edge |  | 762.6142
MW006064 | wi4-be-2e-rl-HC-24-3000-9-9005 | Wittenberg 4.0 recessed concrete spotlight | flush-mounted, black matt (RAL 9005), 226 x 126 x 99-105 mm, 2x LED 12,7 W ¦ 3000 K ¦ Ra > 95 ¦ medium 24°, Bluetooth Casambi |  | 920.1772
MW006043 | wi4-be-2e-rl-HC-24-3000-9-9016 | Wittenberg 4.0 recessed concrete spotlight | flush-mounted, white matt (RAL 9016), 226 x 126 x 99-105 mm, 2x LED 12,7 W ¦ 3000 K ¦ Ra > 95 ¦ medium 24°, Bluetooth Casambi |  | 920.1772
MW005950 | wi4-be-2e-rl-HC-24-4000-4-9005 | Wittenberg 4.0 recessed concrete spotlight | flush-mounted, black matt (RAL 9005), 226 x 126 x 99-105 mm, 2x LED 12,7 W ¦ 4000 K ¦ Ra > 95 ¦ medium 24°, DALI |  | 841.3957
MW005929 | wi4-be-2e-rl-HC-24-4000-4-9016 | Wittenberg 4.0 recessed concrete spotlight | flush-mounted, white matt (RAL 9016), 226 x 126 x 99-105 mm, 2x LED 12,7 W ¦ 4000 K ¦ Ra > 95 ¦ medium 24°, DALI |  | 841.3957
MW006010 | wi4-be-2e-rl-HC-24-4000-7-9005 | Wittenberg 4.0 recessed concrete spotlight | flush-mounted, black matt (RAL 9005), 226 x 126 x 99-105 mm, 2x LED 12,7 W ¦ 4000 K ¦ Ra > 95 ¦ medium 24°, Leading edge/trailing edge |  | 762.6142
MW005992 | wi4-be-2e-rl-HC-24-4000-7-9016 | Wittenberg 4.0 recessed concrete spotlight | flush-mounted, white matt (RAL 9016), 226 x 126 x 99-105 mm, 2x LED 12,7 W ¦ 4000 K ¦ Ra > 95 ¦ medium 24°, Leading edge/trailing edge |  | 762.6142
MW006067 | wi4-be-2e-rl-HC-24-4000-9-9005 | Wittenberg 4.0 recessed concrete spotlight | flush-mounted, black matt (RAL 9005), 226 x 126 x 99-105 mm, 2x LED 12,7 W ¦ 4000 K ¦ Ra > 95 ¦ medium 24°, Bluetooth Casambi |  | 920.1772
MW006046 | wi4-be-2e-rl-HC-24-4000-9-9016 | Wittenberg 4.0 recessed concrete spotlight | flush-mounted, white matt (RAL 9016), 226 x 126 x 99-105 mm, 2x LED 12,7 W ¦ 4000 K ¦ Ra > 95 ¦ medium 24°, Bluetooth Casambi |  | 920.1772
MW005945 | wi4-be-2e-rl-HC-38-2700-4-9005 | Wittenberg 4.0 recessed concrete spotlight | flush-mounted, black matt (RAL 9005), 226 x 126 x 99-105 mm, 2x LED 12,7 W ¦ 2700 K ¦ Ra > 95 ¦ flood 38°, DALI |  | 841.3957
MW005924 | wi4-be-2e-rl-HC-38-2700-4-9016 | Wittenberg 4.0 recessed concrete spotlight | flush-mounted, white matt (RAL 9016), 226 x 126 x 99-105 mm, 2x LED 12,7 W ¦ 2700 K ¦ Ra > 95 ¦ flood 38°, DALI |  | 841.3957
MW006005 | wi4-be-2e-rl-HC-38-2700-7-9005 | Wittenberg 4.0 recessed concrete spotlight | flush-mounted, black matt (RAL 9005), 226 x 126 x 99-105 mm, 2x LED 12,7 W ¦ 2700 K ¦ Ra > 95 ¦ flood 38°, Leading edge/trailing edge |  | 762.6142
MW005987 | wi4-be-2e-rl-HC-38-2700-7-9016 | Wittenberg 4.0 recessed concrete spotlight | flush-mounted, white matt (RAL 9016), 226 x 126 x 99-105 mm, 2x LED 12,7 W ¦ 2700 K ¦ Ra > 95 ¦ flood 38°, Leading edge/trailing edge |  | 762.6142
MW006062 | wi4-be-2e-rl-HC-38-2700-9-9005 | Wittenberg 4.0 recessed concrete spotlight | flush-mounted, black matt (RAL 9005), 226 x 126 x 99-105 mm, 2x LED 12,7 W ¦ 2700 K ¦ Ra > 95 ¦ flood 38°, Bluetooth Casambi |  | 920.1772
MW006041 | wi4-be-2e-rl-HC-38-2700-9-9016 | Wittenberg 4.0 recessed concrete spotlight | flush-mounted, white matt (RAL 9016), 226 x 126 x 99-105 mm, 2x LED 12,7 W ¦ 2700 K ¦ Ra > 95 ¦ flood 38°, Bluetooth Casambi |  | 920.1772
MW005948 | wi4-be-2e-rl-HC-38-3000-4-9005 | Wittenberg 4.0 recessed concrete spotlight | flush-mounted, black matt (RAL 9005), 226 x 126 x 99-105 mm, 2x LED 12,7 W ¦ 3000 K ¦ Ra > 95 ¦ flood 38°, DALI |  | 841.3957
MW005927 | wi4-be-2e-rl-HC-38-3000-4-9016 | Wittenberg 4.0 recessed concrete spotlight | flush-mounted, white matt (RAL 9016), 226 x 126 x 99-105 mm, 2x LED 12,7 W ¦ 3000 K ¦ Ra > 95 ¦ flood 38°, DALI |  | 841.3957
MW006008 | wi4-be-2e-rl-HC-38-3000-7-9005 | Wittenberg 4.0 recessed concrete spotlight | flush-mounted, black matt (RAL 9005), 226 x 126 x 99-105 mm, 2x LED 12,7 W ¦ 3000 K ¦ Ra > 95 ¦ flood 38°, Leading edge/trailing edge |  | 762.6142
MW005990 | wi4-be-2e-rl-HC-38-3000-7-9016 | Wittenberg 4.0 recessed concrete spotlight | flush-mounted, white matt (RAL 9016), 226 x 126 x 99-105 mm, 2x LED 12,7 W ¦ 3000 K ¦ Ra > 95 ¦ flood 38°, Leading edge/trailing edge |  | 762.6142
MW006065 | wi4-be-2e-rl-HC-38-3000-9-9005 | Wittenberg 4.0 recessed concrete spotlight | flush-mounted, black matt (RAL 9005), 226 x 126 x 99-105 mm, 2x LED 12,7 W ¦ 3000 K ¦ Ra > 95 ¦ flood 38°, Bluetooth Casambi |  | 920.1772
MW006044 | wi4-be-2e-rl-HC-38-3000-9-9016 | Wittenberg 4.0 recessed concrete spotlight | flush-mounted, white matt (RAL 9016), 226 x 126 x 99-105 mm, 2x LED 12,7 W ¦ 3000 K ¦ Ra > 95 ¦ flood 38°, Bluetooth Casambi |  | 920.1772
MW005951 | wi4-be-2e-rl-HC-38-4000-4-9005 | Wittenberg 4.0 recessed concrete spotlight | flush-mounted, black matt (RAL 9005), 226 x 126 x 99-105 mm, 2x LED 12,7 W ¦ 4000 K ¦ Ra > 95 ¦ flood 38°, DALI |  | 841.3957
MW005930 | wi4-be-2e-rl-HC-38-4000-4-9016 | Wittenberg 4.0 recessed concrete spotlight | flush-mounted, white matt (RAL 9016), 226 x 126 x 99-105 mm, 2x LED 12,7 W ¦ 4000 K ¦ Ra > 95 ¦ flood 38°, DALI |  | 841.3957
MW006011 | wi4-be-2e-rl-HC-38-4000-7-9005 | Wittenberg 4.0 recessed concrete spotlight | flush-mounted, black matt (RAL 9005), 226 x 126 x 99-105 mm, 2x LED 12,7 W ¦ 4000 K ¦ Ra > 95 ¦ flood 38°, Leading edge/trailing edge |  | 762.6142
MW005993 | wi4-be-2e-rl-HC-38-4000-7-9016 | Wittenberg 4.0 recessed concrete spotlight | flush-mounted, white matt (RAL 9016), 226 x 126 x 99-105 mm, 2x LED 12,7 W ¦ 4000 K ¦ Ra > 95 ¦ flood 38°, Leading edge/trailing edge |  | 762.6142
MW006068 | wi4-be-2e-rl-HC-38-4000-9-9005 | Wittenberg 4.0 recessed concrete spotlight | flush-mounted, black matt (RAL 9005), 226 x 126 x 99-105 mm, 2x LED 12,7 W ¦ 4000 K ¦ Ra > 95 ¦ flood 38°, Bluetooth Casambi |  | 920.1772
MW006047 | wi4-be-2e-rl-HC-38-4000-9-9016 | Wittenberg 4.0 recessed concrete spotlight | flush-mounted, white matt (RAL 9016), 226 x 126 x 99-105 mm, 2x LED 12,7 W ¦ 4000 K ¦ Ra > 95 ¦ flood 38°, Bluetooth Casambi |  | 920.1772
MW006123 | wi4-bod-2e-hb-HC-12-2700-9005 | Wittenberg 4.0 "parkett" floor light | black matt (RAL9005), 196 x 96 x 134 mm, 2x LED 12,7 W ¦ 2700 K ¦ Ra > 95 ¦ spot 12°, separately switchable and dimmable, textile cable black with foot switch, honeycomb grid included |  | 1054.1058
MW006102 | wi4-bod-2e-hb-HC-12-2700-9016 | Wittenberg 4.0 "parkett" floor light | white matt (RAL 9016), 196 x 96 x 134 mm, 2x LED 12,7 W ¦ 2700 K ¦ Ra > 95 ¦ spot 12°, separately switchable and dimmable, textile cable black with foot switch, honeycomb grid included |  | 1054.1058
MW006249 | wi4-bod-2e-hb-HC-12-2700-bhe-bg01 | Wittenberg 4.0 "parkett" floor light | beige, 196 x 96 x 134 mm, 2x LED 12,7 W ¦ 2700 K ¦ Ra > 95 ¦ spot 12°, separately switchable and dimmable, textile cable black with foot switch, honeycomb grid included |  | 1126.5848
MW006207 | wi4-bod-2e-hb-HC-12-2700-bhe-bu01 | Wittenberg 4.0 "parkett" floor light | blue, 196 x 96 x 134 mm, 2x LED 12,7 W ¦ 2700 K ¦ Ra > 95 ¦ spot 12°, separately switchable and dimmable, textile cable black with foot switch, honeycomb grid included |  | 1126.5848
MW006228 | wi4-bod-2e-hb-HC-12-2700-bhe-gy01 | Wittenberg 4.0 "parkett" floor light | grey, 196 x 96 x 134 mm, 2x LED 12,7 W ¦ 2700 K ¦ Ra > 95 ¦ spot 12°, separately switchable and dimmable, textile cable black with foot switch, honeycomb grid included |  | 1126.5848
MW006186 | wi4-bod-2e-hb-HC-12-2700-bhe-rd01 | Wittenberg 4.0 "parkett" floor light | red, 196 x 96 x 134 mm, 2x LED 12,7 W ¦ 2700 K ¦ Ra > 95 ¦ spot 12°, separately switchable and dimmable, textile cable black with foot switch, honeycomb grid included |  | 1126.5848
MW006126 | wi4-bod-2e-hb-HC-12-3000-9005 | Wittenberg 4.0 "parkett" floor light | black matt (RAL9005), 196 x 96 x 134 mm, 2x LED 12,7 W ¦ 3000 K ¦ Ra > 95 ¦ spot 12°, separately switchable and dimmable, textile cable black with foot switch, honeycomb grid included |  | 1054.1058
MW006105 | wi4-bod-2e-hb-HC-12-3000-9016 | Wittenberg 4.0 "parkett" floor light | white matt (RAL 9016), 196 x 96 x 134 mm, 2x LED 12,7 W ¦ 3000 K ¦ Ra > 95 ¦ spot 12°, separately switchable and dimmable, textile cable black with foot switch, honeycomb grid included |  | 1054.1058
MW006252 | wi4-bod-2e-hb-HC-12-3000-bhe-bg01 | Wittenberg 4.0 "parkett" floor light | beige, 196 x 96 x 134 mm, 2x LED 12,7 W ¦ 3000 K ¦ Ra > 95 ¦ spot 12°, separately switchable and dimmable, textile cable black with foot switch, honeycomb grid included |  | 1126.5848
MW006210 | wi4-bod-2e-hb-HC-12-3000-bhe-bu01 | Wittenberg 4.0 "parkett" floor light | blue, 196 x 96 x 134 mm, 2x LED 12,7 W ¦ 3000 K ¦ Ra > 95 ¦ spot 12°, separately switchable and dimmable, textile cable black with foot switch, honeycomb grid included |  | 1126.5848
MW006231 | wi4-bod-2e-hb-HC-12-3000-bhe-gy01 | Wittenberg 4.0 "parkett" floor light | grey, 196 x 96 x 134 mm, 2x LED 12,7 W ¦ 3000 K ¦ Ra > 95 ¦ spot 12°, separately switchable and dimmable, textile cable black with foot switch, honeycomb grid included |  | 1126.5848
MW006189 | wi4-bod-2e-hb-HC-12-3000-bhe-rd01 | Wittenberg 4.0 "parkett" floor light | red, 196 x 96 x 134 mm, 2x LED 12,7 W ¦ 3000 K ¦ Ra > 95 ¦ spot 12°, separately switchable and dimmable, textile cable black with foot switch, honeycomb grid included |  | 1126.5848
MW006129 | wi4-bod-2e-hb-HC-12-4000-9005 | Wittenberg 4.0 "parkett" floor light | black matt (RAL9005), 196 x 96 x 134 mm, 2x LED 12,7 W ¦ 4000 K ¦ Ra > 95 ¦ spot 12°, separately switchable and dimmable, textile cable black with foot switch, honeycomb grid included |  | 1054.1058
MW006108 | wi4-bod-2e-hb-HC-12-4000-9016 | Wittenberg 4.0 "parkett" floor light | white matt (RAL 9016), 196 x 96 x 134 mm, 2x LED 12,7 W ¦ 4000 K ¦ Ra > 95 ¦ spot 12°, separately switchable and dimmable, textile cable black with foot switch, honeycomb grid included |  | 1054.1058
MW006255 | wi4-bod-2e-hb-HC-12-4000-bhe-bg01 | Wittenberg 4.0 "parkett" floor light | beige, 196 x 96 x 134 mm, 2x LED 12,7 W ¦ 4000 K ¦ Ra > 95 ¦ spot 12°, separately switchable and dimmable, textile cable black with foot switch, honeycomb grid included |  | 1126.5848
MW006213 | wi4-bod-2e-hb-HC-12-4000-bhe-bu01 | Wittenberg 4.0 "parkett" floor light | blue, 196 x 96 x 134 mm, 2x LED 12,7 W ¦ 4000 K ¦ Ra > 95 ¦ spot 12°, separately switchable and dimmable, textile cable black with foot switch, honeycomb grid included |  | 1126.5848
MW006234 | wi4-bod-2e-hb-HC-12-4000-bhe-gy01 | Wittenberg 4.0 "parkett" floor light | grey, 196 x 96 x 134 mm, 2x LED 12,7 W ¦ 4000 K ¦ Ra > 95 ¦ spot 12°, separately switchable and dimmable, textile cable black with foot switch, honeycomb grid included |  | 1126.5848
MW006192 | wi4-bod-2e-hb-HC-12-4000-bhe-rd01 | Wittenberg 4.0 "parkett" floor light | red, 196 x 96 x 134 mm, 2x LED 12,7 W ¦ 4000 K ¦ Ra > 95 ¦ spot 12°, separately switchable and dimmable, textile cable black with foot switch, honeycomb grid included |  | 1126.5848
MW006124 | wi4-bod-2e-hb-HC-24-2700-9005 | Wittenberg 4.0 "parkett" floor light | black matt (RAL9005), 196 x 96 x 134 mm, 2x LED 12,7 W ¦ 2700 K ¦ Ra > 95 ¦ medium 24°, separately switchable and dimmable, textile cable black with foot switch, honeycomb grid included |  | 1054.1058
MW006103 | wi4-bod-2e-hb-HC-24-2700-9016 | Wittenberg 4.0 "parkett" floor light | white matt (RAL 9016), 196 x 96 x 134 mm, 2x LED 12,7 W ¦ 2700 K ¦ Ra > 95 ¦ medium 24°, separately switchable and dimmable, textile cable black with foot switch, honeycomb grid included |  | 1054.1058
MW006250 | wi4-bod-2e-hb-HC-24-2700-bhe-bg01 | Wittenberg 4.0 "parkett" floor light | beige, 196 x 96 x 134 mm, 2x LED 12,7 W ¦ 2700 K ¦ Ra > 95 ¦ medium 24°, separately switchable and dimmable, textile cable black with foot switch, honeycomb grid included |  | 1126.5848
MW006208 | wi4-bod-2e-hb-HC-24-2700-bhe-bu01 | Wittenberg 4.0 "parkett" floor light | blue, 196 x 96 x 134 mm, 2x LED 12,7 W ¦ 2700 K ¦ Ra > 95 ¦ medium 24°, separately switchable and dimmable, textile cable black with foot switch, honeycomb grid included |  | 1126.5848
MW006229 | wi4-bod-2e-hb-HC-24-2700-bhe-gy01 | Wittenberg 4.0 "parkett" floor light | grey, 196 x 96 x 134 mm, 2x LED 12,7 W ¦ 2700 K ¦ Ra > 95 ¦ medium 24°, separately switchable and dimmable, textile cable black with foot switch, honeycomb grid included |  | 1126.5848
MW006187 | wi4-bod-2e-hb-HC-24-2700-bhe-rd01 | Wittenberg 4.0 "parkett" floor light | red, 196 x 96 x 134 mm, 2x LED 12,7 W ¦ 2700 K ¦ Ra > 95 ¦ medium 24°, separately switchable and dimmable, textile cable black with foot switch, honeycomb grid included |  | 1126.5848
MW006127 | wi4-bod-2e-hb-HC-24-3000-9005 | Wittenberg 4.0 "parkett" floor light | black matt (RAL9005), 196 x 96 x 134 mm, 2x LED 12,7 W ¦ 3000 K ¦ Ra > 95 ¦ medium 24°, separately switchable and dimmable, textile cable black with foot switch, honeycomb grid included |  | 1054.1058
MW006106 | wi4-bod-2e-hb-HC-24-3000-9016 | Wittenberg 4.0 "parkett" floor light | white matt (RAL 9016), 196 x 96 x 134 mm, 2x LED 12,7 W ¦ 3000 K ¦ Ra > 95 ¦ medium 24°, separately switchable and dimmable, textile cable black with foot switch, honeycomb grid included |  | 1054.1058
MW006253 | wi4-bod-2e-hb-HC-24-3000-bhe-bg01 | Wittenberg 4.0 "parkett" floor light | beige, 196 x 96 x 134 mm, 2x LED 12,7 W ¦ 3000 K ¦ Ra > 95 ¦ medium 24°, separately switchable and dimmable, textile cable black with foot switch, honeycomb grid included |  | 1126.5848
MW006211 | wi4-bod-2e-hb-HC-24-3000-bhe-bu01 | Wittenberg 4.0 "parkett" floor light | blue, 196 x 96 x 134 mm, 2x LED 12,7 W ¦ 3000 K ¦ Ra > 95 ¦ medium 24°, separately switchable and dimmable, textile cable black with foot switch, honeycomb grid included |  | 1126.5848
MW006232 | wi4-bod-2e-hb-HC-24-3000-bhe-gy01 | Wittenberg 4.0 "parkett" floor light | grey, 196 x 96 x 134 mm, 2x LED 12,7 W ¦ 3000 K ¦ Ra > 95 ¦ medium 24°, separately switchable and dimmable, textile cable black with foot switch, honeycomb grid included |  | 1126.5848
MW006190 | wi4-bod-2e-hb-HC-24-3000-bhe-rd01 | Wittenberg 4.0 "parkett" floor light | red, 196 x 96 x 134 mm, 2x LED 12,7 W ¦ 3000 K ¦ Ra > 95 ¦ medium 24°, separately switchable and dimmable, textile cable black with foot switch, honeycomb grid included |  | 1126.5848
MW006130 | wi4-bod-2e-hb-HC-24-4000-9005 | Wittenberg 4.0 "parkett" floor light | black matt (RAL9005), 196 x 96 x 134 mm, 2x LED 12,7 W ¦ 4000 K ¦ Ra > 95 ¦ medium 24°, separately switchable and dimmable, textile cable black with foot switch, honeycomb grid included |  | 1054.1058
MW006109 | wi4-bod-2e-hb-HC-24-4000-9016 | Wittenberg 4.0 "parkett" floor light | white matt (RAL 9016), 196 x 96 x 134 mm, 2x LED 12,7 W ¦ 4000 K ¦ Ra > 95 ¦ medium 24°, separately switchable and dimmable, textile cable black with foot switch, honeycomb grid included |  | 1054.1058
MW006256 | wi4-bod-2e-hb-HC-24-4000-bhe-bg01 | Wittenberg 4.0 "parkett" floor light | beige, 196 x 96 x 134 mm, 2x LED 12,7 W ¦ 4000 K ¦ Ra > 95 ¦ medium 24°, separately switchable and dimmable, textile cable black with foot switch, honeycomb grid included |  | 1126.5848
MW006214 | wi4-bod-2e-hb-HC-24-4000-bhe-bu01 | Wittenberg 4.0 "parkett" floor light | blue, 196 x 96 x 134 mm, 2x LED 12,7 W ¦ 4000 K ¦ Ra > 95 ¦ medium 24°, separately switchable and dimmable, textile cable black with foot switch, honeycomb grid included |  | 1126.5848
MW006235 | wi4-bod-2e-hb-HC-24-4000-bhe-gy01 | Wittenberg 4.0 "parkett" floor light | grey, 196 x 96 x 134 mm, 2x LED 12,7 W ¦ 4000 K ¦ Ra > 95 ¦ medium 24°, separately switchable and dimmable, textile cable black with foot switch, honeycomb grid included |  | 1126.5848
MW006193 | wi4-bod-2e-hb-HC-24-4000-bhe-rd01 | Wittenberg 4.0 "parkett" floor light | red, 196 x 96 x 134 mm, 2x LED 12,7 W ¦ 4000 K ¦ Ra > 95 ¦ medium 24°, separately switchable and dimmable, textile cable black with foot switch, honeycomb grid included |  | 1126.5848
MW006125 | wi4-bod-2e-hb-HC-38-2700-9005 | Wittenberg 4.0 "parkett" floor light | black matt (RAL9005), 196 x 96 x 134 mm, 2x LED 12,7 W ¦ 2700 K ¦ Ra > 95 ¦ flood 38°, separately switchable and dimmable, textile cable black with foot switch, honeycomb grid included |  | 1054.1058
MW006104 | wi4-bod-2e-hb-HC-38-2700-9016 | Wittenberg 4.0 "parkett" floor light | white matt (RAL 9016), 196 x 96 x 134 mm, 2x LED 12,7 W ¦ 2700 K ¦ Ra > 95 ¦ flood 38°, separately switchable and dimmable, textile cable black with foot switch, honeycomb grid included |  | 1054.1058
MW006251 | wi4-bod-2e-hb-HC-38-2700-bhe-bg01 | Wittenberg 4.0 "parkett" floor light | beige, 196 x 96 x 134 mm, 2x LED 12,7 W ¦ 2700 K ¦ Ra > 95 ¦ flood 38°, separately switchable and dimmable, textile cable black with foot switch, honeycomb grid included |  | 1126.5848
MW006209 | wi4-bod-2e-hb-HC-38-2700-bhe-bu01 | Wittenberg 4.0 "parkett" floor light | blue, 196 x 96 x 134 mm, 2x LED 12,7 W ¦ 2700 K ¦ Ra > 95 ¦ flood 38°, separately switchable and dimmable, textile cable black with foot switch, honeycomb grid included |  | 1126.5848
MW006230 | wi4-bod-2e-hb-HC-38-2700-bhe-gy01 | Wittenberg 4.0 "parkett" floor light | grey, 196 x 96 x 134 mm, 2x LED 12,7 W ¦ 2700 K ¦ Ra > 95 ¦ flood 38°, separately switchable and dimmable, textile cable black with foot switch, honeycomb grid included |  | 1126.5848
MW006188 | wi4-bod-2e-hb-HC-38-2700-bhe-rd01 | Wittenberg 4.0 "parkett" floor light | red, 196 x 96 x 134 mm, 2x LED 12,7 W ¦ 2700 K ¦ Ra > 95 ¦ flood 38°, separately switchable and dimmable, textile cable black with foot switch, honeycomb grid included |  | 1126.5848
MW006128 | wi4-bod-2e-hb-HC-38-3000-9005 | Wittenberg 4.0 "parkett" floor light | black matt (RAL9005), 196 x 96 x 134 mm, 2x LED 12,7 W ¦ 3000 K ¦ Ra > 95 ¦ flood 38°, separately switchable and dimmable, textile cable black with foot switch, honeycomb grid included |  | 1054.1058
MW006107 | wi4-bod-2e-hb-HC-38-3000-9016 | Wittenberg 4.0 "parkett" floor light | white matt (RAL 9016), 196 x 96 x 134 mm, 2x LED 12,7 W ¦ 3000 K ¦ Ra > 95 ¦ flood 38°, separately switchable and dimmable, textile cable black with foot switch, honeycomb grid included |  | 1054.1058
MW006254 | wi4-bod-2e-hb-HC-38-3000-bhe-bg01 | Wittenberg 4.0 "parkett" floor light | beige, 196 x 96 x 134 mm, 2x LED 12,7 W ¦ 3000 K ¦ Ra > 95 ¦ flood 38°, separately switchable and dimmable, textile cable black with foot switch, honeycomb grid included |  | 1126.5848
MW006212 | wi4-bod-2e-hb-HC-38-3000-bhe-bu01 | Wittenberg 4.0 "parkett" floor light | blue, 196 x 96 x 134 mm, 2x LED 12,7 W ¦ 3000 K ¦ Ra > 95 ¦ flood 38°, separately switchable and dimmable, textile cable black with foot switch, honeycomb grid included |  | 1126.5848
MW006233 | wi4-bod-2e-hb-HC-38-3000-bhe-gy01 | Wittenberg 4.0 "parkett" floor light | grey, 196 x 96 x 134 mm, 2x LED 12,7 W ¦ 3000 K ¦ Ra > 95 ¦ flood 38°, separately switchable and dimmable, textile cable black with foot switch, honeycomb grid included |  | 1126.5848
MW006191 | wi4-bod-2e-hb-HC-38-3000-bhe-rd01 | Wittenberg 4.0 "parkett" floor light | red, 196 x 96 x 134 mm, 2x LED 12,7 W ¦ 3000 K ¦ Ra > 95 ¦ flood 38°, separately switchable and dimmable, textile cable black with foot switch, honeycomb grid included |  | 1126.5848
MW006131 | wi4-bod-2e-hb-HC-38-4000-9005 | Wittenberg 4.0 "parkett" floor light | black matt (RAL9005), 196 x 96 x 134 mm, 2x LED 12,7 W ¦ 4000 K ¦ Ra > 95 ¦ flood 38°, separately switchable and dimmable, textile cable black with foot switch, honeycomb grid included |  | 1054.1058
MW006110 | wi4-bod-2e-hb-HC-38-4000-9016 | Wittenberg 4.0 "parkett" floor light | white matt (RAL 9016), 196 x 96 x 134 mm, 2x LED 12,7 W ¦ 4000 K ¦ Ra > 95 ¦ flood 38°, separately switchable and dimmable, textile cable black with foot switch, honeycomb grid included |  | 1054.1058
MW006257 | wi4-bod-2e-hb-HC-38-4000-bhe-bg01 | Wittenberg 4.0 "parkett" floor light | beige, 196 x 96 x 134 mm, 2x LED 12,7 W ¦ 4000 K ¦ Ra > 95 ¦ flood 38°, separately switchable and dimmable, textile cable black with foot switch, honeycomb grid included |  | 1126.5848
MW006215 | wi4-bod-2e-hb-HC-38-4000-bhe-bu01 | Wittenberg 4.0 "parkett" floor light | blue, 196 x 96 x 134 mm, 2x LED 12,7 W ¦ 4000 K ¦ Ra > 95 ¦ flood 38°, separately switchable and dimmable, textile cable black with foot switch, honeycomb grid included |  | 1126.5848
MW006236 | wi4-bod-2e-hb-HC-38-4000-bhe-gy01 | Wittenberg 4.0 "parkett" floor light | grey, 196 x 96 x 134 mm, 2x LED 12,7 W ¦ 4000 K ¦ Ra > 95 ¦ flood 38°, separately switchable and dimmable, textile cable black with foot switch, honeycomb grid included |  | 1126.5848
MW006194 | wi4-bod-2e-hb-HC-38-4000-bhe-rd01 | Wittenberg 4.0 "parkett" floor light | red, 196 x 96 x 134 mm, 2x LED 12,7 W ¦ 4000 K ¦ Ra > 95 ¦ flood 38°, separately switchable and dimmable, textile cable black with foot switch, honeycomb grid included |  | 1126.5848
MW004089 | wi4-eb-1e-12-d2w-9005 | Wittenberg 4.0 recessed spotlight | black matt (RAL9005), 114 x 114 x 68 mm, 1x LED dim2warm 12 W ¦ 1800 - 3000 K ¦ Ra > 95 ¦ spot 12°, converter not included |  | 393.9076
MW004068 | wi4-eb-1e-12-d2w-9016 | Wittenberg 4.0 recessed spotlight | white matt (RAL 9016), 114 x 114 x 68 mm, 1x LED dim2warm 12 W ¦ 1800 - 3000 K ¦ Ra > 95 ¦ spot 12°, converter not included |  | 393.9076
MW004090 | wi4-eb-1e-24-d2w-9005 | Wittenberg 4.0 recessed spotlight | black matt (RAL9005), 114 x 114 x 68 mm, 1x LED dim2warm 12 W ¦ 1800 - 3000 K ¦ Ra > 95 ¦ medium 24°, converter not included |  | 393.9076
MW004069 | wi4-eb-1e-24-d2w-9016 | Wittenberg 4.0 recessed spotlight | white matt (RAL 9016), 114 x 114 x 68 mm, 1x LED dim2warm 12 W ¦ 1800 - 3000 K ¦ Ra > 95 ¦ medium 24°, converter not included |  | 393.9076
MW004091 | wi4-eb-1e-38-d2w-9005 | Wittenberg 4.0 recessed spotlight | black matt (RAL9005), 114 x 114 x 68 mm, 1x LED dim2warm 12 W ¦ 1800 - 3000 K ¦ Ra > 95 ¦ flood 38°, converter not included |  | 393.9076
MW004070 | wi4-eb-1e-38-d2w-9016 | Wittenberg 4.0 recessed spotlight | white matt (RAL 9016), 114 x 114 x 68 mm, 1x LED dim2warm 12 W ¦ 1800 - 3000 K ¦ Ra > 95 ¦ flood 38°, converter not included |  | 393.9076
MW004152 | wi4-eb-1e-db-12-d2w-9005 | Wittenberg 4.0 recessed spotlight rimless for plastering | flush-mounted, black matt (RAL 9005), 123 x 123 x 62 mm, 1x LED dim2warm 12 W ¦ 1800 - 3000 K ¦ Ra > 95 ¦ spot 12°, converter not included |  | 523.1092
MW004131 | wi4-eb-1e-db-12-d2w-9016 | Wittenberg 4.0 recessed spotlight rimless for plastering | flush-mounted, white matt (RAL 9016), 123 x 123 x 62 mm, 1x LED dim2warm 12 W ¦ 1800 - 3000 K ¦ Ra > 95 ¦ spot 12°, converter not included |  | 523.1092
MW004153 | wi4-eb-1e-db-24-d2w-9005 | Wittenberg 4.0 recessed spotlight rimless for plastering | flush-mounted, black matt (RAL 9005), 123 x 123 x 62 mm, 1x LED dim2warm 12 W ¦ 1800 - 3000 K ¦ Ra > 95 ¦ medium 24°, converter not included |  | 523.1092
MW004132 | wi4-eb-1e-db-24-d2w-9016 | Wittenberg 4.0 recessed spotlight rimless for plastering | flush-mounted, white matt (RAL 9016), 123 x 123 x 62 mm, 1x LED dim2warm 12 W ¦ 1800 - 3000 K ¦ Ra > 95 ¦ medium 24°, converter not included |  | 523.1092
MW004154 | wi4-eb-1e-db-38-d2w-9005 | Wittenberg 4.0 recessed spotlight rimless for plastering | flush-mounted, black matt (RAL 9005), 123 x 123 x 62 mm, 1x LED dim2warm 12 W ¦ 1800 - 3000 K ¦ Ra > 95 ¦ flood 38°, converter not included |  | 523.1092
MW004133 | wi4-eb-1e-db-38-d2w-9016 | Wittenberg 4.0 recessed spotlight rimless for plastering | flush-mounted, white matt (RAL 9016), 123 x 123 x 62 mm, 1x LED dim2warm 12 W ¦ 1800 - 3000 K ¦ Ra > 95 ¦ flood 38°, converter not included |  | 523.1092
MW004143 | wi4-eb-1e-db-HC-12-2700-9005 | Wittenberg 4.0 recessed spotlight rimless for plastering | flush-mounted, black matt (RAL 9005), 123 x 123 x 62 mm, 1x LED 12,7 W ¦ 2700 K ¦ Ra > 95 ¦ spot 12°, converter not included |  | 434.8785
MW004122 | wi4-eb-1e-db-HC-12-2700-9016 | Wittenberg 4.0 recessed spotlight rimless for plastering | flush-mounted, white matt (RAL 9016), 123 x 123 x 62 mm, 1x LED 12,7 W ¦ 2700 K ¦ Ra > 95 ¦ spot 12°, converter not included |  | 434.8785
MW004146 | wi4-eb-1e-db-HC-12-3000-9005 | Wittenberg 4.0 recessed spotlight rimless for plastering | flush-mounted, black matt (RAL 9005), 123 x 123 x 62 mm, 1x LED 12,7 W ¦ 3000 K ¦ Ra > 95 ¦ spot 12°, converter not included |  | 434.8785
MW004125 | wi4-eb-1e-db-HC-12-3000-9016 | Wittenberg 4.0 recessed spotlight rimless for plastering | flush-mounted, white matt (RAL 9016), 123 x 123 x 62 mm, 1x LED 12,7 W ¦ 3000 K ¦ Ra > 95 ¦ spot 12°, converter not included |  | 434.8785
MW004149 | wi4-eb-1e-db-HC-12-4000-9005 | Wittenberg 4.0 recessed spotlight rimless for plastering | flush-mounted, black matt (RAL 9005), 123 x 123 x 62 mm, 1x LED 12,7 W ¦ 4000 K ¦ Ra > 95 ¦ spot 12°, converter not included |  | 434.8785
MW004128 | wi4-eb-1e-db-HC-12-4000-9016 | Wittenberg 4.0 recessed spotlight rimless for plastering | flush-mounted, white matt (RAL 9016), 123 x 123 x 62 mm, 1x LED 12,7 W ¦ 4000 K ¦ Ra > 95 ¦ spot 12°, converter not included |  | 434.8785
MW004144 | wi4-eb-1e-db-HC-24-2700-9005 | Wittenberg 4.0 recessed spotlight rimless for plastering | flush-mounted, black matt (RAL 9005), 123 x 123 x 62 mm, 1x LED 12,7 W ¦ 2700 K ¦ Ra > 95 ¦ medium 24°, converter not included |  | 434.8785
MW004123 | wi4-eb-1e-db-HC-24-2700-9016 | Wittenberg 4.0 recessed spotlight rimless for plastering | flush-mounted, white matt (RAL 9016), 123 x 123 x 62 mm, 1x LED 12,7 W ¦ 2700 K ¦ Ra > 95 ¦ medium 24°, converter not included |  | 434.8785
MW004147 | wi4-eb-1e-db-HC-24-3000-9005 | Wittenberg 4.0 recessed spotlight rimless for plastering | flush-mounted, black matt (RAL 9005), 123 x 123 x 62 mm, 1x LED 12,7 W ¦ 3000 K ¦ Ra > 95 ¦ medium 24°, converter not included |  | 434.8785
MW004126 | wi4-eb-1e-db-HC-24-3000-9016 | Wittenberg 4.0 recessed spotlight rimless for plastering | flush-mounted, white matt (RAL 9016), 123 x 123 x 62 mm, 1x LED 12,7 W ¦ 3000 K ¦ Ra > 95 ¦ medium 24°, converter not included |  | 434.8785
MW004150 | wi4-eb-1e-db-HC-24-4000-9005 | Wittenberg 4.0 recessed spotlight rimless for plastering | flush-mounted, black matt (RAL 9005), 123 x 123 x 62 mm, 1x LED 12,7 W ¦ 4000 K ¦ Ra > 95 ¦ medium 24°, converter not included |  | 434.8785
MW004129 | wi4-eb-1e-db-HC-24-4000-9016 | Wittenberg 4.0 recessed spotlight rimless for plastering | flush-mounted, white matt (RAL 9016), 123 x 123 x 62 mm, 1x LED 12,7 W ¦ 4000 K ¦ Ra > 95 ¦ medium 24°, converter not included |  | 434.8785
MW004145 | wi4-eb-1e-db-HC-38-2700-9005 | Wittenberg 4.0 recessed spotlight rimless for plastering | flush-mounted, black matt (RAL 9005), 123 x 123 x 62 mm, 1x LED 12,7 W ¦ 2700 K ¦ Ra > 95 ¦ flood 38°, converter not included |  | 434.8785
MW004124 | wi4-eb-1e-db-HC-38-2700-9016 | Wittenberg 4.0 recessed spotlight rimless for plastering | flush-mounted, white matt (RAL 9016), 123 x 123 x 62 mm, 1x LED 12,7 W ¦ 2700 K ¦ Ra > 95 ¦ flood 38°, converter not included |  | 434.8785
MW004148 | wi4-eb-1e-db-HC-38-3000-9005 | Wittenberg 4.0 recessed spotlight rimless for plastering | flush-mounted, black matt (RAL 9005), 123 x 123 x 62 mm, 1x LED 12,7 W ¦ 3000 K ¦ Ra > 95 ¦ flood 38°, converter not included |  | 434.8785
MW004127 | wi4-eb-1e-db-HC-38-3000-9016 | Wittenberg 4.0 recessed spotlight rimless for plastering | flush-mounted, white matt (RAL 9016), 123 x 123 x 62 mm, 1x LED 12,7 W ¦ 3000 K ¦ Ra > 95 ¦ flood 38°, converter not included |  | 434.8785
MW004151 | wi4-eb-1e-db-HC-38-4000-9005 | Wittenberg 4.0 recessed spotlight rimless for plastering | flush-mounted, black matt (RAL 9005), 123 x 123 x 62 mm, 1x LED 12,7 W ¦ 4000 K ¦ Ra > 95 ¦ flood 38°, converter not included |  | 434.8785
MW004130 | wi4-eb-1e-db-HC-38-4000-9016 | Wittenberg 4.0 recessed spotlight rimless for plastering | flush-mounted, white matt (RAL 9016), 123 x 123 x 62 mm, 1x LED 12,7 W ¦ 4000 K ¦ Ra > 95 ¦ flood 38°, converter not included |  | 434.8785
MW004080 | wi4-eb-1e-HC-12-2700-9005 | Wittenberg 4.0 recessed spotlight | black matt (RAL 9005), 114 x 114 x 68 mm, 1x LED 12,7 W ¦ 2700 K ¦ Ra > 95 ¦ spot 12°, converter not included |  | 305.6768
MW004059 | wi4-eb-1e-HC-12-2700-9016 | Wittenberg 4.0 recessed spotlight | white matt (RAL 9016), 114 x 114 x 68 mm, 1x LED 12,7 W ¦ 2700 K ¦ Ra > 95 ¦ spot 12°, converter not included |  | 305.6768
MW004083 | wi4-eb-1e-HC-12-3000-9005 | Wittenberg 4.0 recessed spotlight | black matt (RAL 9005), 114 x 114 x 68 mm, 1x LED 12,7 W ¦ 3000 K ¦ Ra > 95 ¦ spot 12°, converter not included |  | 305.6768
MW004062 | wi4-eb-1e-HC-12-3000-9016 | Wittenberg 4.0 recessed spotlight | white matt (RAL 9016), 114 x 114 x 68 mm, 1x LED 12,7 W ¦ 3000 K ¦ Ra > 95 ¦ spot 12°, converter not included |  | 305.6768
MW004086 | wi4-eb-1e-HC-12-4000-9005 | Wittenberg 4.0 recessed spotlight | black matt (RAL 9005), 114 x 114 x 68 mm, 1x LED 12,7 W ¦ 4000 K ¦ Ra > 95 ¦ spot 12°, converter not included |  | 305.6768
MW004065 | wi4-eb-1e-HC-12-4000-9016 | Wittenberg 4.0 recessed spotlight | white matt (RAL 9016), 114 x 114 x 68 mm, 1x LED 12,7 W ¦ 4000 K ¦ Ra > 95 ¦ spot 12°, converter not included |  | 305.6768
MW004081 | wi4-eb-1e-HC-24-2700-9005 | Wittenberg 4.0 recessed spotlight | black matt (RAL 9005), 114 x 114 x 68 mm, 1x LED 12,7 W ¦ 2700 K ¦ Ra > 95 ¦ medium 24°, converter not included |  | 305.6768
MW004060 | wi4-eb-1e-HC-24-2700-9016 | Wittenberg 4.0 recessed spotlight | white matt (RAL 9016), 114 x 114 x 68 mm, 1x LED 12,7 W ¦ 2700 K ¦ Ra > 95 ¦ medium 24°, converter not included |  | 305.6768
MW004084 | wi4-eb-1e-HC-24-3000-9005 | Wittenberg 4.0 recessed spotlight | black matt (RAL 9005), 114 x 114 x 68 mm, 1x LED 12,7 W ¦ 3000 K ¦ Ra > 95 ¦ medium 24°, converter not included |  | 305.6768
MW004063 | wi4-eb-1e-HC-24-3000-9016 | Wittenberg 4.0 recessed spotlight | white matt (RAL 9016), 114 x 114 x 68 mm, 1x LED 12,7 W ¦ 3000 K ¦ Ra > 95 ¦ medium 24°, converter not included |  | 305.6768
MW004087 | wi4-eb-1e-HC-24-4000-9005 | Wittenberg 4.0 recessed spotlight | black matt (RAL 9005), 114 x 114 x 68 mm, 1x LED 12,7 W ¦ 4000 K ¦ Ra > 95 ¦ medium 24°, converter not included |  | 305.6768
MW004066 | wi4-eb-1e-HC-24-4000-9016 | Wittenberg 4.0 recessed spotlight | white matt (RAL 9016), 114 x 114 x 68 mm, 1x LED 12,7 W ¦ 4000 K ¦ Ra > 95 ¦ medium 24°, converter not included |  | 305.6768
MW004082 | wi4-eb-1e-HC-38-2700-9005 | Wittenberg 4.0 recessed spotlight | black matt (RAL 9005), 114 x 114 x 68 mm, 1x LED 12,7 W ¦ 2700 K ¦ Ra > 95 ¦ flood 38°, converter not included |  | 305.6768
MW004061 | wi4-eb-1e-HC-38-2700-9016 | Wittenberg 4.0 recessed spotlight | white matt (RAL 9016), 114 x 114 x 68 mm, 1x LED 12,7 W ¦ 2700 K ¦ Ra > 95 ¦ flood 38°, converter not included |  | 305.6768
MW004085 | wi4-eb-1e-HC-38-3000-9005 | Wittenberg 4.0 recessed spotlight | black matt (RAL 9005), 114 x 114 x 68 mm, 1x LED 12,7 W ¦ 3000 K ¦ Ra > 95 ¦ flood 38°, converter not included |  | 305.6768
MW004064 | wi4-eb-1e-HC-38-3000-9016 | Wittenberg 4.0 recessed spotlight | white matt (RAL 9016), 114 x 114 x 68 mm, 1x LED 12,7 W ¦ 3000 K ¦ Ra > 95 ¦ flood 38°, converter not included |  | 305.6768
MW004088 | wi4-eb-1e-HC-38-4000-9005 | Wittenberg 4.0 recessed spotlight | black matt (RAL 9005), 114 x 114 x 68 mm, 1x LED 12,7 W ¦ 4000 K ¦ Ra > 95 ¦ flood 38°, converter not included |  | 305.6768
MW004067 | wi4-eb-1e-HC-38-4000-9016 | Wittenberg 4.0 recessed spotlight | white matt (RAL 9016), 114 x 114 x 68 mm, 1x LED 12,7 W ¦ 4000 K ¦ Ra > 95 ¦ flood 38°, converter not included |  | 305.6768
MW004215 | wi4-eb-1r-12-d2w-9005 | Wittenberg 4.0 recessed spotlight | black matt (RAL9005), Ø 110 x 68 mm, 1x LED dim2warm 12 W ¦ 1800 - 3000 K ¦ Ra > 95 ¦ spot 12°, converter not included |  | 414.3908
MW004194 | wi4-eb-1r-12-d2w-9016 | Wittenberg 4.0 recessed spotlight | white matt (RAL 9016), Ø 110 x 68 mm, 1x LED dim2warm 12 W ¦ 1800 - 3000 K ¦ Ra > 95 ¦ spot 12°, converter not included |  | 414.3908
MW004216 | wi4-eb-1r-24-d2w-9005 | Wittenberg 4.0 recessed spotlight | black matt (RAL9005), Ø 110 x 68 mm, 1x LED dim2warm 12 W ¦ 1800 - 3000 K ¦ Ra > 95 ¦ medium 24°, converter not included |  | 414.3908
MW004195 | wi4-eb-1r-24-d2w-9016 | Wittenberg 4.0 recessed spotlight | white matt (RAL 9016), Ø 110 x 68 mm, 1x LED dim2warm 12 W ¦ 1800 - 3000 K ¦ Ra > 95 ¦ medium 24°, converter not included |  | 414.3908
MW004217 | wi4-eb-1r-38-d2w-9005 | Wittenberg 4.0 recessed spotlight | black matt (RAL9005), Ø 110 x 68 mm, 1x LED dim2warm 12 W ¦ 1800 - 3000 K ¦ Ra > 95 ¦ flood 38°, converter not included |  | 414.3908
MW004196 | wi4-eb-1r-38-d2w-9016 | Wittenberg 4.0 recessed spotlight | white matt (RAL 9016), Ø 110 x 68 mm, 1x LED dim2warm 12 W ¦ 1800 - 3000 K ¦ Ra > 95 ¦ flood 38°, converter not included |  | 414.3908
MW004341 | wi4-eb-1r-db-12-d2w-9005 | Wittenberg 4.0 recessed spotlight rimless for plastering | flush-mounted, black matt (RAL 9005), Ø 120 x 62 mm, 1x LED dim2warm 12 W ¦ 1800 - 3000 K ¦ Ra > 95 ¦ spot 12°, converter not included |  | 469.5378
MW004320 | wi4-eb-1r-db-12-d2w-9016 | Wittenberg 4.0 recessed spotlight rimless for plastering | flush-mounted, white matt (RAL 9016), Ø 120 x 62 mm, 1x LED dim2warm 12 W ¦ 1800 - 3000 K ¦ Ra > 95 ¦ spot 12°, converter not included |  | 469.5378
MW004342 | wi4-eb-1r-db-24-d2w-9005 | Wittenberg 4.0 recessed spotlight rimless for plastering | flush-mounted, black matt (RAL 9005), Ø 120 x 62 mm, 1x LED dim2warm 12 W ¦ 1800 - 3000 K ¦ Ra > 95 ¦ medium 24°, converter not included |  | 469.5378
MW004321 | wi4-eb-1r-db-24-d2w-9016 | Wittenberg 4.0 recessed spotlight rimless for plastering | flush-mounted, white matt (RAL 9016), Ø 120 x 62 mm, 1x LED dim2warm 12 W ¦ 1800 - 3000 K ¦ Ra > 95 ¦ medium 24°, converter not included |  | 469.5378
MW004343 | wi4-eb-1r-db-38-d2w-9005 | Wittenberg 4.0 recessed spotlight rimless for plastering | flush-mounted, black matt (RAL 9005), Ø 120 x 62 mm, 1x LED dim2warm 12 W ¦ 1800 - 3000 K ¦ Ra > 95 ¦ flood 38°, converter not included |  | 469.5378
MW004322 | wi4-eb-1r-db-38-d2w-9016 | Wittenberg 4.0 recessed spotlight rimless for plastering | flush-mounted, white matt (RAL 9016), Ø 120 x 62 mm, 1x LED dim2warm 12 W ¦ 1800 - 3000 K ¦ Ra > 95 ¦ flood 38°, converter not included |  | 469.5378
MW004332 | wi4-eb-1r-db-HC-12-2700-9005 | Wittenberg 4.0 recessed spotlight rimless for plastering | flush-mounted, black matt (RAL 9005), Ø 120 x 62 mm, 1x LED 12,7 W ¦ 2700 K ¦ Ra > 95 ¦ spot 12°, converter not included |  | 381.3071
MW004311 | wi4-eb-1r-db-HC-12-2700-9016 | Wittenberg 4.0 recessed spotlight rimless for plastering | flush-mounted, white matt (RAL 9016), Ø 120 x 62 mm, 1x LED 12,7 W ¦ 2700 K ¦ Ra > 95 ¦ spot 12°, converter not included |  | 381.3071
MW004335 | wi4-eb-1r-db-HC-12-3000-9005 | Wittenberg 4.0 recessed spotlight rimless for plastering | flush-mounted, black matt (RAL 9005), Ø 120 x 62 mm, 1x LED 12,7 W ¦ 3000 K ¦ Ra > 95 ¦ spot 12°, converter not included |  | 381.3071
MW004314 | wi4-eb-1r-db-HC-12-3000-9016 | Wittenberg 4.0 recessed spotlight rimless for plastering | flush-mounted, white matt (RAL 9016), Ø 120 x 62 mm, 1x LED 12,7 W ¦ 3000 K ¦ Ra > 95 ¦ spot 12°, converter not included |  | 381.3071
MW004338 | wi4-eb-1r-db-HC-12-4000-9005 | Wittenberg 4.0 recessed spotlight rimless for plastering | flush-mounted, black matt (RAL 9005), Ø 120 x 62 mm, 1x LED 12,7 W ¦ 4000 K ¦ Ra > 95 ¦ spot 12°, converter not included |  | 381.3071
MW004317 | wi4-eb-1r-db-HC-12-4000-9016 | Wittenberg 4.0 recessed spotlight rimless for plastering | flush-mounted, white matt (RAL 9016), Ø 120 x 62 mm, 1x LED 12,7 W ¦ 4000 K ¦ Ra > 95 ¦ spot 12°, converter not included |  | 381.3071
MW004333 | wi4-eb-1r-db-HC-24-2700-9005 | Wittenberg 4.0 recessed spotlight rimless for plastering | flush-mounted, black matt (RAL 9005), Ø 120 x 62 mm, 1x LED 12,7 W ¦ 2700 K ¦ Ra > 95 ¦ medium 24°, converter not included |  | 381.3071
MW004312 | wi4-eb-1r-db-HC-24-2700-9016 | Wittenberg 4.0 recessed spotlight rimless for plastering | flush-mounted, white matt (RAL 9016), Ø 120 x 62 mm, 1x LED 12,7 W ¦ 2700 K ¦ Ra > 95 ¦ medium 24°, converter not included |  | 381.3071
MW004336 | wi4-eb-1r-db-HC-24-3000-9005 | Wittenberg 4.0 recessed spotlight rimless for plastering | flush-mounted, black matt (RAL 9005), Ø 120 x 62 mm, 1x LED 12,7 W ¦ 3000 K ¦ Ra > 95 ¦ medium 24°, converter not included |  | 381.3071
MW004315 | wi4-eb-1r-db-HC-24-3000-9016 | Wittenberg 4.0 recessed spotlight rimless for plastering | flush-mounted, white matt (RAL 9016), Ø 120 x 62 mm, 1x LED 12,7 W ¦ 3000 K ¦ Ra > 95 ¦ medium 24°, converter not included |  | 381.3071
MW004339 | wi4-eb-1r-db-HC-24-4000-9005 | Wittenberg 4.0 recessed spotlight rimless for plastering | flush-mounted, black matt (RAL 9005), Ø 120 x 62 mm, 1x LED 12,7 W ¦ 4000 K ¦ Ra > 95 ¦ medium 24°, converter not included |  | 381.3071
MW004318 | wi4-eb-1r-db-HC-24-4000-9016 | Wittenberg 4.0 recessed spotlight rimless for plastering | flush-mounted, white matt (RAL 9016), Ø 120 x 62 mm, 1x LED 12,7 W ¦ 4000 K ¦ Ra > 95 ¦ medium 24°, converter not included |  | 381.3071
MW004334 | wi4-eb-1r-db-HC-38-2700-9005 | Wittenberg 4.0 recessed spotlight rimless for plastering | flush-mounted, black matt (RAL 9005), Ø 120 x 62 mm, 1x LED 12,7 W ¦ 2700 K ¦ Ra > 95 ¦ flood 38°, converter not included |  | 381.3071
MW004313 | wi4-eb-1r-db-HC-38-2700-9016 | Wittenberg 4.0 recessed spotlight rimless for plastering | flush-mounted, white matt (RAL 9016), Ø 120 x 62 mm, 1x LED 12,7 W ¦ 2700 K ¦ Ra > 95 ¦ flood 38°, converter not included |  | 381.3071
MW004337 | wi4-eb-1r-db-HC-38-3000-9005 | Wittenberg 4.0 recessed spotlight rimless for plastering | flush-mounted, black matt (RAL 9005), Ø 120 x 62 mm, 1x LED 12,7 W ¦ 3000 K ¦ Ra > 95 ¦ flood 38°, converter not included |  | 381.3071
MW004316 | wi4-eb-1r-db-HC-38-3000-9016 | Wittenberg 4.0 recessed spotlight rimless for plastering | flush-mounted, white matt (RAL 9016), Ø 120 x 62 mm, 1x LED 12,7 W ¦ 3000 K ¦ Ra > 95 ¦ flood 38°, converter not included |  | 381.3071
MW004340 | wi4-eb-1r-db-HC-38-4000-9005 | Wittenberg 4.0 recessed spotlight rimless for plastering | flush-mounted, black matt (RAL 9005), Ø 120 x 62 mm, 1x LED 12,7 W ¦ 4000 K ¦ Ra > 95 ¦ flood 38°, converter not included |  | 381.3071
MW004319 | wi4-eb-1r-db-HC-38-4000-9016 | Wittenberg 4.0 recessed spotlight rimless for plastering | flush-mounted, white matt (RAL 9016), Ø 120 x 62 mm, 1x LED 12,7 W ¦ 4000 K ¦ Ra > 95 ¦ flood 38°, converter not included |  | 381.3071
MW004404 | wi4-eb-1r-dl-12-d2w-9005 | Wittenberg 4.0 recessed spotlight | black matt (RAL9005), Ø 93 x 45 mm, 1x LED dim2warm 12 W ¦ 1800 - 3000 K ¦ Ra > 95 ¦ spot 12°, converter not included |  | 231.6176
MW004383 | wi4-eb-1r-dl-12-d2w-9016 | Wittenberg 4.0 recessed spotlight | white matt (RAL 9016), Ø 93 x 45 mm, 1x LED dim2warm 12 W ¦ 1800 - 3000 K ¦ Ra > 95 ¦ spot 12°, converter not included |  | 231.6176
MW004405 | wi4-eb-1r-dl-24-d2w-9005 | Wittenberg 4.0 recessed spotlight | black matt (RAL9005), Ø 93 x 45 mm, 1x LED dim2warm 12 W ¦ 1800 - 3000 K ¦ Ra > 95 ¦ medium 24°, converter not included |  | 231.6176
MW004384 | wi4-eb-1r-dl-24-d2w-9016 | Wittenberg 4.0 recessed spotlight | white matt (RAL 9016), Ø 93 x 45 mm, 1x LED dim2warm 12 W ¦ 1800 - 3000 K ¦ Ra > 95 ¦ medium 24°, converter not included |  | 231.6176
MW004406 | wi4-eb-1r-dl-38-d2w-9005 | Wittenberg 4.0 recessed spotlight | black matt (RAL9005), Ø 93 x 45 mm, 1x LED dim2warm 12 W ¦ 1800 - 3000 K ¦ Ra > 95 ¦ flood 38°, converter not included |  | 231.6176
MW004385 | wi4-eb-1r-dl-38-d2w-9016 | Wittenberg 4.0 recessed spotlight | white matt (RAL 9016), Ø 93 x 45 mm, 1x LED dim2warm 12 W ¦ 1800 - 3000 K ¦ Ra > 95 ¦ flood 38°, converter not included |  | 231.6176
MW004395 | wi4-eb-1r-dl-HC-12-2700-9005 | Wittenberg 4.0 recessed spotlight | black matt (RAL 9005), Ø 93 x 45 mm, 1x LED 12,7 W ¦ 2700 K ¦ Ra > 95 ¦ spot 12°, converter not included |  | 143.3869
MW004374 | wi4-eb-1r-dl-HC-12-2700-9016 | Wittenberg 4.0 recessed spotlight | white matt (RAL 9016), Ø 93 x 45 mm, 1x LED 12,7 W ¦ 2700 K ¦ Ra > 95 ¦ spot 12°, converter not included |  | 143.3869
MW004398 | wi4-eb-1r-dl-HC-12-3000-9005 | Wittenberg 4.0 recessed spotlight | black matt (RAL 9005), Ø 93 x 45 mm, 1x LED 12,7 W ¦ 3000 K ¦ Ra > 95 ¦ spot 12°, converter not included |  | 143.3869
MW004377 | wi4-eb-1r-dl-HC-12-3000-9016 | Wittenberg 4.0 recessed spotlight | white matt (RAL 9016), Ø 93 x 45 mm, 1x LED 12,7 W ¦ 3000 K ¦ Ra > 95 ¦ spot 12°, converter not included |  | 143.3869
MW004401 | wi4-eb-1r-dl-HC-12-4000-9005 | Wittenberg 4.0 recessed spotlight | black matt (RAL 9005), Ø 93 x 45 mm, 1x LED 12,7 W ¦ 4000 K ¦ Ra > 95 ¦ spot 12°, converter not included |  | 143.3869
MW004380 | wi4-eb-1r-dl-HC-12-4000-9016 | Wittenberg 4.0 recessed spotlight | white matt (RAL 9016), Ø 93 x 45 mm, 1x LED 12,7 W ¦ 4000 K ¦ Ra > 95 ¦ spot 12°, converter not included |  | 143.3869
MW004396 | wi4-eb-1r-dl-HC-24-2700-9005 | Wittenberg 4.0 recessed spotlight | black matt (RAL 9005), Ø 93 x 45 mm, 1x LED 12,7 W ¦ 2700 K ¦ Ra > 95 ¦ medium 24°, converter not included |  | 143.3869
MW004375 | wi4-eb-1r-dl-HC-24-2700-9016 | Wittenberg 4.0 recessed spotlight | white matt (RAL 9016), Ø 93 x 45 mm, 1x LED 12,7 W ¦ 2700 K ¦ Ra > 95 ¦ medium 24°, converter not included |  | 143.3869
MW004399 | wi4-eb-1r-dl-HC-24-3000-9005 | Wittenberg 4.0 recessed spotlight | black matt (RAL 9005), Ø 93 x 45 mm, 1x LED 12,7 W ¦ 3000 K ¦ Ra > 95 ¦ medium 24°, converter not included |  | 143.3869
MW004378 | wi4-eb-1r-dl-HC-24-3000-9016 | Wittenberg 4.0 recessed spotlight | white matt (RAL 9016), Ø 93 x 45 mm, 1x LED 12,7 W ¦ 3000 K ¦ Ra > 95 ¦ medium 24°, converter not included |  | 143.3869
MW004402 | wi4-eb-1r-dl-HC-24-4000-9005 | Wittenberg 4.0 recessed spotlight | black matt (RAL 9005), Ø 93 x 45 mm, 1x LED 12,7 W ¦ 4000 K ¦ Ra > 95 ¦ medium 24°, converter not included |  | 143.3869
MW004381 | wi4-eb-1r-dl-HC-24-4000-9016 | Wittenberg 4.0 recessed spotlight | white matt (RAL 9016), Ø 93 x 45 mm, 1x LED 12,7 W ¦ 4000 K ¦ Ra > 95 ¦ medium 24°, converter not included |  | 143.3869
MW004397 | wi4-eb-1r-dl-HC-38-2700-9005 | Wittenberg 4.0 recessed spotlight | black matt (RAL 9005), Ø 93 x 45 mm, 1x LED 12,7 W ¦ 2700 K ¦ Ra > 95 ¦ flood 38°, converter not included |  | 143.3869
MW004376 | wi4-eb-1r-dl-HC-38-2700-9016 | Wittenberg 4.0 recessed spotlight | white matt (RAL 9016), Ø 93 x 45 mm, 1x LED 12,7 W ¦ 2700 K ¦ Ra > 95 ¦ flood 38°, converter not included |  | 143.3869
MW004400 | wi4-eb-1r-dl-HC-38-3000-9005 | Wittenberg 4.0 recessed spotlight | black matt (RAL 9005), Ø 93 x 45 mm, 1x LED 12,7 W ¦ 3000 K ¦ Ra > 95 ¦ flood 38°, converter not included |  | 143.3869
MW004379 | wi4-eb-1r-dl-HC-38-3000-9016 | Wittenberg 4.0 recessed spotlight | white matt (RAL 9016), Ø 93 x 45 mm, 1x LED 12,7 W ¦ 3000 K ¦ Ra > 95 ¦ flood 38°, converter not included |  | 143.3869
MW004403 | wi4-eb-1r-dl-HC-38-4000-9005 | Wittenberg 4.0 recessed spotlight | black matt (RAL 9005), Ø 93 x 45 mm, 1x LED 12,7 W ¦ 4000 K ¦ Ra > 95 ¦ flood 38°, converter not included |  | 143.3869
MW004382 | wi4-eb-1r-dl-HC-38-4000-9016 | Wittenberg 4.0 recessed spotlight | white matt (RAL 9016), Ø 93 x 45 mm, 1x LED 12,7 W ¦ 4000 K ¦ Ra > 95 ¦ flood 38°, converter not included |  | 143.3869
MW004467 | wi4-eb-1r-dl-IP44-12-d2w-9005 | Wittenberg 4.0 recessed spotlight IP44 | black matt (RAL9005), Ø 93 x 45 mm, 1x LED dim2warm 12 W ¦ 1800 - 3000 K ¦ Ra > 95 ¦ spot 12°, converter not included |  | 250.5252
MW004446 | wi4-eb-1r-dl-IP44-12-d2w-9016 | Wittenberg 4.0 recessed spotlight IP44 | white matt (RAL 9016), Ø 93 x 45 mm, 1x LED dim2warm 12 W ¦ 1800 - 3000 K ¦ Ra > 95 ¦ spot 12°, converter not included |  | 250.5252
MW004468 | wi4-eb-1r-dl-IP44-24-d2w-9005 | Wittenberg 4.0 recessed spotlight IP44 | black matt (RAL9005), Ø 93 x 45 mm, 1x LED dim2warm 12 W ¦ 1800 - 3000 K ¦ Ra > 95 ¦ medium 24°, converter not included |  | 250.5252
MW004447 | wi4-eb-1r-dl-IP44-24-d2w-9016 | Wittenberg 4.0 recessed spotlight IP44 | white matt (RAL 9016), Ø 93 x 45 mm, 1x LED dim2warm 12 W ¦ 1800 - 3000 K ¦ Ra > 95 ¦ medium 24°, converter not included |  | 250.5252
MW004469 | wi4-eb-1r-dl-IP44-38-d2w-9005 | Wittenberg 4.0 recessed spotlight IP44 | black matt (RAL9005), Ø 93 x 45 mm, 1x LED dim2warm 12 W ¦ 1800 - 3000 K ¦ Ra > 95 ¦ flood 38°, converter not included |  | 250.5252
MW004448 | wi4-eb-1r-dl-IP44-38-d2w-9016 | Wittenberg 4.0 recessed spotlight IP44 | white matt (RAL 9016), Ø 93 x 45 mm, 1x LED dim2warm 12 W ¦ 1800 - 3000 K ¦ Ra > 95 ¦ flood 38°, converter not included |  | 250.5252
MW004458 | wi4-eb-1r-dl-IP44-HC-12-2700-9005 | Wittenberg 4.0 recessed spotlight IP44 | black matt (RAL 9005), Ø 93 x 45 mm, 1x LED 12,7 W ¦ 2700 K ¦ Ra > 95 ¦ spot 12°, converter not included |  | 162.2945
MW004437 | wi4-eb-1r-dl-IP44-HC-12-2700-9016 | Wittenberg 4.0 recessed spotlight IP44 | white matt (RAL 9016), Ø 93 x 45 mm, 1x LED 12,7 W ¦ 2700 K ¦ Ra > 95 ¦ spot 12°, converter not included |  | 162.2945
MW004461 | wi4-eb-1r-dl-IP44-HC-12-3000-9005 | Wittenberg 4.0 recessed spotlight IP44 | black matt (RAL 9005), Ø 93 x 45 mm, 1x LED 12,7 W ¦ 3000 K ¦ Ra > 95 ¦ spot 12°, converter not included |  | 162.2945
MW004440 | wi4-eb-1r-dl-IP44-HC-12-3000-9016 | Wittenberg 4.0 recessed spotlight IP44 | white matt (RAL 9016), Ø 93 x 45 mm, 1x LED 12,7 W ¦ 3000 K ¦ Ra > 95 ¦ spot 12°, converter not included |  | 162.2945
MW004464 | wi4-eb-1r-dl-IP44-HC-12-4000-9005 | Wittenberg 4.0 recessed spotlight IP44 | black matt (RAL 9005), Ø 93 x 45 mm, 1x LED 12,7 W ¦ 4000 K ¦ Ra > 95 ¦ spot 12°, converter not included |  | 162.2945
MW004443 | wi4-eb-1r-dl-IP44-HC-12-4000-9016 | Wittenberg 4.0 recessed spotlight IP44 | white matt (RAL 9016), Ø 93 x 45 mm, 1x LED 12,7 W ¦ 4000 K ¦ Ra > 95 ¦ spot 12°, converter not included |  | 162.2945
MW004459 | wi4-eb-1r-dl-IP44-HC-24-2700-9005 | Wittenberg 4.0 recessed spotlight IP44 | black matt (RAL 9005), Ø 93 x 45 mm, 1x LED 12,7 W ¦ 2700 K ¦ Ra > 95 ¦ medium 24°, converter not included |  | 162.2945
MW004438 | wi4-eb-1r-dl-IP44-HC-24-2700-9016 | Wittenberg 4.0 recessed spotlight IP44 | white matt (RAL 9016), Ø 93 x 45 mm, 1x LED 12,7 W ¦ 2700 K ¦ Ra > 95 ¦ medium 24°, converter not included |  | 162.2945
MW004462 | wi4-eb-1r-dl-IP44-HC-24-3000-9005 | Wittenberg 4.0 recessed spotlight IP44 | black matt (RAL 9005), Ø 93 x 45 mm, 1x LED 12,7 W ¦ 3000 K ¦ Ra > 95 ¦ medium 24°, converter not included |  | 162.2945
MW004441 | wi4-eb-1r-dl-IP44-HC-24-3000-9016 | Wittenberg 4.0 recessed spotlight IP44 | white matt (RAL 9016), Ø 93 x 45 mm, 1x LED 12,7 W ¦ 3000 K ¦ Ra > 95 ¦ medium 24°, converter not included |  | 162.2945
MW004465 | wi4-eb-1r-dl-IP44-HC-24-4000-9005 | Wittenberg 4.0 recessed spotlight IP44 | black matt (RAL 9005), Ø 93 x 45 mm, 1x LED 12,7 W ¦ 4000 K ¦ Ra > 95 ¦ medium 24°, converter not included |  | 162.2945
MW004444 | wi4-eb-1r-dl-IP44-HC-24-4000-9016 | Wittenberg 4.0 recessed spotlight IP44 | white matt (RAL 9016), Ø 93 x 45 mm, 1x LED 12,7 W ¦ 4000 K ¦ Ra > 95 ¦ medium 24°, converter not included |  | 162.2945
MW004460 | wi4-eb-1r-dl-IP44-HC-38-2700-9005 | Wittenberg 4.0 recessed spotlight IP44 | black matt (RAL 9005), Ø 93 x 45 mm, 1x LED 12,7 W ¦ 2700 K ¦ Ra > 95 ¦ flood 38°, converter not included |  | 162.2945
MW004439 | wi4-eb-1r-dl-IP44-HC-38-2700-9016 | Wittenberg 4.0 recessed spotlight IP44 | white matt (RAL 9016), Ø 93 x 45 mm, 1x LED 12,7 W ¦ 2700 K ¦ Ra > 95 ¦ flood 38°, converter not included |  | 162.2945
MW004463 | wi4-eb-1r-dl-IP44-HC-38-3000-9005 | Wittenberg 4.0 recessed spotlight IP44 | black matt (RAL 9005), Ø 93 x 45 mm, 1x LED 12,7 W ¦ 3000 K ¦ Ra > 95 ¦ flood 38°, converter not included |  | 162.2945
MW004442 | wi4-eb-1r-dl-IP44-HC-38-3000-9016 | Wittenberg 4.0 recessed spotlight IP44 | white matt (RAL 9016), Ø 93 x 45 mm, 1x LED 12,7 W ¦ 3000 K ¦ Ra > 95 ¦ flood 38°, converter not included |  | 162.2945
MW004466 | wi4-eb-1r-dl-IP44-HC-38-4000-9005 | Wittenberg 4.0 recessed spotlight IP44 | black matt (RAL 9005), Ø 93 x 45 mm, 1x LED 12,7 W ¦ 4000 K ¦ Ra > 95 ¦ flood 38°, converter not included |  | 162.2945
MW004445 | wi4-eb-1r-dl-IP44-HC-38-4000-9016 | Wittenberg 4.0 recessed spotlight IP44 | white matt (RAL 9016), Ø 93 x 45 mm, 1x LED 12,7 W ¦ 4000 K ¦ Ra > 95 ¦ flood 38°, converter not included |  | 162.2945
MW004530 | wi4-eb-1r-ep-12-d2w-9005 | Wittenberg 4.0 recessed spotlight rimless for plastering | black matt (RAL9005), Ø 90 x 69 mm, 1x LED dim2warm 12 W ¦ 1800 - 3000 K ¦ Ra > 95 ¦ spot 12°, converter not included |  | 414.3908
MW004635 | wi4-eb-1r-ep-12-d2w-9005-cr | Wittenberg 4.0 recessed spotlight rimless for plastering | black matt (RAL 9005) and chrome, Ø 90 x 69 mm, 1x LED dim2warm 12 W ¦ 1800 - 3000 K ¦ Ra > 95 ¦ spot 12°, converter not included |  | 450.6303
MW004677 | wi4-eb-1r-ep-12-d2w-9005-me | Wittenberg 4.0 recessed spotlight rimless for plastering | black matt (RAL 9005) and brass, Ø 90 x 69 mm, 1x LED dim2warm 12 W ¦ 1800 - 3000 K ¦ Ra > 95 ¦ spot 12°, converter not included |  | 450.6303
MW004509 | wi4-eb-1r-ep-12-d2w-9016 | Wittenberg 4.0 recessed spotlight rimless for plastering | white matt (RAL 9016), Ø 90 x 69 mm, 1x LED dim2warm 12 W ¦ 1800 - 3000 K ¦ Ra > 95 ¦ spot 12°, converter not included |  | 414.3908
MW004572 | wi4-eb-1r-ep-12-d2w-9016-cr | Wittenberg 4.0 recessed spotlight rimless for plastering | white matt (RAL 9016) and chrome, Ø 90 x 69 mm, 1x LED dim2warm 12 W ¦ 1800 - 3000 K ¦ Ra > 95 ¦ spot 12°, converter not included |  | 450.6303
MW004614 | wi4-eb-1r-ep-12-d2w-9016-me | Wittenberg 4.0 recessed spotlight rimless for plastering | white matt (RAL 9016) and brass, Ø 90 x 69 mm, 1x LED dim2warm 12 W ¦ 1800 - 3000 K ¦ Ra > 95 ¦ spot 12°, converter not included |  | 450.6303
MW004531 | wi4-eb-1r-ep-24-d2w-9005 | Wittenberg 4.0 recessed spotlight rimless for plastering | black matt (RAL9005), Ø 90 x 69 mm, 1x LED dim2warm 12 W ¦ 1800 - 3000 K ¦ Ra > 95 ¦ medium 24°, converter not included |  | 414.3908
MW004636 | wi4-eb-1r-ep-24-d2w-9005-cr | Wittenberg 4.0 recessed spotlight rimless for plastering | black matt (RAL 9005) and chrome, Ø 90 x 69 mm, 1x LED dim2warm 12 W ¦ 1800 - 3000 K ¦ Ra > 95 ¦ medium 24°, converter not included |  | 450.6303
MW004678 | wi4-eb-1r-ep-24-d2w-9005-me | Wittenberg 4.0 recessed spotlight rimless for plastering | black matt (RAL 9005) and brass, Ø 90 x 69 mm, 1x LED dim2warm 12 W ¦ 1800 - 3000 K ¦ Ra > 95 ¦ medium 24°, converter not included |  | 450.6303
MW004510 | wi4-eb-1r-ep-24-d2w-9016 | Wittenberg 4.0 recessed spotlight rimless for plastering | white matt (RAL 9016), Ø 90 x 69 mm, 1x LED dim2warm 12 W ¦ 1800 - 3000 K ¦ Ra > 95 ¦ medium 24°, converter not included |  | 414.3908
MW004573 | wi4-eb-1r-ep-24-d2w-9016-cr | Wittenberg 4.0 recessed spotlight rimless for plastering | white matt (RAL 9016) and chrome, Ø 90 x 69 mm, 1x LED dim2warm 12 W ¦ 1800 - 3000 K ¦ Ra > 95 ¦ medium 24°, converter not included |  | 450.6303
MW004615 | wi4-eb-1r-ep-24-d2w-9016-me | Wittenberg 4.0 recessed spotlight rimless for plastering | white matt (RAL 9016) and brass, Ø 90 x 69 mm, 1x LED dim2warm 12 W ¦ 1800 - 3000 K ¦ Ra > 95 ¦ medium 24°, converter not included |  | 450.6303
MW004532 | wi4-eb-1r-ep-38-d2w-9005 | Wittenberg 4.0 recessed spotlight rimless for plastering | black matt (RAL9005), Ø 90 x 69 mm, 1x LED dim2warm 12 W ¦ 1800 - 3000 K ¦ Ra > 95 ¦ flood 38°, converter not included |  | 414.3908
MW004637 | wi4-eb-1r-ep-38-d2w-9005-cr | Wittenberg 4.0 recessed spotlight rimless for plastering | black matt (RAL 9005) and chrome, Ø 90 x 69 mm, 1x LED dim2warm 12 W ¦ 1800 - 3000 K ¦ Ra > 95 ¦ flood 38°, converter not included |  | 450.6303
MW004679 | wi4-eb-1r-ep-38-d2w-9005-me | Wittenberg 4.0 recessed spotlight rimless for plastering | black matt (RAL 9005) and brass, Ø 90 x 69 mm, 1x LED dim2warm 12 W ¦ 1800 - 3000 K ¦ Ra > 95 ¦ flood 38°, converter not included |  | 450.6303
MW004511 | wi4-eb-1r-ep-38-d2w-9016 | Wittenberg 4.0 recessed spotlight rimless for plastering | white matt (RAL 9016), Ø 90 x 69 mm, 1x LED dim2warm 12 W ¦ 1800 - 3000 K ¦ Ra > 95 ¦ flood 38°, converter not included |  | 414.3908
MW004574 | wi4-eb-1r-ep-38-d2w-9016-cr | Wittenberg 4.0 recessed spotlight rimless for plastering | white matt (RAL 9016) and chrome, Ø 90 x 69 mm, 1x LED dim2warm 12 W ¦ 1800 - 3000 K ¦ Ra > 95 ¦ flood 38°, converter not included |  | 450.6303
MW004616 | wi4-eb-1r-ep-38-d2w-9016-me | Wittenberg 4.0 recessed spotlight rimless for plastering | white matt (RAL 9016) and brass, Ø 90 x 69 mm, 1x LED dim2warm 12 W ¦ 1800 - 3000 K ¦ Ra > 95 ¦ flood 38°, converter not included |  | 450.6303
MW004521 | wi4-eb-1r-ep-HC-12-2700-9005 | Wittenberg 4.0 recessed spotlight rimless for plastering | black matt (RAL 9005), Ø 90 x 69 mm, 1x LED 12,7 W ¦ 2700 K ¦ Ra > 95 ¦ spot 12°, converter not included |  | 326.16
MW004626 | wi4-eb-1r-ep-HC-12-2700-9005-cr | Wittenberg 4.0 recessed spotlight rimless for plastering | black matt (RAL 9005) and chrome, Ø 90 x 69 mm, 1x LED 12,7 W ¦ 2700 K ¦ Ra > 95 ¦ spot 12°, converter not included |  | 362.4
MW004668 | wi4-eb-1r-ep-HC-12-2700-9005-me | Wittenberg 4.0 recessed spotlight rimless for plastering | black matt (RAL 9005) and brass, Ø 90 x 69 mm, 1x LED 12,7 W ¦ 2700 K ¦ Ra > 95 ¦ spot 12°, converter not included |  | 362.3995
MW004500 | wi4-eb-1r-ep-HC-12-2700-9016 | Wittenberg 4.0 recessed spotlight rimless for plastering | white matt (RAL 9016), Ø 90 x 69 mm, 1x LED 12,7 W ¦ 2700 K ¦ Ra > 95 ¦ spot 12°, converter not included |  | 326.16
MW004563 | wi4-eb-1r-ep-HC-12-2700-9016-cr | Wittenberg 4.0 recessed spotlight rimless for plastering | white matt (RAL 9016) and chrome, Ø 90 x 69 mm, 1x LED 12,7 W ¦ 2700 K ¦ Ra > 95 ¦ spot 12°, converter not included |  | 362.4
MW004605 | wi4-eb-1r-ep-HC-12-2700-9016-me | Wittenberg 4.0 recessed spotlight rimless for plastering | white matt (RAL 9016) and brass, Ø 90 x 69 mm, 1x LED 12,7 W ¦ 2700 K ¦ Ra > 95 ¦ spot 12°, converter not included |  | 362.3995
MW004524 | wi4-eb-1r-ep-HC-12-3000-9005 | Wittenberg 4.0 recessed spotlight rimless for plastering | black matt (RAL 9005), Ø 90 x 69 mm, 1x LED 12,7 W ¦ 3000 K ¦ Ra > 95 ¦ spot 12°, converter not included |  | 326.16
MW004629 | wi4-eb-1r-ep-HC-12-3000-9005-cr | Wittenberg 4.0 recessed spotlight rimless for plastering | black matt (RAL 9005) and chrome, Ø 90 x 69 mm, 1x LED 12,7 W ¦ 3000 K ¦ Ra > 95 ¦ spot 12°, converter not included |  | 362.4
MW004671 | wi4-eb-1r-ep-HC-12-3000-9005-me | Wittenberg 4.0 recessed spotlight rimless for plastering | black matt (RAL 9005) and brass, Ø 90 x 69 mm, 1x LED 12,7 W ¦ 3000 K ¦ Ra > 95 ¦ spot 12°, converter not included |  | 362.3995
MW004503 | wi4-eb-1r-ep-HC-12-3000-9016 | Wittenberg 4.0 recessed spotlight rimless for plastering | white matt (RAL 9016), Ø 90 x 69 mm, 1x LED 12,7 W ¦ 3000 K ¦ Ra > 95 ¦ spot 12°, converter not included |  | 326.16
MW004566 | wi4-eb-1r-ep-HC-12-3000-9016-cr | Wittenberg 4.0 recessed spotlight rimless for plastering | white matt (RAL 9016) and chrome, Ø 90 x 69 mm, 1x LED 12,7 W ¦ 3000 K ¦ Ra > 95 ¦ spot 12°, converter not included |  | 362.4
MW004608 | wi4-eb-1r-ep-HC-12-3000-9016-me | Wittenberg 4.0 recessed spotlight rimless for plastering | white matt (RAL 9016) and brass, Ø 90 x 69 mm, 1x LED 12,7 W ¦ 3000 K ¦ Ra > 95 ¦ spot 12°, converter not included |  | 362.3995
MW004527 | wi4-eb-1r-ep-HC-12-4000-9005 | Wittenberg 4.0 recessed spotlight rimless for plastering | black matt (RAL 9005), Ø 90 x 69 mm, 1x LED 12,7 W ¦ 4000 K ¦ Ra > 95 ¦ spot 12°, converter not included |  | 326.16
MW004632 | wi4-eb-1r-ep-HC-12-4000-9005-cr | Wittenberg 4.0 recessed spotlight rimless for plastering | black matt (RAL 9005) and chrome, Ø 90 x 69 mm, 1x LED 12,7 W ¦ 4000 K ¦ Ra > 95 ¦ spot 12°, converter not included |  | 362.4
MW004674 | wi4-eb-1r-ep-HC-12-4000-9005-me | Wittenberg 4.0 recessed spotlight rimless for plastering | black matt (RAL 9005) and brass, Ø 90 x 69 mm, 1x LED 12,7 W ¦ 4000 K ¦ Ra > 95 ¦ spot 12°, converter not included |  | 362.3995
MW004506 | wi4-eb-1r-ep-HC-12-4000-9016 | Wittenberg 4.0 recessed spotlight rimless for plastering | white matt (RAL 9016), Ø 90 x 69 mm, 1x LED 12,7 W ¦ 4000 K ¦ Ra > 95 ¦ spot 12°, converter not included |  | 326.16
MW004569 | wi4-eb-1r-ep-HC-12-4000-9016-cr | Wittenberg 4.0 recessed spotlight rimless for plastering | white matt (RAL 9016) and chrome, Ø 90 x 69 mm, 1x LED 12,7 W ¦ 4000 K ¦ Ra > 95 ¦ spot 12°, converter not included |  | 362.4
MW004611 | wi4-eb-1r-ep-HC-12-4000-9016-me | Wittenberg 4.0 recessed spotlight rimless for plastering | white matt (RAL 9016) and brass, Ø 90 x 69 mm, 1x LED 12,7 W ¦ 4000 K ¦ Ra > 95 ¦ spot 12°, converter not included |  | 362.3995
MW004522 | wi4-eb-1r-ep-HC-24-2700-9005 | Wittenberg 4.0 recessed spotlight rimless for plastering | black matt (RAL 9005), Ø 90 x 69 mm, 1x LED 12,7 W ¦ 2700 K ¦ Ra > 95 ¦ medium 24°, converter not included |  | 326.16
MW004627 | wi4-eb-1r-ep-HC-24-2700-9005-cr | Wittenberg 4.0 recessed spotlight rimless for plastering | black matt (RAL 9005) and chrome, Ø 90 x 69 mm, 1x LED 12,7 W ¦ 2700 K ¦ Ra > 95 ¦ medium 24°, converter not included |  | 362.4
MW004669 | wi4-eb-1r-ep-HC-24-2700-9005-me | Wittenberg 4.0 recessed spotlight rimless for plastering | black matt (RAL 9005) and brass, Ø 90 x 69 mm, 1x LED 12,7 W ¦ 2700 K ¦ Ra > 95 ¦ medium 24°, converter not included |  | 362.3995
MW004501 | wi4-eb-1r-ep-HC-24-2700-9016 | Wittenberg 4.0 recessed spotlight rimless for plastering | white matt (RAL 9016), Ø 90 x 69 mm, 1x LED 12,7 W ¦ 2700 K ¦ Ra > 95 ¦ medium 24°, converter not included |  | 326.16
MW004564 | wi4-eb-1r-ep-HC-24-2700-9016-cr | Wittenberg 4.0 recessed spotlight rimless for plastering | white matt (RAL 9016) and chrome, Ø 90 x 69 mm, 1x LED 12,7 W ¦ 2700 K ¦ Ra > 95 ¦ medium 24°, converter not included |  | 362.4
MW004606 | wi4-eb-1r-ep-HC-24-2700-9016-me | Wittenberg 4.0 recessed spotlight rimless for plastering | white matt (RAL 9016) and brass, Ø 90 x 69 mm, 1x LED 12,7 W ¦ 2700 K ¦ Ra > 95 ¦ medium 24°, converter not included |  | 362.3995
MW004525 | wi4-eb-1r-ep-HC-24-3000-9005 | Wittenberg 4.0 recessed spotlight rimless for plastering | black matt (RAL 9005), Ø 90 x 69 mm, 1x LED 12,7 W ¦ 3000 K ¦ Ra > 95 ¦ medium 24°, converter not included |  | 326.16
MW004630 | wi4-eb-1r-ep-HC-24-3000-9005-cr | Wittenberg 4.0 recessed spotlight rimless for plastering | black matt (RAL 9005) and chrome, Ø 90 x 69 mm, 1x LED 12,7 W ¦ 3000 K ¦ Ra > 95 ¦ medium 24°, converter not included |  | 362.4
MW004672 | wi4-eb-1r-ep-HC-24-3000-9005-me | Wittenberg 4.0 recessed spotlight rimless for plastering | black matt (RAL 9005) and brass, Ø 90 x 69 mm, 1x LED 12,7 W ¦ 3000 K ¦ Ra > 95 ¦ medium 24°, converter not included |  | 362.3995
MW004504 | wi4-eb-1r-ep-HC-24-3000-9016 | Wittenberg 4.0 recessed spotlight rimless for plastering | white matt (RAL 9016), Ø 90 x 69 mm, 1x LED 12,7 W ¦ 3000 K ¦ Ra > 95 ¦ medium 24°, converter not included |  | 326.16
MW004567 | wi4-eb-1r-ep-HC-24-3000-9016-cr | Wittenberg 4.0 recessed spotlight rimless for plastering | white matt (RAL 9016) and chrome, Ø 90 x 69 mm, 1x LED 12,7 W ¦ 3000 K ¦ Ra > 95 ¦ medium 24°, converter not included |  | 362.4
MW004609 | wi4-eb-1r-ep-HC-24-3000-9016-me | Wittenberg 4.0 recessed spotlight rimless for plastering | white matt (RAL 9016) and brass, Ø 90 x 69 mm, 1x LED 12,7 W ¦ 3000 K ¦ Ra > 95 ¦ medium 24°, converter not included |  | 362.3995
MW004528 | wi4-eb-1r-ep-HC-24-4000-9005 | Wittenberg 4.0 recessed spotlight rimless for plastering | black matt (RAL 9005), Ø 90 x 69 mm, 1x LED 12,7 W ¦ 4000 K ¦ Ra > 95 ¦ medium 24°, converter not included |  | 326.16
MW004633 | wi4-eb-1r-ep-HC-24-4000-9005-cr | Wittenberg 4.0 recessed spotlight rimless for plastering | black matt (RAL 9005) and chrome, Ø 90 x 69 mm, 1x LED 12,7 W ¦ 4000 K ¦ Ra > 95 ¦ medium 24°, converter not included |  | 362.4
MW004675 | wi4-eb-1r-ep-HC-24-4000-9005-me | Wittenberg 4.0 recessed spotlight rimless for plastering | black matt (RAL 9005) and brass, Ø 90 x 69 mm, 1x LED 12,7 W ¦ 4000 K ¦ Ra > 95 ¦ medium 24°, converter not included |  | 362.3995
MW004507 | wi4-eb-1r-ep-HC-24-4000-9016 | Wittenberg 4.0 recessed spotlight rimless for plastering | white matt (RAL 9016), Ø 90 x 69 mm, 1x LED 12,7 W ¦ 4000 K ¦ Ra > 95 ¦ medium 24°, converter not included |  | 326.16
MW004570 | wi4-eb-1r-ep-HC-24-4000-9016-cr | Wittenberg 4.0 recessed spotlight rimless for plastering | white matt (RAL 9016) and chrome, Ø 90 x 69 mm, 1x LED 12,7 W ¦ 4000 K ¦ Ra > 95 ¦ medium 24°, converter not included |  | 362.4
MW004612 | wi4-eb-1r-ep-HC-24-4000-9016-me | Wittenberg 4.0 recessed spotlight rimless for plastering | white matt (RAL 9016) and brass, Ø 90 x 69 mm, 1x LED 12,7 W ¦ 4000 K ¦ Ra > 95 ¦ medium 24°, converter not included |  | 362.3995
MW004523 | wi4-eb-1r-ep-HC-38-2700-9005 | Wittenberg 4.0 recessed spotlight rimless for plastering | black matt (RAL 9005), Ø 90 x 69 mm, 1x LED 12,7 W ¦ 2700 K ¦ Ra > 95 ¦ flood 38°, converter not included |  | 326.16
MW004628 | wi4-eb-1r-ep-HC-38-2700-9005-cr | Wittenberg 4.0 recessed spotlight rimless for plastering | black matt (RAL 9005) and chrome, Ø 90 x 69 mm, 1x LED 12,7 W ¦ 2700 K ¦ Ra > 95 ¦ flood 38°, converter not included |  | 362.4
MW004670 | wi4-eb-1r-ep-HC-38-2700-9005-me | Wittenberg 4.0 recessed spotlight rimless for plastering | black matt (RAL 9005) and brass, Ø 90 x 69 mm, 1x LED 12,7 W ¦ 2700 K ¦ Ra > 95 ¦ flood 38°, converter not included |  | 362.3995
MW004502 | wi4-eb-1r-ep-HC-38-2700-9016 | Wittenberg 4.0 recessed spotlight rimless for plastering | white matt (RAL 9016), Ø 90 x 69 mm, 1x LED 12,7 W ¦ 2700 K ¦ Ra > 95 ¦ flood 38°, converter not included |  | 326.16
MW004565 | wi4-eb-1r-ep-HC-38-2700-9016-cr | Wittenberg 4.0 recessed spotlight rimless for plastering | white matt (RAL 9016) and chrome, Ø 90 x 69 mm, 1x LED 12,7 W ¦ 2700 K ¦ Ra > 95 ¦ flood 38°, converter not included |  | 362.4
MW004607 | wi4-eb-1r-ep-HC-38-2700-9016-me | Wittenberg 4.0 recessed spotlight rimless for plastering | white matt (RAL 9016) and brass, Ø 90 x 69 mm, 1x LED 12,7 W ¦ 2700 K ¦ Ra > 95 ¦ flood 38°, converter not included |  | 362.3995
MW004526 | wi4-eb-1r-ep-HC-38-3000-9005 | Wittenberg 4.0 recessed spotlight rimless for plastering | black matt (RAL 9005), Ø 90 x 69 mm, 1x LED 12,7 W ¦ 3000 K ¦ Ra > 95 ¦ flood 38°, converter not included |  | 326.16
MW004631 | wi4-eb-1r-ep-HC-38-3000-9005-cr | Wittenberg 4.0 recessed spotlight rimless for plastering | black matt (RAL 9005) and chrome, Ø 90 x 69 mm, 1x LED 12,7 W ¦ 3000 K ¦ Ra > 95 ¦ flood 38°, converter not included |  | 362.4
MW004673 | wi4-eb-1r-ep-HC-38-3000-9005-me | Wittenberg 4.0 recessed spotlight rimless for plastering | black matt (RAL 9005) and brass, Ø 90 x 69 mm, 1x LED 12,7 W ¦ 3000 K ¦ Ra > 95 ¦ flood 38°, converter not included |  | 362.3995
MW004505 | wi4-eb-1r-ep-HC-38-3000-9016 | Wittenberg 4.0 recessed spotlight rimless for plastering | white matt (RAL 9016), Ø 90 x 69 mm, 1x LED 12,7 W ¦ 3000 K ¦ Ra > 95 ¦ flood 38°, converter not included |  | 326.16
MW004568 | wi4-eb-1r-ep-HC-38-3000-9016-cr | Wittenberg 4.0 recessed spotlight rimless for plastering | white matt (RAL 9016) and chrome, Ø 90 x 69 mm, 1x LED 12,7 W ¦ 3000 K ¦ Ra > 95 ¦ flood 38°, converter not included |  | 362.4
MW004610 | wi4-eb-1r-ep-HC-38-3000-9016-me | Wittenberg 4.0 recessed spotlight rimless for plastering | white matt (RAL 9016) and brass, Ø 90 x 69 mm, 1x LED 12,7 W ¦ 3000 K ¦ Ra > 95 ¦ flood 38°, converter not included |  | 362.3995
MW004529 | wi4-eb-1r-ep-HC-38-4000-9005 | Wittenberg 4.0 recessed spotlight rimless for plastering | black matt (RAL 9005), Ø 90 x 69 mm, 1x LED 12,7 W ¦ 4000 K ¦ Ra > 95 ¦ flood 38°, converter not included |  | 326.16
MW004634 | wi4-eb-1r-ep-HC-38-4000-9005-cr | Wittenberg 4.0 recessed spotlight rimless for plastering | black matt (RAL 9005) and chrome, Ø 90 x 69 mm, 1x LED 12,7 W ¦ 4000 K ¦ Ra > 95 ¦ flood 38°, converter not included |  | 362.4
MW004676 | wi4-eb-1r-ep-HC-38-4000-9005-me | Wittenberg 4.0 recessed spotlight rimless for plastering | black matt (RAL 9005) and brass, Ø 90 x 69 mm, 1x LED 12,7 W ¦ 4000 K ¦ Ra > 95 ¦ flood 38°, converter not included |  | 362.3995
MW004508 | wi4-eb-1r-ep-HC-38-4000-9016 | Wittenberg 4.0 recessed spotlight rimless for plastering | white matt (RAL 9016), Ø 90 x 69 mm, 1x LED 12,7 W ¦ 4000 K ¦ Ra > 95 ¦ flood 38°, converter not included |  | 326.16
MW004571 | wi4-eb-1r-ep-HC-38-4000-9016-cr | Wittenberg 4.0 recessed spotlight rimless for plastering | white matt (RAL 9016) and chrome, Ø 90 x 69 mm, 1x LED 12,7 W ¦ 4000 K ¦ Ra > 95 ¦ flood 38°, converter not included |  | 362.4
MW004613 | wi4-eb-1r-ep-HC-38-4000-9016-me | Wittenberg 4.0 recessed spotlight rimless for plastering | white matt (RAL 9016) and brass, Ø 90 x 69 mm, 1x LED 12,7 W ¦ 4000 K ¦ Ra > 95 ¦ flood 38°, converter not included |  | 362.3995
MW004206 | wi4-eb-1r-HC-12-2700-9005 | Wittenberg 4.0 recessed spotlight | black matt (RAL 9005), Ø 110 x 68 mm, 1x LED 12,7 W ¦ 2700 K ¦ Ra > 95 ¦ spot 12°, converter not included |  | 326.16
MW004185 | wi4-eb-1r-HC-12-2700-9016 | Wittenberg 4.0 recessed spotlight | white matt (RAL 9016), Ø 110 x 68 mm, 1x LED 12,7 W ¦ 2700 K ¦ Ra > 95 ¦ spot 12°, converter not included |  | 326.16
MW004209 | wi4-eb-1r-HC-12-3000-9005 | Wittenberg 4.0 recessed spotlight | black matt (RAL 9005), Ø 110 x 68 mm, 1x LED 12,7 W ¦ 3000 K ¦ Ra > 95 ¦ spot 12°, converter not included |  | 326.16
MW004188 | wi4-eb-1r-HC-12-3000-9016 | Wittenberg 4.0 recessed spotlight | white matt (RAL 9016), Ø 110 x 68 mm, 1x LED 12,7 W ¦ 3000 K ¦ Ra > 95 ¦ spot 12°, converter not included |  | 326.16
MW004212 | wi4-eb-1r-HC-12-4000-9005 | Wittenberg 4.0 recessed spotlight | black matt (RAL 9005), Ø 110 x 68 mm, 1x LED 12,7 W ¦ 4000 K ¦ Ra > 95 ¦ spot 12°, converter not included |  | 326.16
MW004191 | wi4-eb-1r-HC-12-4000-9016 | Wittenberg 4.0 recessed spotlight | white matt (RAL 9016), Ø 110 x 68 mm, 1x LED 12,7 W ¦ 4000 K ¦ Ra > 95 ¦ spot 12°, converter not included |  | 326.16
MW004207 | wi4-eb-1r-HC-24-2700-9005 | Wittenberg 4.0 recessed spotlight | black matt (RAL 9005), Ø 110 x 68 mm, 1x LED 12,7 W ¦ 2700 K ¦ Ra > 95 ¦ medium 24°, converter not included |  | 326.16
MW004186 | wi4-eb-1r-HC-24-2700-9016 | Wittenberg 4.0 recessed spotlight | white matt (RAL 9016), Ø 110 x 68 mm, 1x LED 12,7 W ¦ 2700 K ¦ Ra > 95 ¦ medium 24°, converter not included |  | 326.16
MW004210 | wi4-eb-1r-HC-24-3000-9005 | Wittenberg 4.0 recessed spotlight | black matt (RAL 9005), Ø 110 x 68 mm, 1x LED 12,7 W ¦ 3000 K ¦ Ra > 95 ¦ medium 24°, converter not included |  | 326.16
MW004189 | wi4-eb-1r-HC-24-3000-9016 | Wittenberg 4.0 recessed spotlight | white matt (RAL 9016), Ø 110 x 68 mm, 1x LED 12,7 W ¦ 3000 K ¦ Ra > 95 ¦ medium 24°, converter not included |  | 326.16
MW004213 | wi4-eb-1r-HC-24-4000-9005 | Wittenberg 4.0 recessed spotlight | black matt (RAL 9005), Ø 110 x 68 mm, 1x LED 12,7 W ¦ 4000 K ¦ Ra > 95 ¦ medium 24°, converter not included |  | 326.16
MW004192 | wi4-eb-1r-HC-24-4000-9016 | Wittenberg 4.0 recessed spotlight | white matt (RAL 9016), Ø 110 x 68 mm, 1x LED 12,7 W ¦ 4000 K ¦ Ra > 95 ¦ medium 24°, converter not included |  | 326.16
MW004208 | wi4-eb-1r-HC-38-2700-9005 | Wittenberg 4.0 recessed spotlight | black matt (RAL 9005), Ø 110 x 68 mm, 1x LED 12,7 W ¦ 2700 K ¦ Ra > 95 ¦ flood 38°, converter not included |  | 326.16
MW004187 | wi4-eb-1r-HC-38-2700-9016 | Wittenberg 4.0 recessed spotlight | white matt (RAL 9016), Ø 110 x 68 mm, 1x LED 12,7 W ¦ 2700 K ¦ Ra > 95 ¦ flood 38°, converter not included |  | 326.16
MW004211 | wi4-eb-1r-HC-38-3000-9005 | Wittenberg 4.0 recessed spotlight | black matt (RAL 9005), Ø 110 x 68 mm, 1x LED 12,7 W ¦ 3000 K ¦ Ra > 95 ¦ flood 38°, converter not included |  | 326.16
MW004190 | wi4-eb-1r-HC-38-3000-9016 | Wittenberg 4.0 recessed spotlight | white matt (RAL 9016), Ø 110 x 68 mm, 1x LED 12,7 W ¦ 3000 K ¦ Ra > 95 ¦ flood 38°, converter not included |  | 326.16
MW004214 | wi4-eb-1r-HC-38-4000-9005 | Wittenberg 4.0 recessed spotlight | black matt (RAL 9005), Ø 110 x 68 mm, 1x LED 12,7 W ¦ 4000 K ¦ Ra > 95 ¦ flood 38°, converter not included |  | 326.16
MW004193 | wi4-eb-1r-HC-38-4000-9016 | Wittenberg 4.0 recessed spotlight | white matt (RAL 9016), Ø 110 x 68 mm, 1x LED 12,7 W ¦ 4000 K ¦ Ra > 95 ¦ flood 38°, converter not included |  | 326.16
MW004782 | wi4-eb-1r-kr-12-d2w-9005 | Wittenberg 4.0 recessed spotlight | black matt (RAL9005), Ø 76 x 74 mm, 1x LED dim2warm 12 W ¦ 1800 - 3000 K ¦ Ra > 95 ¦ spot 12°, converter not included |  | 359.2437
MW004761 | wi4-eb-1r-kr-12-d2w-9016 | Wittenberg 4.0 recessed spotlight | white matt (RAL 9016), Ø 76 x 74 mm, 1x LED dim2warm 12 W ¦ 1800 - 3000 K ¦ Ra > 95 ¦ spot 12°, converter not included |  | 359.2437
MW004783 | wi4-eb-1r-kr-24-d2w-9005 | Wittenberg 4.0 recessed spotlight | black matt (RAL9005), Ø 76 x 74 mm, 1x LED dim2warm 12 W ¦ 1800 - 3000 K ¦ Ra > 95 ¦ medium 24°, converter not included |  | 359.2437
MW004762 | wi4-eb-1r-kr-24-d2w-9016 | Wittenberg 4.0 recessed spotlight | white matt (RAL 9016), Ø 76 x 74 mm, 1x LED dim2warm 12 W ¦ 1800 - 3000 K ¦ Ra > 95 ¦ medium 24°, converter not included |  | 359.2437
MW004784 | wi4-eb-1r-kr-38-d2w-9005 | Wittenberg 4.0 recessed spotlight | black matt (RAL9005), Ø 76 x 74 mm, 1x LED dim2warm 12 W ¦ 1800 - 3000 K ¦ Ra > 95 ¦ flood 38°, converter not included |  | 359.2437
MW004763 | wi4-eb-1r-kr-38-d2w-9016 | Wittenberg 4.0 recessed spotlight | white matt (RAL 9016), Ø 76 x 74 mm, 1x LED dim2warm 12 W ¦ 1800 - 3000 K ¦ Ra > 95 ¦ flood 38°, converter not included |  | 359.2437
MW004773 | wi4-eb-1r-kr-HC-12-2700-9005 | Wittenberg 4.0 recessed spotlight | black matt (RAL 9005), Ø 76 x 74 mm, 1x LED 12,7 W ¦ 2700 K ¦ Ra > 95 ¦ spot 12°, converter not included |  | 271.013
MW004752 | wi4-eb-1r-kr-HC-12-2700-9016 | Wittenberg 4.0 recessed spotlight | white matt (RAL 9016), Ø 76 x 74 mm, 1x LED 12,7 W ¦ 2700 K ¦ Ra > 95 ¦ spot 12°, converter not included |  | 271.013
MW004776 | wi4-eb-1r-kr-HC-12-3000-9005 | Wittenberg 4.0 recessed spotlight | black matt (RAL 9005), Ø 76 x 74 mm, 1x LED 12,7 W ¦ 3000 K ¦ Ra > 95 ¦ spot 12°, converter not included |  | 271.013
MW004755 | wi4-eb-1r-kr-HC-12-3000-9016 | Wittenberg 4.0 recessed spotlight | white matt (RAL 9016), Ø 76 x 74 mm, 1x LED 12,7 W ¦ 3000 K ¦ Ra > 95 ¦ spot 12°, converter not included |  | 271.013
MW004779 | wi4-eb-1r-kr-HC-12-4000-9005 | Wittenberg 4.0 recessed spotlight | black matt (RAL 9005), Ø 76 x 74 mm, 1x LED 12,7 W ¦ 4000 K ¦ Ra > 95 ¦ spot 12°, converter not included |  | 271.013
MW004758 | wi4-eb-1r-kr-HC-12-4000-9016 | Wittenberg 4.0 recessed spotlight | white matt (RAL 9016), Ø 76 x 74 mm, 1x LED 12,7 W ¦ 4000 K ¦ Ra > 95 ¦ spot 12°, converter not included |  | 271.013
MW004774 | wi4-eb-1r-kr-HC-24-2700-9005 | Wittenberg 4.0 recessed spotlight | black matt (RAL 9005), Ø 76 x 74 mm, 1x LED 12,7 W ¦ 2700 K ¦ Ra > 95 ¦ medium 24°, converter not included |  | 271.013
MW004753 | wi4-eb-1r-kr-HC-24-2700-9016 | Wittenberg 4.0 recessed spotlight | white matt (RAL 9016), Ø 76 x 74 mm, 1x LED 12,7 W ¦ 2700 K ¦ Ra > 95 ¦ medium 24°, converter not included |  | 271.013
MW004777 | wi4-eb-1r-kr-HC-24-3000-9005 | Wittenberg 4.0 recessed spotlight | black matt (RAL 9005), Ø 76 x 74 mm, 1x LED 12,7 W ¦ 3000 K ¦ Ra > 95 ¦ medium 24°, converter not included |  | 271.013
MW004756 | wi4-eb-1r-kr-HC-24-3000-9016 | Wittenberg 4.0 recessed spotlight | white matt (RAL 9016), Ø 76 x 74 mm, 1x LED 12,7 W ¦ 3000 K ¦ Ra > 95 ¦ medium 24°, converter not included |  | 271.013
MW004780 | wi4-eb-1r-kr-HC-24-4000-9005 | Wittenberg 4.0 recessed spotlight | black matt (RAL 9005), Ø 76 x 74 mm, 1x LED 12,7 W ¦ 4000 K ¦ Ra > 95 ¦ medium 24°, converter not included |  | 271.013
MW004759 | wi4-eb-1r-kr-HC-24-4000-9016 | Wittenberg 4.0 recessed spotlight | white matt (RAL 9016), Ø 76 x 74 mm, 1x LED 12,7 W ¦ 4000 K ¦ Ra > 95 ¦ medium 24°, converter not included |  | 271.013
MW004775 | wi4-eb-1r-kr-HC-38-2700-9005 | Wittenberg 4.0 recessed spotlight | black matt (RAL 9005), Ø 76 x 74 mm, 1x LED 12,7 W ¦ 2700 K ¦ Ra > 95 ¦ flood 38°, converter not included |  | 271.013
MW004754 | wi4-eb-1r-kr-HC-38-2700-9016 | Wittenberg 4.0 recessed spotlight | white matt (RAL 9016), Ø 76 x 74 mm, 1x LED 12,7 W ¦ 2700 K ¦ Ra > 95 ¦ flood 38°, converter not included |  | 271.013
MW004778 | wi4-eb-1r-kr-HC-38-3000-9005 | Wittenberg 4.0 recessed spotlight | black matt (RAL 9005), Ø 76 x 74 mm, 1x LED 12,7 W ¦ 3000 K ¦ Ra > 95 ¦ flood 38°, converter not included |  | 271.013
MW004757 | wi4-eb-1r-kr-HC-38-3000-9016 | Wittenberg 4.0 recessed spotlight | white matt (RAL 9016), Ø 76 x 74 mm, 1x LED 12,7 W ¦ 3000 K ¦ Ra > 95 ¦ flood 38°, converter not included |  | 271.013
MW004781 | wi4-eb-1r-kr-HC-38-4000-9005 | Wittenberg 4.0 recessed spotlight | black matt (RAL 9005), Ø 76 x 74 mm, 1x LED 12,7 W ¦ 4000 K ¦ Ra > 95 ¦ flood 38°, converter not included |  | 271.013
MW004760 | wi4-eb-1r-kr-HC-38-4000-9016 | Wittenberg 4.0 recessed spotlight | white matt (RAL 9016), Ø 76 x 74 mm, 1x LED 12,7 W ¦ 4000 K ¦ Ra > 95 ¦ flood 38°, converter not included |  | 271.013
MW004908 | wi4-eb-2e-12-d2w-9005 | Wittenberg 4.0 recessed spotlight | black matt (RAL9005), 214 x 114 x 68 mm, 2x LED dim2warm 12 W ¦ 1800 - 3000 K ¦ Ra > 95 ¦ spot 12°, converter not included |  | 660.1891
MW004887 | wi4-eb-2e-12-d2w-9016 | Wittenberg 4.0 recessed spotlight | white matt (RAL 9016), 214 x 114 x 68 mm, 2x LED dim2warm 12 W ¦ 1800 - 3000 K ¦ Ra > 95 ¦ spot 12°, converter not included |  | 660.1891
MW004909 | wi4-eb-2e-24-d2w-9005 | Wittenberg 4.0 recessed spotlight | black matt (RAL9005), 214 x 114 x 68 mm, 2x LED dim2warm 12 W ¦ 1800 - 3000 K ¦ Ra > 95 ¦ medium 24°, converter not included |  | 660.1891
MW004888 | wi4-eb-2e-24-d2w-9016 | Wittenberg 4.0 recessed spotlight | white matt (RAL 9016), 214 x 114 x 68 mm, 2x LED dim2warm 12 W ¦ 1800 - 3000 K ¦ Ra > 95 ¦ medium 24°, converter not included |  | 660.1891
MW004910 | wi4-eb-2e-38-d2w-9005 | Wittenberg 4.0 recessed spotlight | black matt (RAL9005), 214 x 114 x 68 mm, 2x LED dim2warm 12 W ¦ 1800 - 3000 K ¦ Ra > 95 ¦ flood 38°, converter not included |  | 660.1891
MW004889 | wi4-eb-2e-38-d2w-9016 | Wittenberg 4.0 recessed spotlight | white matt (RAL 9016), 214 x 114 x 68 mm, 2x LED dim2warm 12 W ¦ 1800 - 3000 K ¦ Ra > 95 ¦ flood 38°, converter not included |  | 660.1891
MW004971 | wi4-eb-2e-db-12-d2w-9005 | Wittenberg 4.0 recessed spotlight rimless for plastering | flush-mounted, black matt (RAL 9005), 221 x 123 x 62 mm, 2x LED dim2warm 12 W ¦ 1800 - 3000 K ¦ Ra > 95 ¦ spot 12°, converter not included |  | 811.4496
MW004950 | wi4-eb-2e-db-12-d2w-9016 | Wittenberg 4.0 recessed spotlight rimless for plastering | flush-mounted, white matt (RAL 9016), 221 x 123 x 62 mm, 2x LED dim2warm 12 W ¦ 1800 - 3000 K ¦ Ra > 95 ¦ spot 12°, converter not included |  | 811.4496
MW004972 | wi4-eb-2e-db-24-d2w-9005 | Wittenberg 4.0 recessed spotlight rimless for plastering | flush-mounted, black matt (RAL 9005), 221 x 123 x 62 mm, 2x LED dim2warm 12 W ¦ 1800 - 3000 K ¦ Ra > 95 ¦ medium 24°, converter not included |  | 811.4496
MW004951 | wi4-eb-2e-db-24-d2w-9016 | Wittenberg 4.0 recessed spotlight rimless for plastering | flush-mounted, white matt (RAL 9016), 221 x 123 x 62 mm, 2x LED dim2warm 12 W ¦ 1800 - 3000 K ¦ Ra > 95 ¦ medium 24°, converter not included |  | 811.4496
MW004973 | wi4-eb-2e-db-38-d2w-9005 | Wittenberg 4.0 recessed spotlight rimless for plastering | flush-mounted, black matt (RAL 9005), 221 x 123 x 62 mm, 2x LED dim2warm 12 W ¦ 1800 - 3000 K ¦ Ra > 95 ¦ flood 38°, converter not included |  | 811.4496
MW004952 | wi4-eb-2e-db-38-d2w-9016 | Wittenberg 4.0 recessed spotlight rimless for plastering | flush-mounted, white matt (RAL 9016), 221 x 123 x 62 mm, 2x LED dim2warm 12 W ¦ 1800 - 3000 K ¦ Ra > 95 ¦ flood 38°, converter not included |  | 811.4496
MW004962 | wi4-eb-2e-db-HC-12-2700-9005 | Wittenberg 4.0 recessed spotlight rimless for plastering | flush-mounted, black matt (RAL 9005), 221 x 123 x 62 mm, 2x LED 12,7 W ¦ 2700 K ¦ Ra > 95 ¦ spot 12°, converter not included |  | 634.9881
MW004941 | wi4-eb-2e-db-HC-12-2700-9016 | Wittenberg 4.0 recessed spotlight rimless for plastering | flush-mounted, white matt (RAL 9016), 221 x 123 x 62 mm, 2x LED 12,7 W ¦ 2700 K ¦ Ra > 95 ¦ spot 12°, converter not included |  | 634.9881
MW004965 | wi4-eb-2e-db-HC-12-3000-9005 | Wittenberg 4.0 recessed spotlight rimless for plastering | flush-mounted, black matt (RAL 9005), 221 x 123 x 62 mm, 2x LED 12,7 W ¦ 3000 K ¦ Ra > 95 ¦ spot 12°, converter not included |  | 634.9881
MW004944 | wi4-eb-2e-db-HC-12-3000-9016 | Wittenberg 4.0 recessed spotlight rimless for plastering | flush-mounted, white matt (RAL 9016), 221 x 123 x 62 mm, 2x LED 12,7 W ¦ 3000 K ¦ Ra > 95 ¦ spot 12°, converter not included |  | 634.9881
MW004968 | wi4-eb-2e-db-HC-12-4000-9005 | Wittenberg 4.0 recessed spotlight rimless for plastering | flush-mounted, black matt (RAL 9005), 221 x 123 x 62 mm, 2x LED 12,7 W ¦ 4000 K ¦ Ra > 95 ¦ spot 12°, converter not included |  | 634.9881
MW004947 | wi4-eb-2e-db-HC-12-4000-9016 | Wittenberg 4.0 recessed spotlight rimless for plastering | flush-mounted, white matt (RAL 9016), 221 x 123 x 62 mm, 2x LED 12,7 W ¦ 4000 K ¦ Ra > 95 ¦ spot 12°, converter not included |  | 634.9881
MW004963 | wi4-eb-2e-db-HC-24-2700-9005 | Wittenberg 4.0 recessed spotlight rimless for plastering | flush-mounted, black matt (RAL 9005), 221 x 123 x 62 mm, 2x LED 12,7 W ¦ 2700 K ¦ Ra > 95 ¦ medium 24°, converter not included |  | 634.9881
MW004942 | wi4-eb-2e-db-HC-24-2700-9016 | Wittenberg 4.0 recessed spotlight rimless for plastering | flush-mounted, white matt (RAL 9016), 221 x 123 x 62 mm, 2x LED 12,7 W ¦ 2700 K ¦ Ra > 95 ¦ medium 24°, converter not included |  | 634.9881
MW004966 | wi4-eb-2e-db-HC-24-3000-9005 | Wittenberg 4.0 recessed spotlight rimless for plastering | flush-mounted, black matt (RAL 9005), 221 x 123 x 62 mm, 2x LED 12,7 W ¦ 3000 K ¦ Ra > 95 ¦ medium 24°, converter not included |  | 634.9881
MW004945 | wi4-eb-2e-db-HC-24-3000-9016 | Wittenberg 4.0 recessed spotlight rimless for plastering | flush-mounted, white matt (RAL 9016), 221 x 123 x 62 mm, 2x LED 12,7 W ¦ 3000 K ¦ Ra > 95 ¦ medium 24°, converter not included |  | 634.9881
MW004969 | wi4-eb-2e-db-HC-24-4000-9005 | Wittenberg 4.0 recessed spotlight rimless for plastering | flush-mounted, black matt (RAL 9005), 221 x 123 x 62 mm, 2x LED 12,7 W ¦ 4000 K ¦ Ra > 95 ¦ medium 24°, converter not included |  | 634.9881
MW004948 | wi4-eb-2e-db-HC-24-4000-9016 | Wittenberg 4.0 recessed spotlight rimless for plastering | flush-mounted, white matt (RAL 9016), 221 x 123 x 62 mm, 2x LED 12,7 W ¦ 4000 K ¦ Ra > 95 ¦ medium 24°, converter not included |  | 634.9881
MW004964 | wi4-eb-2e-db-HC-38-2700-9005 | Wittenberg 4.0 recessed spotlight rimless for plastering | flush-mounted, black matt (RAL 9005), 221 x 123 x 62 mm, 2x LED 12,7 W ¦ 2700 K ¦ Ra > 95 ¦ flood 38°, converter not included |  | 634.9881
MW004943 | wi4-eb-2e-db-HC-38-2700-9016 | Wittenberg 4.0 recessed spotlight rimless for plastering | flush-mounted, white matt (RAL 9016), 221 x 123 x 62 mm, 2x LED 12,7 W ¦ 2700 K ¦ Ra > 95 ¦ flood 38°, converter not included |  | 634.9881
MW004967 | wi4-eb-2e-db-HC-38-3000-9005 | Wittenberg 4.0 recessed spotlight rimless for plastering | flush-mounted, black matt (RAL 9005), 221 x 123 x 62 mm, 2x LED 12,7 W ¦ 3000 K ¦ Ra > 95 ¦ flood 38°, converter not included |  | 634.9881
MW004946 | wi4-eb-2e-db-HC-38-3000-9016 | Wittenberg 4.0 recessed spotlight rimless for plastering | flush-mounted, white matt (RAL 9016), 221 x 123 x 62 mm, 2x LED 12,7 W ¦ 3000 K ¦ Ra > 95 ¦ flood 38°, converter not included |  | 634.9881
MW004970 | wi4-eb-2e-db-HC-38-4000-9005 | Wittenberg 4.0 recessed spotlight rimless for plastering | flush-mounted, black matt (RAL 9005), 221 x 123 x 62 mm, 2x LED 12,7 W ¦ 4000 K ¦ Ra > 95 ¦ flood 38°, converter not included |  | 634.9881
MW004949 | wi4-eb-2e-db-HC-38-4000-9016 | Wittenberg 4.0 recessed spotlight rimless for plastering | flush-mounted, white matt (RAL 9016), 221 x 123 x 62 mm, 2x LED 12,7 W ¦ 4000 K ¦ Ra > 95 ¦ flood 38°, converter not included |  | 634.9881
MW004899 | wi4-eb-2e-HC-12-2700-9005 | Wittenberg 4.0 recessed spotlight | black matt (RAL 9005), 214 x 114 x 68 mm, 2x LED 12,7 W ¦ 2700 K ¦ Ra > 95 ¦ spot 12°, converter not included |  | 483.7276
MW004878 | wi4-eb-2e-HC-12-2700-9016 | Wittenberg 4.0 recessed spotlight | white matt (RAL 9016), 214 x 114 x 68 mm, 2x LED 12,7 W ¦ 2700 K ¦ Ra > 95 ¦ spot 12°, converter not included |  | 483.7276
MW004902 | wi4-eb-2e-HC-12-3000-9005 | Wittenberg 4.0 recessed spotlight | black matt (RAL 9005), 214 x 114 x 68 mm, 2x LED 12,7 W ¦ 3000 K ¦ Ra > 95 ¦ spot 12°, converter not included |  | 483.7276
MW004881 | wi4-eb-2e-HC-12-3000-9016 | Wittenberg 4.0 recessed spotlight | white matt (RAL 9016), 214 x 114 x 68 mm, 2x LED 12,7 W ¦ 3000 K ¦ Ra > 95 ¦ spot 12°, converter not included |  | 483.7276
MW004905 | wi4-eb-2e-HC-12-4000-9005 | Wittenberg 4.0 recessed spotlight | black matt (RAL 9005), 214 x 114 x 68 mm, 2x LED 12,7 W ¦ 4000 K ¦ Ra > 95 ¦ spot 12°, converter not included |  | 483.7276
MW004884 | wi4-eb-2e-HC-12-4000-9016 | Wittenberg 4.0 recessed spotlight | white matt (RAL 9016), 214 x 114 x 68 mm, 2x LED 12,7 W ¦ 4000 K ¦ Ra > 95 ¦ spot 12°, converter not included |  | 483.7276
MW004900 | wi4-eb-2e-HC-24-2700-9005 | Wittenberg 4.0 recessed spotlight | black matt (RAL 9005), 214 x 114 x 68 mm, 2x LED 12,7 W ¦ 2700 K ¦ Ra > 95 ¦ medium 24°, converter not included |  | 483.7276
MW004879 | wi4-eb-2e-HC-24-2700-9016 | Wittenberg 4.0 recessed spotlight | white matt (RAL 9016), 214 x 114 x 68 mm, 2x LED 12,7 W ¦ 2700 K ¦ Ra > 95 ¦ medium 24°, converter not included |  | 483.7276
MW004903 | wi4-eb-2e-HC-24-3000-9005 | Wittenberg 4.0 recessed spotlight | black matt (RAL 9005), 214 x 114 x 68 mm, 2x LED 12,7 W ¦ 3000 K ¦ Ra > 95 ¦ medium 24°, converter not included |  | 483.7276
MW004882 | wi4-eb-2e-HC-24-3000-9016 | Wittenberg 4.0 recessed spotlight | white matt (RAL 9016), 214 x 114 x 68 mm, 2x LED 12,7 W ¦ 3000 K ¦ Ra > 95 ¦ medium 24°, converter not included |  | 483.7276
MW004906 | wi4-eb-2e-HC-24-4000-9005 | Wittenberg 4.0 recessed spotlight | black matt (RAL 9005), 214 x 114 x 68 mm, 2x LED 12,7 W ¦ 4000 K ¦ Ra > 95 ¦ medium 24°, converter not included |  | 483.7276
MW004885 | wi4-eb-2e-HC-24-4000-9016 | Wittenberg 4.0 recessed spotlight | white matt (RAL 9016), 214 x 114 x 68 mm, 2x LED 12,7 W ¦ 4000 K ¦ Ra > 95 ¦ medium 24°, converter not included |  | 483.7276
MW004901 | wi4-eb-2e-HC-38-2700-9005 | Wittenberg 4.0 recessed spotlight | black matt (RAL 9005), 214 x 114 x 68 mm, 2x LED 12,7 W ¦ 2700 K ¦ Ra > 95 ¦ flood 38°, converter not included |  | 483.7276
MW004880 | wi4-eb-2e-HC-38-2700-9016 | Wittenberg 4.0 recessed spotlight | white matt (RAL 9016), 214 x 114 x 68 mm, 2x LED 12,7 W ¦ 2700 K ¦ Ra > 95 ¦ flood 38°, converter not included |  | 483.7276
MW004904 | wi4-eb-2e-HC-38-3000-9005 | Wittenberg 4.0 recessed spotlight | black matt (RAL 9005), 214 x 114 x 68 mm, 2x LED 12,7 W ¦ 3000 K ¦ Ra > 95 ¦ flood 38°, converter not included |  | 483.7276
MW004883 | wi4-eb-2e-HC-38-3000-9016 | Wittenberg 4.0 recessed spotlight | white matt (RAL 9016), 214 x 114 x 68 mm, 2x LED 12,7 W ¦ 3000 K ¦ Ra > 95 ¦ flood 38°, converter not included |  | 483.7276
MW004907 | wi4-eb-2e-HC-38-4000-9005 | Wittenberg 4.0 recessed spotlight | black matt (RAL 9005), 214 x 114 x 68 mm, 2x LED 12,7 W ¦ 4000 K ¦ Ra > 95 ¦ flood 38°, converter not included |  | 483.7276
MW004886 | wi4-eb-2e-HC-38-4000-9016 | Wittenberg 4.0 recessed spotlight | white matt (RAL 9016), 214 x 114 x 68 mm, 2x LED 12,7 W ¦ 4000 K ¦ Ra > 95 ¦ flood 38°, converter not included |  | 483.7276
MW005034 | wi4-eb-2ov-12-d2w-9005 | Wittenberg 4.0 recessed spotlight | black matt (RAL9005), 214 x 114 x 68 mm (oval), 2x LED dim2warm 12 W ¦ 1800 - 3000 K ¦ Ra > 95 ¦ spot 12°, converter not included |  | 716.9118
MW005013 | wi4-eb-2ov-12-d2w-9016 | Wittenberg 4.0 recessed spotlight | white matt (RAL 9016), 214 x 114 x 68 mm (oval), 2x LED dim2warm 12 W ¦ 1800 - 3000 K ¦ Ra > 95 ¦ spot 12°, converter not included |  | 716.9118
MW005035 | wi4-eb-2ov-24-d2w-9005 | Wittenberg 4.0 recessed spotlight | black matt (RAL9005), 214 x 114 x 68 mm (oval), 2x LED dim2warm 12 W ¦ 1800 - 3000 K ¦ Ra > 95 ¦ medium 24°, converter not included |  | 716.9118
MW005014 | wi4-eb-2ov-24-d2w-9016 | Wittenberg 4.0 recessed spotlight | white matt (RAL 9016), 214 x 114 x 68 mm (oval), 2x LED dim2warm 12 W ¦ 1800 - 3000 K ¦ Ra > 95 ¦ medium 24°, converter not included |  | 716.9118
MW005036 | wi4-eb-2ov-38-d2w-9005 | Wittenberg 4.0 recessed spotlight | black matt (RAL9005), 214 x 114 x 68 mm (oval), 2x LED dim2warm 12 W ¦ 1800 - 3000 K ¦ Ra > 95 ¦ flood 38°, converter not included |  | 716.9118
MW005015 | wi4-eb-2ov-38-d2w-9016 | Wittenberg 4.0 recessed spotlight | white matt (RAL 9016), 214 x 114 x 68 mm (oval), 2x LED dim2warm 12 W ¦ 1800 - 3000 K ¦ Ra > 95 ¦ flood 38°, converter not included |  | 716.9118
MW005025 | wi4-eb-2ov-HC-12-2700-9005 | Wittenberg 4.0 recessed spotlight | black matt (RAL 9005), 214 x 114 x 68 mm (oval), 2x LED 12,7 W ¦ 2700 K ¦ Ra > 95 ¦ spot 12°, converter not included |  | 538.8747
MW005004 | wi4-eb-2ov-HC-12-2700-9016 | Wittenberg 4.0 recessed spotlight | white matt (RAL 9016), 214 x 114 x 68 mm (oval), 2x LED 12,7 W ¦ 2700 K ¦ Ra > 95 ¦ spot 12°, converter not included |  | 538.8747
MW005028 | wi4-eb-2ov-HC-12-3000-9005 | Wittenberg 4.0 recessed spotlight | black matt (RAL 9005), 214 x 114 x 68 mm (oval), 2x LED 12,7 W ¦ 3000 K ¦ Ra > 95 ¦ spot 12°, converter not included |  | 538.8747
MW005007 | wi4-eb-2ov-HC-12-3000-9016 | Wittenberg 4.0 recessed spotlight | white matt (RAL 9016), 214 x 114 x 68 mm (oval), 2x LED 12,7 W ¦ 3000 K ¦ Ra > 95 ¦ spot 12°, converter not included |  | 538.8747
MW005031 | wi4-eb-2ov-HC-12-4000-9005 | Wittenberg 4.0 recessed spotlight | black matt (RAL 9005), 214 x 114 x 68 mm (oval), 2x LED 12,7 W ¦ 4000 K ¦ Ra > 95 ¦ spot 12°, converter not included |  | 538.8747
MW005010 | wi4-eb-2ov-HC-12-4000-9016 | Wittenberg 4.0 recessed spotlight | white matt (RAL 9016), 214 x 114 x 68 mm (oval), 2x LED 12,7 W ¦ 4000 K ¦ Ra > 95 ¦ spot 12°, converter not included |  | 538.8747
MW005026 | wi4-eb-2ov-HC-24-2700-9005 | Wittenberg 4.0 recessed spotlight | black matt (RAL 9005), 214 x 114 x 68 mm (oval), 2x LED 12,7 W ¦ 2700 K ¦ Ra > 95 ¦ medium 24°, converter not included |  | 538.8747
MW005005 | wi4-eb-2ov-HC-24-2700-9016 | Wittenberg 4.0 recessed spotlight | white matt (RAL 9016), 214 x 114 x 68 mm (oval), 2x LED 12,7 W ¦ 2700 K ¦ Ra > 95 ¦ medium 24°, converter not included |  | 538.8747
MW005029 | wi4-eb-2ov-HC-24-3000-9005 | Wittenberg 4.0 recessed spotlight | black matt (RAL 9005), 214 x 114 x 68 mm (oval), 2x LED 12,7 W ¦ 3000 K ¦ Ra > 95 ¦ medium 24°, converter not included |  | 538.8747
MW005008 | wi4-eb-2ov-HC-24-3000-9016 | Wittenberg 4.0 recessed spotlight | white matt (RAL 9016), 214 x 114 x 68 mm (oval), 2x LED 12,7 W ¦ 3000 K ¦ Ra > 95 ¦ medium 24°, converter not included |  | 538.8747
MW005032 | wi4-eb-2ov-HC-24-4000-9005 | Wittenberg 4.0 recessed spotlight | black matt (RAL 9005), 214 x 114 x 68 mm (oval), 2x LED 12,7 W ¦ 4000 K ¦ Ra > 95 ¦ medium 24°, converter not included |  | 538.8747
MW005011 | wi4-eb-2ov-HC-24-4000-9016 | Wittenberg 4.0 recessed spotlight | white matt (RAL 9016), 214 x 114 x 68 mm (oval), 2x LED 12,7 W ¦ 4000 K ¦ Ra > 95 ¦ medium 24°, converter not included |  | 538.8747
MW005027 | wi4-eb-2ov-HC-38-2700-9005 | Wittenberg 4.0 recessed spotlight | black matt (RAL 9005), 214 x 114 x 68 mm (oval), 2x LED 12,7 W ¦ 2700 K ¦ Ra > 95 ¦ flood 38°, converter not included |  | 538.8747
MW005006 | wi4-eb-2ov-HC-38-2700-9016 | Wittenberg 4.0 recessed spotlight | white matt (RAL 9016), 214 x 114 x 68 mm (oval), 2x LED 12,7 W ¦ 2700 K ¦ Ra > 95 ¦ flood 38°, converter not included |  | 538.8747
MW005030 | wi4-eb-2ov-HC-38-3000-9005 | Wittenberg 4.0 recessed spotlight | black matt (RAL 9005), 214 x 114 x 68 mm (oval), 2x LED 12,7 W ¦ 3000 K ¦ Ra > 95 ¦ flood 38°, converter not included |  | 538.8747
MW005009 | wi4-eb-2ov-HC-38-3000-9016 | Wittenberg 4.0 recessed spotlight | white matt (RAL 9016), 214 x 114 x 68 mm (oval), 2x LED 12,7 W ¦ 3000 K ¦ Ra > 95 ¦ flood 38°, converter not included |  | 538.8747
MW005033 | wi4-eb-2ov-HC-38-4000-9005 | Wittenberg 4.0 recessed spotlight | black matt (RAL 9005), 214 x 114 x 68 mm (oval), 2x LED 12,7 W ¦ 4000 K ¦ Ra > 95 ¦ flood 38°, converter not included |  | 538.8747
MW005012 | wi4-eb-2ov-HC-38-4000-9016 | Wittenberg 4.0 recessed spotlight | white matt (RAL 9016), 214 x 114 x 68 mm (oval), 2x LED 12,7 W ¦ 4000 K ¦ Ra > 95 ¦ flood 38°, converter not included |  | 538.8747
MW005097 | wi4-eb-3e-12-d2w-9005 | Wittenberg 4.0 recessed spotlight | black matt (RAL9005), 314 x 114 x 68 mm, 3x LED dim2warm 12 W ¦ 1800 - 3000 K ¦ Ra > 95 ¦ spot 12°, converter not included |  | 935.9244
MW005076 | wi4-eb-3e-12-d2w-9016 | Wittenberg 4.0 recessed spotlight | white matt (RAL 9016), 314 x 114 x 68 mm, 3x LED dim2warm 12 W ¦ 1800 - 3000 K ¦ Ra > 95 ¦ spot 12°, converter not included |  | 935.9244
MW005098 | wi4-eb-3e-24-d2w-9005 | Wittenberg 4.0 recessed spotlight | black matt (RAL9005), 314 x 114 x 68 mm, 3x LED dim2warm 12 W ¦ 1800 - 3000 K ¦ Ra > 95 ¦ medium 24°, converter not included |  | 935.9244
MW005077 | wi4-eb-3e-24-d2w-9016 | Wittenberg 4.0 recessed spotlight | white matt (RAL 9016), 314 x 114 x 68 mm, 3x LED dim2warm 12 W ¦ 1800 - 3000 K ¦ Ra > 95 ¦ medium 24°, converter not included |  | 935.9244
MW005099 | wi4-eb-3e-38-d2w-9005 | Wittenberg 4.0 recessed spotlight | black matt (RAL9005), 314 x 114 x 68 mm, 3x LED dim2warm 12 W ¦ 1800 - 3000 K ¦ Ra > 95 ¦ flood 38°, converter not included |  | 935.9244
MW005078 | wi4-eb-3e-38-d2w-9016 | Wittenberg 4.0 recessed spotlight | white matt (RAL 9016), 314 x 114 x 68 mm, 3x LED dim2warm 12 W ¦ 1800 - 3000 K ¦ Ra > 95 ¦ flood 38°, converter not included |  | 935.9244
MW005160 | wi4-eb-3e-db-12-d2w-9005 | Wittenberg 4.0 recessed spotlight rimless for plastering | flush-mounted, black matt (RAL 9005), 314 x 123 x 62 mm, 3x LED dim2warm 12 W ¦ 1800 - 3000 K ¦ Ra > 95 ¦ spot 12°, converter not included |  | 1046.2185
MW005139 | wi4-eb-3e-db-12-d2w-9016 | Wittenberg 4.0 recessed spotlight rimless for plastering | flush-mounted, white matt (RAL 9016), 314 x 123 x 62 mm, 3x LED dim2warm 12 W ¦ 1800 - 3000 K ¦ Ra > 95 ¦ spot 12°, converter not included |  | 1046.2185
MW005161 | wi4-eb-3e-db-24-d2w-9005 | Wittenberg 4.0 recessed spotlight rimless for plastering | flush-mounted, black matt (RAL 9005), 314 x 123 x 62 mm, 3x LED dim2warm 12 W ¦ 1800 - 3000 K ¦ Ra > 95 ¦ medium 24°, converter not included |  | 1046.2185
MW005140 | wi4-eb-3e-db-24-d2w-9016 | Wittenberg 4.0 recessed spotlight rimless for plastering | flush-mounted, white matt (RAL 9016), 314 x 123 x 62 mm, 3x LED dim2warm 12 W ¦ 1800 - 3000 K ¦ Ra > 95 ¦ medium 24°, converter not included |  | 1046.2185
MW005162 | wi4-eb-3e-db-38-d2w-9005 | Wittenberg 4.0 recessed spotlight rimless for plastering | flush-mounted, black matt (RAL 9005), 314 x 123 x 62 mm, 3x LED dim2warm 12 W ¦ 1800 - 3000 K ¦ Ra > 95 ¦ flood 38°, converter not included |  | 1046.2185
MW005141 | wi4-eb-3e-db-38-d2w-9016 | Wittenberg 4.0 recessed spotlight rimless for plastering | flush-mounted, white matt (RAL 9016), 314 x 123 x 62 mm, 3x LED dim2warm 12 W ¦ 1800 - 3000 K ¦ Ra > 95 ¦ flood 38°, converter not included |  | 1046.2185
MW005151 | wi4-eb-3e-db-HC-12-2700-9005 | Wittenberg 4.0 recessed spotlight rimless for plastering | flush-mounted, black matt (RAL 9005), 314 x 123 x 62 mm, 3x LED 12,7 W ¦ 2700 K ¦ Ra > 95 ¦ spot 12°, converter not included |  | 781.5076
MW005130 | wi4-eb-3e-db-HC-12-2700-9016 | Wittenberg 4.0 recessed spotlight rimless for plastering | flush-mounted, white matt (RAL 9016), 314 x 123 x 62 mm, 3x LED 12,7 W ¦ 2700 K ¦ Ra > 95 ¦ spot 12°, converter not included |  | 781.5076
MW005154 | wi4-eb-3e-db-HC-12-3000-9005 | Wittenberg 4.0 recessed spotlight rimless for plastering | flush-mounted, black matt (RAL 9005), 314 x 123 x 62 mm, 3x LED 12,7 W ¦ 3000 K ¦ Ra > 95 ¦ spot 12°, converter not included |  | 781.5076
MW005133 | wi4-eb-3e-db-HC-12-3000-9016 | Wittenberg 4.0 recessed spotlight rimless for plastering | flush-mounted, white matt (RAL 9016), 314 x 123 x 62 mm, 3x LED 12,7 W ¦ 3000 K ¦ Ra > 95 ¦ spot 12°, converter not included |  | 781.5076
MW005157 | wi4-eb-3e-db-HC-12-4000-9005 | Wittenberg 4.0 recessed spotlight rimless for plastering | flush-mounted, black matt (RAL 9005), 314 x 123 x 62 mm, 3x LED 12,7 W ¦ 4000 K ¦ Ra > 95 ¦ spot 12°, converter not included |  | 781.5076
MW005136 | wi4-eb-3e-db-HC-12-4000-9016 | Wittenberg 4.0 recessed spotlight rimless for plastering | flush-mounted, white matt (RAL 9016), 314 x 123 x 62 mm, 3x LED 12,7 W ¦ 4000 K ¦ Ra > 95 ¦ spot 12°, converter not included |  | 781.5076
MW005152 | wi4-eb-3e-db-HC-24-2700-9005 | Wittenberg 4.0 recessed spotlight rimless for plastering | flush-mounted, black matt (RAL 9005), 314 x 123 x 62 mm, 3x LED 12,7 W ¦ 2700 K ¦ Ra > 95 ¦ medium 24°, converter not included |  | 781.5076
MW005131 | wi4-eb-3e-db-HC-24-2700-9016 | Wittenberg 4.0 recessed spotlight rimless for plastering | flush-mounted, white matt (RAL 9016), 314 x 123 x 62 mm, 3x LED 12,7 W ¦ 2700 K ¦ Ra > 95 ¦ medium 24°, converter not included |  | 781.5076
MW005155 | wi4-eb-3e-db-HC-24-3000-9005 | Wittenberg 4.0 recessed spotlight rimless for plastering | flush-mounted, black matt (RAL 9005), 314 x 123 x 62 mm, 3x LED 12,7 W ¦ 3000 K ¦ Ra > 95 ¦ medium 24°, converter not included |  | 781.5076
MW005134 | wi4-eb-3e-db-HC-24-3000-9016 | Wittenberg 4.0 recessed spotlight rimless for plastering | flush-mounted, white matt (RAL 9016), 314 x 123 x 62 mm, 3x LED 12,7 W ¦ 3000 K ¦ Ra > 95 ¦ medium 24°, converter not included |  | 781.5076
MW005158 | wi4-eb-3e-db-HC-24-4000-9005 | Wittenberg 4.0 recessed spotlight rimless for plastering | flush-mounted, black matt (RAL 9005), 314 x 123 x 62 mm, 3x LED 12,7 W ¦ 4000 K ¦ Ra > 95 ¦ medium 24°, converter not included |  | 781.5076
MW005137 | wi4-eb-3e-db-HC-24-4000-9016 | Wittenberg 4.0 recessed spotlight rimless for plastering | flush-mounted, white matt (RAL 9016), 314 x 123 x 62 mm, 3x LED 12,7 W ¦ 4000 K ¦ Ra > 95 ¦ medium 24°, converter not included |  | 781.5076
MW005153 | wi4-eb-3e-db-HC-38-2700-9005 | Wittenberg 4.0 recessed spotlight rimless for plastering | flush-mounted, black matt (RAL 9005), 314 x 123 x 62 mm, 3x LED 12,7 W ¦ 2700 K ¦ Ra > 95 ¦ flood 38°, converter not included |  | 781.5076
MW005132 | wi4-eb-3e-db-HC-38-2700-9016 | Wittenberg 4.0 recessed spotlight rimless for plastering | flush-mounted, white matt (RAL 9016), 314 x 123 x 62 mm, 3x LED 12,7 W ¦ 2700 K ¦ Ra > 95 ¦ flood 38°, converter not included |  | 781.5076
MW005156 | wi4-eb-3e-db-HC-38-3000-9005 | Wittenberg 4.0 recessed spotlight rimless for plastering | flush-mounted, black matt (RAL 9005), 314 x 123 x 62 mm, 3x LED 12,7 W ¦ 3000 K ¦ Ra > 95 ¦ flood 38°, converter not included |  | 781.5076
MW005135 | wi4-eb-3e-db-HC-38-3000-9016 | Wittenberg 4.0 recessed spotlight rimless for plastering | flush-mounted, white matt (RAL 9016), 314 x 123 x 62 mm, 3x LED 12,7 W ¦ 3000 K ¦ Ra > 95 ¦ flood 38°, converter not included |  | 781.5076
MW005159 | wi4-eb-3e-db-HC-38-4000-9005 | Wittenberg 4.0 recessed spotlight rimless for plastering | flush-mounted, black matt (RAL 9005), 314 x 123 x 62 mm, 3x LED 12,7 W ¦ 4000 K ¦ Ra > 95 ¦ flood 38°, converter not included |  | 781.5076
MW005138 | wi4-eb-3e-db-HC-38-4000-9016 | Wittenberg 4.0 recessed spotlight rimless for plastering | flush-mounted, white matt (RAL 9016), 314 x 123 x 62 mm, 3x LED 12,7 W ¦ 4000 K ¦ Ra > 95 ¦ flood 38°, converter not included |  | 781.5076
MW005088 | wi4-eb-3e-HC-12-2700-9005 | Wittenberg 4.0 recessed spotlight | black matt (RAL 9005), 314 x 114 x 68 mm, 3x LED 12,7 W ¦ 2700 K ¦ Ra > 95 ¦ spot 12°, converter not included |  | 672.7891
MW005067 | wi4-eb-3e-HC-12-2700-9016 | Wittenberg 4.0 recessed spotlight | white matt (RAL 9016), 314 x 114 x 68 mm, 3x LED 12,7 W ¦ 2700 K ¦ Ra > 95 ¦ spot 12°, converter not included |  | 672.7891
MW005091 | wi4-eb-3e-HC-12-3000-9005 | Wittenberg 4.0 recessed spotlight | black matt (RAL 9005), 314 x 114 x 68 mm, 3x LED 12,7 W ¦ 3000 K ¦ Ra > 95 ¦ spot 12°, converter not included |  | 672.7891
MW005070 | wi4-eb-3e-HC-12-3000-9016 | Wittenberg 4.0 recessed spotlight | white matt (RAL 9016), 314 x 114 x 68 mm, 3x LED 12,7 W ¦ 3000 K ¦ Ra > 95 ¦ spot 12°, converter not included |  | 672.7891
MW005094 | wi4-eb-3e-HC-12-4000-9005 | Wittenberg 4.0 recessed spotlight | black matt (RAL 9005), 314 x 114 x 68 mm, 3x LED 12,7 W ¦ 4000 K ¦ Ra > 95 ¦ spot 12°, converter not included |  | 672.7891
MW005073 | wi4-eb-3e-HC-12-4000-9016 | Wittenberg 4.0 recessed spotlight | white matt (RAL 9016), 314 x 114 x 68 mm, 3x LED 12,7 W ¦ 4000 K ¦ Ra > 95 ¦ spot 12°, converter not included |  | 672.7891
MW005089 | wi4-eb-3e-HC-24-2700-9005 | Wittenberg 4.0 recessed spotlight | black matt (RAL 9005), 314 x 114 x 68 mm, 3x LED 12,7 W ¦ 2700 K ¦ Ra > 95 ¦ medium 24°, converter not included |  | 672.7891
MW005068 | wi4-eb-3e-HC-24-2700-9016 | Wittenberg 4.0 recessed spotlight | white matt (RAL 9016), 314 x 114 x 68 mm, 3x LED 12,7 W ¦ 2700 K ¦ Ra > 95 ¦ medium 24°, converter not included |  | 672.7891
MW005092 | wi4-eb-3e-HC-24-3000-9005 | Wittenberg 4.0 recessed spotlight | black matt (RAL 9005), 314 x 114 x 68 mm, 3x LED 12,7 W ¦ 3000 K ¦ Ra > 95 ¦ medium 24°, converter not included |  | 672.7891
MW005071 | wi4-eb-3e-HC-24-3000-9016 | Wittenberg 4.0 recessed spotlight | white matt (RAL 9016), 314 x 114 x 68 mm, 3x LED 12,7 W ¦ 3000 K ¦ Ra > 95 ¦ medium 24°, converter not included |  | 672.7891
MW005095 | wi4-eb-3e-HC-24-4000-9005 | Wittenberg 4.0 recessed spotlight | black matt (RAL 9005), 314 x 114 x 68 mm, 3x LED 12,7 W ¦ 4000 K ¦ Ra > 95 ¦ medium 24°, converter not included |  | 672.7891
MW005074 | wi4-eb-3e-HC-24-4000-9016 | Wittenberg 4.0 recessed spotlight | white matt (RAL 9016), 314 x 114 x 68 mm, 3x LED 12,7 W ¦ 4000 K ¦ Ra > 95 ¦ medium 24°, converter not included |  | 672.7891
MW005090 | wi4-eb-3e-HC-38-2700-9005 | Wittenberg 4.0 recessed spotlight | black matt (RAL 9005), 314 x 114 x 68 mm, 3x LED 12,7 W ¦ 2700 K ¦ Ra > 95 ¦ flood 38°, converter not included |  | 672.7891
MW005069 | wi4-eb-3e-HC-38-2700-9016 | Wittenberg 4.0 recessed spotlight | white matt (RAL 9016), 314 x 114 x 68 mm, 3x LED 12,7 W ¦ 2700 K ¦ Ra > 95 ¦ flood 38°, converter not included |  | 672.7891
MW005093 | wi4-eb-3e-HC-38-3000-9005 | Wittenberg 4.0 recessed spotlight | black matt (RAL 9005), 314 x 114 x 68 mm, 3x LED 12,7 W ¦ 3000 K ¦ Ra > 95 ¦ flood 38°, converter not included |  | 672.7891
MW005072 | wi4-eb-3e-HC-38-3000-9016 | Wittenberg 4.0 recessed spotlight | white matt (RAL 9016), 314 x 114 x 68 mm, 3x LED 12,7 W ¦ 3000 K ¦ Ra > 95 ¦ flood 38°, converter not included |  | 672.7891
MW005096 | wi4-eb-3e-HC-38-4000-9005 | Wittenberg 4.0 recessed spotlight | black matt (RAL 9005), 314 x 114 x 68 mm, 3x LED 12,7 W ¦ 4000 K ¦ Ra > 95 ¦ flood 38°, converter not included |  | 672.7891
MW005075 | wi4-eb-3e-HC-38-4000-9016 | Wittenberg 4.0 recessed spotlight | white matt (RAL 9016), 314 x 114 x 68 mm, 3x LED 12,7 W ¦ 4000 K ¦ Ra > 95 ¦ flood 38°, converter not included |  | 672.7891
MW005223 | wi4-eb-3ov-12-d2w-9005 | Wittenberg 4.0 recessed spotlight | black matt (RAL9005), 314 x 114 x 68 mm (oval), 3x LED dim2warm 12 W ¦ 1800 - 3000 K ¦ Ra > 95 ¦ spot 12°, converter not included |  | 972.1639
MW005202 | wi4-eb-3ov-12-d2w-9016 | Wittenberg 4.0 recessed spotlight | white matt (RAL 9016), 314 x 114 x 68 mm (oval), 3x LED dim2warm 12 W ¦ 1800 - 3000 K ¦ Ra > 95 ¦ spot 12°, converter not included |  | 972.1639
MW005224 | wi4-eb-3ov-24-d2w-9005 | Wittenberg 4.0 recessed spotlight | black matt (RAL9005), 314 x 114 x 68 mm (oval), 3x LED dim2warm 12 W ¦ 1800 - 3000 K ¦ Ra > 95 ¦ medium 24°, converter not included |  | 972.1639
MW005203 | wi4-eb-3ov-24-d2w-9016 | Wittenberg 4.0 recessed spotlight | white matt (RAL 9016), 314 x 114 x 68 mm (oval), 3x LED dim2warm 12 W ¦ 1800 - 3000 K ¦ Ra > 95 ¦ medium 24°, converter not included |  | 972.1639
MW005225 | wi4-eb-3ov-38-d2w-9005 | Wittenberg 4.0 recessed spotlight | black matt (RAL9005), 314 x 114 x 68 mm (oval), 3x LED dim2warm 12 W ¦ 1800 - 3000 K ¦ Ra > 95 ¦ flood 38°, converter not included |  | 972.1639
MW005204 | wi4-eb-3ov-38-d2w-9016 | Wittenberg 4.0 recessed spotlight | white matt (RAL 9016), 314 x 114 x 68 mm (oval), 3x LED dim2warm 12 W ¦ 1800 - 3000 K ¦ Ra > 95 ¦ flood 38°, converter not included |  | 972.1639
MW005214 | wi4-eb-3ov-HC-12-2700-9005 | Wittenberg 4.0 recessed spotlight | black matt (RAL 9005), 314 x 114 x 68 mm (oval), 3x LED 12,7 W ¦ 2700 K ¦ Ra > 95 ¦ spot 12°, converter not included |  | 709.0286
MW005193 | wi4-eb-3ov-HC-12-2700-9016 | Wittenberg 4.0 recessed spotlight | white matt (RAL 9016), 314 x 114 x 68 mm (oval), 3x LED 12,7 W ¦ 2700 K ¦ Ra > 95 ¦ spot 12°, converter not included |  | 709.0286
MW005217 | wi4-eb-3ov-HC-12-3000-9005 | Wittenberg 4.0 recessed spotlight | black matt (RAL 9005), 314 x 114 x 68 mm (oval), 3x LED 12,7 W ¦ 3000 K ¦ Ra > 95 ¦ spot 12°, converter not included |  | 709.0286
MW005196 | wi4-eb-3ov-HC-12-3000-9016 | Wittenberg 4.0 recessed spotlight | white matt (RAL 9016), 314 x 114 x 68 mm (oval), 3x LED 12,7 W ¦ 3000 K ¦ Ra > 95 ¦ spot 12°, converter not included |  | 709.0286
MW005220 | wi4-eb-3ov-HC-12-4000-9005 | Wittenberg 4.0 recessed spotlight | black matt (RAL 9005), 314 x 114 x 68 mm (oval), 3x LED 12,7 W ¦ 4000 K ¦ Ra > 95 ¦ spot 12°, converter not included |  | 709.0286
MW005199 | wi4-eb-3ov-HC-12-4000-9016 | Wittenberg 4.0 recessed spotlight | white matt (RAL 9016), 314 x 114 x 68 mm (oval), 3x LED 12,7 W ¦ 4000 K ¦ Ra > 95 ¦ spot 12°, converter not included |  | 709.0286
MW005215 | wi4-eb-3ov-HC-24-2700-9005 | Wittenberg 4.0 recessed spotlight | black matt (RAL 9005), 314 x 114 x 68 mm (oval), 3x LED 12,7 W ¦ 2700 K ¦ Ra > 95 ¦ medium 24°, converter not included |  | 709.0286
MW005194 | wi4-eb-3ov-HC-24-2700-9016 | Wittenberg 4.0 recessed spotlight | white matt (RAL 9016), 314 x 114 x 68 mm (oval), 3x LED 12,7 W ¦ 2700 K ¦ Ra > 95 ¦ medium 24°, converter not included |  | 709.0286
MW005218 | wi4-eb-3ov-HC-24-3000-9005 | Wittenberg 4.0 recessed spotlight | black matt (RAL 9005), 314 x 114 x 68 mm (oval), 3x LED 12,7 W ¦ 3000 K ¦ Ra > 95 ¦ medium 24°, converter not included |  | 709.0286
MW005197 | wi4-eb-3ov-HC-24-3000-9016 | Wittenberg 4.0 recessed spotlight | white matt (RAL 9016), 314 x 114 x 68 mm (oval), 3x LED 12,7 W ¦ 3000 K ¦ Ra > 95 ¦ medium 24°, converter not included |  | 709.0286
MW005221 | wi4-eb-3ov-HC-24-4000-9005 | Wittenberg 4.0 recessed spotlight | black matt (RAL 9005), 314 x 114 x 68 mm (oval), 3x LED 12,7 W ¦ 4000 K ¦ Ra > 95 ¦ medium 24°, converter not included |  | 709.0286
MW005200 | wi4-eb-3ov-HC-24-4000-9016 | Wittenberg 4.0 recessed spotlight | white matt (RAL 9016), 314 x 114 x 68 mm (oval), 3x LED 12,7 W ¦ 4000 K ¦ Ra > 95 ¦ medium 24°, converter not included |  | 709.0286
MW005216 | wi4-eb-3ov-HC-38-2700-9005 | Wittenberg 4.0 recessed spotlight | black matt (RAL 9005), 314 x 114 x 68 mm (oval), 3x LED 12,7 W ¦ 2700 K ¦ Ra > 95 ¦ flood 38°, converter not included |  | 709.0286
MW005195 | wi4-eb-3ov-HC-38-2700-9016 | Wittenberg 4.0 recessed spotlight | white matt (RAL 9016), 314 x 114 x 68 mm (oval), 3x LED 12,7 W ¦ 2700 K ¦ Ra > 95 ¦ flood 38°, converter not included |  | 709.0286
MW005219 | wi4-eb-3ov-HC-38-3000-9005 | Wittenberg 4.0 recessed spotlight | black matt (RAL 9005), 314 x 114 x 68 mm (oval), 3x LED 12,7 W ¦ 3000 K ¦ Ra > 95 ¦ flood 38°, converter not included |  | 709.0286
MW005198 | wi4-eb-3ov-HC-38-3000-9016 | Wittenberg 4.0 recessed spotlight | white matt (RAL 9016), 314 x 114 x 68 mm (oval), 3x LED 12,7 W ¦ 3000 K ¦ Ra > 95 ¦ flood 38°, converter not included |  | 709.0286
MW005222 | wi4-eb-3ov-HC-38-4000-9005 | Wittenberg 4.0 recessed spotlight | black matt (RAL 9005), 314 x 114 x 68 mm (oval), 3x LED 12,7 W ¦ 4000 K ¦ Ra > 95 ¦ flood 38°, converter not included |  | 709.0286
MW005201 | wi4-eb-3ov-HC-38-4000-9016 | Wittenberg 4.0 recessed spotlight | white matt (RAL 9016), 314 x 114 x 68 mm (oval), 3x LED 12,7 W ¦ 4000 K ¦ Ra > 95 ¦ flood 38°, converter not included |  | 709.0286
| wi4-kkw | Wittenberg 4.0 components and accessories | cooling element oxide ceramic finish white |  | 75.6303
MW018809 | wi4-li-12 | Wittenberg 4.0 components and accessories | lens unit spot 12° |  | 58.2983
MW018808 | wi4-li-24 | Wittenberg 4.0 components and accessories | lens unit medium 24° |  | 58.2983
MW018807 | wi4-li-38 | Wittenberg 4.0 components and accessories | lens unit flood 38° |  | 58.2983
MW019110 | wi4-pl1-ab-12-d2w-4-9005 | Wittenberg 4.0 pendant light with mounted canopy | black matt (RAL 9005), Ø 76 x 143 mm, total length 2.000 mm, 1x LED dim2warm 12 W ¦ 1800 - 3000 K ¦ Ra > 95 ¦ spot 12°, DALI |  | 693.2773
MW019111 | wi4-pl1-ab-12-d2w-4-9016 | Wittenberg 4.0 pendant light with mounted canopy | white matt (RAL 9016), Ø 76 x 143 mm, total length 2.000 mm, 1x LED dim2warm 12 W ¦ 1800 - 3000 K ¦ Ra > 95 ¦ spot 12°, DALI |  | 693.2773
MW019112 | wi4-pl1-ab-12-d2w-9-9005 | Wittenberg 4.0 pendant light with mounted canopy | black matt (RAL 9005), Ø 76 x 143 mm, total length 2.000 mm, 1x LED dim2warm 12 W ¦ 1800 - 3000 K ¦ Ra > 95 ¦ spot 12°, Bluetooth Casambi |  | 772.0588
MW019113 | wi4-pl1-ab-12-d2w-9-9016 | Wittenberg 4.0 pendant light with mounted canopy | white matt (RAL 9016), Ø 76 x 143 mm, total length 2.000 mm, 1x LED dim2warm 12 W ¦ 1800 - 3000 K ¦ Ra > 95 ¦ spot 12°, Bluetooth Casambi |  | 772.0588
MW019114 | wi4-pl1-ab-24-d2w-4-9005 | Wittenberg 4.0 pendant light with mounted canopy | black matt (RAL 9005), Ø 76 x 143 mm, total length 2.000 mm, 1x LED dim2warm 12 W ¦ 1800 - 3000 K ¦ Ra > 95 ¦ medium 24°, DALI |  | 693.2773
MW019115 | wi4-pl1-ab-24-d2w-4-9016 | Wittenberg 4.0 pendant light with mounted canopy | white matt (RAL 9016), Ø 76 x 143 mm, total length 2.000 mm, 1x LED dim2warm 12 W ¦ 1800 - 3000 K ¦ Ra > 95 ¦ medium 24°, DALI |  | 693.2773
MW019116 | wi4-pl1-ab-24-d2w-9-9005 | Wittenberg 4.0 pendant light with mounted canopy | black matt (RAL 9005), Ø 76 x 143 mm, total length 2.000 mm, 1x LED dim2warm 12 W ¦ 1800 - 3000 K ¦ Ra > 95 ¦ medium 24°, Bluetooth Casambi |  | 772.0588
MW019117 | wi4-pl1-ab-24-d2w-9-9016 | Wittenberg 4.0 pendant light with mounted canopy | white matt (RAL 9016), Ø 76 x 143 mm, total length 2.000 mm, 1x LED dim2warm 12 W ¦ 1800 - 3000 K ¦ Ra > 95 ¦ medium 24°, Bluetooth Casambi |  | 772.0588
MW019118 | wi4-pl1-ab-38-d2w-4-9005 | Wittenberg 4.0 pendant light with mounted canopy | black matt (RAL 9005), Ø 76 x 143 mm, total length 2.000 mm, 1x LED dim2warm 12 W ¦ 1800 - 3000 K ¦ Ra > 95 ¦ flood 38°, DALI |  | 693.2773
MW019119 | wi4-pl1-ab-38-d2w-4-9016 | Wittenberg 4.0 pendant light with mounted canopy | white matt (RAL 9016), Ø 76 x 143 mm, total length 2.000 mm, 1x LED dim2warm 12 W ¦ 1800 - 3000 K ¦ Ra > 95 ¦ flood 38°, DALI |  | 693.2773
MW019120 | wi4-pl1-ab-38-d2w-9-9005 | Wittenberg 4.0 pendant light with mounted canopy | black matt (RAL 9005), Ø 76 x 143 mm, total length 2.000 mm, 1x LED dim2warm 12 W ¦ 1800 - 3000 K ¦ Ra > 95 ¦ flood 38°, Bluetooth Casambi |  | 772.0588
MW019121 | wi4-pl1-ab-38-d2w-9-9016 | Wittenberg 4.0 pendant light with mounted canopy | white matt (RAL 9016), Ø 76 x 143 mm, total length 2.000 mm, 1x LED dim2warm 12 W ¦ 1800 - 3000 K ¦ Ra > 95 ¦ flood 38°, Bluetooth Casambi |  | 772.0588
MW019122 | wi4-pl1-ab-HC-12-2700-4-9005 | Wittenberg 4.0 pendant light with mounted canopy | black matt (RAL 9005), Ø 76 x 143 mm, total length 2.000 mm, 1x LED 12,7 W ¦ 2700 K ¦ Ra > 95 ¦ spot 12°, DALI |  | 605.0466
MW019123 | wi4-pl1-ab-HC-12-2700-4-9016 | Wittenberg 4.0 pendant light with mounted canopy | white matt (RAL 9016), Ø 76 x 143 mm, total length 2.000 mm, 1x LED 12,7 W ¦ 2700 K ¦ Ra > 95 ¦ spot 12°, DALI |  | 605.0466
MW019124 | wi4-pl1-ab-HC-12-2700-7-9005 | Wittenberg 4.0 pendant light with mounted canopy | black matt (RAL 9005), Ø 76 x 143 mm, total length 2.000 mm, 1x LED 12,7 W ¦ 2700 K ¦ Ra > 95 ¦ spot 12°, Leading edge/trailing edge |  | 526.2651
MW019125 | wi4-pl1-ab-HC-12-2700-7-9016 | Wittenberg 4.0 pendant light with mounted canopy | white matt (RAL 9016), Ø 76 x 143 mm, total length 2.000 mm, 1x LED 12,7 W ¦ 2700 K ¦ Ra > 95 ¦ spot 12°, Leading edge/trailing edge |  | 526.2651
MW019126 | wi4-pl1-ab-HC-12-2700-9-9005 | Wittenberg 4.0 pendant light with mounted canopy | black matt (RAL 9005), Ø 76 x 143 mm, total length 2.000 mm, 1x LED 12,7 W ¦ 2700 K ¦ Ra > 95 ¦ spot 12°, Bluetooth Casambi |  | 683.8281
MW019127 | wi4-pl1-ab-HC-12-2700-9-9016 | Wittenberg 4.0 pendant light with mounted canopy | white matt (RAL 9016), Ø 76 x 143 mm, total length 2.000 mm, 1x LED 12,7 W ¦ 2700 K ¦ Ra > 95 ¦ spot 12°, Bluetooth Casambi |  | 683.8281
MW019128 | wi4-pl1-ab-HC-12-3000-4-9005 | Wittenberg 4.0 pendant light with mounted canopy | black matt (RAL 9005), Ø 76 x 143 mm, total length 2.000 mm, 1x LED 12,7 W ¦ 3000 K ¦ Ra > 95 ¦ spot 12°, DALI |  | 605.0466
MW019129 | wi4-pl1-ab-HC-12-3000-4-9016 | Wittenberg 4.0 pendant light with mounted canopy | white matt (RAL 9016), Ø 76 x 143 mm, total length 2.000 mm, 1x LED 12,7 W ¦ 3000 K ¦ Ra > 95 ¦ spot 12°, DALI |  | 605.0466
MW019130 | wi4-pl1-ab-HC-12-3000-7-9005 | Wittenberg 4.0 pendant light with mounted canopy | black matt (RAL 9005), Ø 76 x 143 mm, total length 2.000 mm, 1x LED 12,7 W ¦ 3000 K ¦ Ra > 95 ¦ spot 12°, Leading edge/trailing edge |  | 526.2651
MW019131 | wi4-pl1-ab-HC-12-3000-7-9016 | Wittenberg 4.0 pendant light with mounted canopy | white matt (RAL 9016), Ø 76 x 143 mm, total length 2.000 mm, 1x LED 12,7 W ¦ 3000 K ¦ Ra > 95 ¦ spot 12°, Leading edge/trailing edge |  | 526.2651
MW019132 | wi4-pl1-ab-HC-12-3000-9-9005 | Wittenberg 4.0 pendant light with mounted canopy | black matt (RAL 9005), Ø 76 x 143 mm, total length 2.000 mm, 1x LED 12,7 W ¦ 3000 K ¦ Ra > 95 ¦ spot 12°, Bluetooth Casambi |  | 683.8281
MW019133 | wi4-pl1-ab-HC-12-3000-9-9016 | Wittenberg 4.0 pendant light with mounted canopy | white matt (RAL 9016), Ø 76 x 143 mm, total length 2.000 mm, 1x LED 12,7 W ¦ 3000 K ¦ Ra > 95 ¦ spot 12°, Bluetooth Casambi |  | 683.8281
MW019134 | wi4-pl1-ab-HC-12-4000-4-9005 | Wittenberg 4.0 pendant light with mounted canopy | black matt (RAL 9005), Ø 76 x 143 mm, total length 2.000 mm, 1x LED 12,7 W ¦ 4000 K ¦ Ra > 95 ¦ spot 12°, DALI |  | 605.0466
MW019135 | wi4-pl1-ab-HC-12-4000-4-9016 | Wittenberg 4.0 pendant light with mounted canopy | white matt (RAL 9016), Ø 76 x 143 mm, total length 2.000 mm, 1x LED 12,7 W ¦ 4000 K ¦ Ra > 95 ¦ spot 12°, DALI |  | 605.0466
MW019136 | wi4-pl1-ab-HC-12-4000-7-9005 | Wittenberg 4.0 pendant light with mounted canopy | black matt (RAL 9005), Ø 76 x 143 mm, total length 2.000 mm, 1x LED 12,7 W ¦ 4000 K ¦ Ra > 95 ¦ spot 12°, Leading edge/trailing edge |  | 526.2651
MW019137 | wi4-pl1-ab-HC-12-4000-7-9016 | Wittenberg 4.0 pendant light with mounted canopy | white matt (RAL 9016), Ø 76 x 143 mm, total length 2.000 mm, 1x LED 12,7 W ¦ 4000 K ¦ Ra > 95 ¦ spot 12°, Leading edge/trailing edge |  | 526.2651
MW019138 | wi4-pl1-ab-HC-12-4000-9-9005 | Wittenberg 4.0 pendant light with mounted canopy | black matt (RAL 9005), Ø 76 x 143 mm, total length 2.000 mm, 1x LED 12,7 W ¦ 4000 K ¦ Ra > 95 ¦ spot 12°, Bluetooth Casambi |  | 683.8281
MW019139 | wi4-pl1-ab-HC-12-4000-9-9016 | Wittenberg 4.0 pendant light with mounted canopy | white matt (RAL 9016), Ø 76 x 143 mm, total length 2.000 mm, 1x LED 12,7 W ¦ 4000 K ¦ Ra > 95 ¦ spot 12°, Bluetooth Casambi |  | 683.8281
MW019140 | wi4-pl1-ab-HC-24-2700-4-9005 | Wittenberg 4.0 pendant light with mounted canopy | black matt (RAL 9005), Ø 76 x 143 mm, total length 2.000 mm, 1x LED 12,7 W ¦ 2700 K ¦ Ra > 95 ¦ medium 24°, DALI |  | 605.0466
MW019141 | wi4-pl1-ab-HC-24-2700-4-9016 | Wittenberg 4.0 pendant light with mounted canopy | white matt (RAL 9016), Ø 76 x 143 mm, total length 2.000 mm, 1x LED 12,7 W ¦ 2700 K ¦ Ra > 95 ¦ medium 24°, DALI |  | 605.0466
MW019142 | wi4-pl1-ab-HC-24-2700-7-9005 | Wittenberg 4.0 pendant light with mounted canopy | black matt (RAL 9005), Ø 76 x 143 mm, total length 2.000 mm, 1x LED 12,7 W ¦ 2700 K ¦ Ra > 95 ¦ medium 24°, Leading edge/trailing edge |  | 526.2651
MW019143 | wi4-pl1-ab-HC-24-2700-7-9016 | Wittenberg 4.0 pendant light with mounted canopy | white matt (RAL 9016), Ø 76 x 143 mm, total length 2.000 mm, 1x LED 12,7 W ¦ 2700 K ¦ Ra > 95 ¦ medium 24°, Leading edge/trailing edge |  | 526.2651
MW019144 | wi4-pl1-ab-HC-24-2700-9-9005 | Wittenberg 4.0 pendant light with mounted canopy | black matt (RAL 9005), Ø 76 x 143 mm, total length 2.000 mm, 1x LED 12,7 W ¦ 2700 K ¦ Ra > 95 ¦ medium 24°, Bluetooth Casambi |  | 683.8281
MW019145 | wi4-pl1-ab-HC-24-2700-9-9016 | Wittenberg 4.0 pendant light with mounted canopy | white matt (RAL 9016), Ø 76 x 143 mm, total length 2.000 mm, 1x LED 12,7 W ¦ 2700 K ¦ Ra > 95 ¦ medium 24°, Bluetooth Casambi |  | 683.8281
MW019146 | wi4-pl1-ab-HC-24-3000-4-9005 | Wittenberg 4.0 pendant light with mounted canopy | black matt (RAL 9005), Ø 76 x 143 mm, total length 2.000 mm, 1x LED 12,7 W ¦ 3000 K ¦ Ra > 95 ¦ medium 24°, DALI |  | 605.0466
MW019147 | wi4-pl1-ab-HC-24-3000-4-9016 | Wittenberg 4.0 pendant light with mounted canopy | white matt (RAL 9016), Ø 76 x 143 mm, total length 2.000 mm, 1x LED 12,7 W ¦ 3000 K ¦ Ra > 95 ¦ medium 24°, DALI |  | 605.0466
MW019148 | wi4-pl1-ab-HC-24-3000-7-9005 | Wittenberg 4.0 pendant light with mounted canopy | black matt (RAL 9005), Ø 76 x 143 mm, total length 2.000 mm, 1x LED 12,7 W ¦ 3000 K ¦ Ra > 95 ¦ medium 24°, Leading edge/trailing edge |  | 526.2651
MW019149 | wi4-pl1-ab-HC-24-3000-7-9016 | Wittenberg 4.0 pendant light with mounted canopy | white matt (RAL 9016), Ø 76 x 143 mm, total length 2.000 mm, 1x LED 12,7 W ¦ 3000 K ¦ Ra > 95 ¦ medium 24°, Leading edge/trailing edge |  | 526.2651
MW019150 | wi4-pl1-ab-HC-24-3000-9-9005 | Wittenberg 4.0 pendant light with mounted canopy | black matt (RAL 9005), Ø 76 x 143 mm, total length 2.000 mm, 1x LED 12,7 W ¦ 3000 K ¦ Ra > 95 ¦ medium 24°, Bluetooth Casambi |  | 683.8281
MW019151 | wi4-pl1-ab-HC-24-3000-9-9016 | Wittenberg 4.0 pendant light with mounted canopy | white matt (RAL 9016), Ø 76 x 143 mm, total length 2.000 mm, 1x LED 12,7 W ¦ 3000 K ¦ Ra > 95 ¦ medium 24°, Bluetooth Casambi |  | 683.8281
MW019152 | wi4-pl1-ab-HC-24-4000-4-9005 | Wittenberg 4.0 pendant light with mounted canopy | black matt (RAL 9005), Ø 76 x 143 mm, total length 2.000 mm, 1x LED 12,7 W ¦ 4000 K ¦ Ra > 95 ¦ medium 24°, DALI |  | 605.0466
MW019153 | wi4-pl1-ab-HC-24-4000-4-9016 | Wittenberg 4.0 pendant light with mounted canopy | white matt (RAL 9016), Ø 76 x 143 mm, total length 2.000 mm, 1x LED 12,7 W ¦ 4000 K ¦ Ra > 95 ¦ medium 24°, DALI |  | 605.0466
MW019154 | wi4-pl1-ab-HC-24-4000-7-9005 | Wittenberg 4.0 pendant light with mounted canopy | black matt (RAL 9005), Ø 76 x 143 mm, total length 2.000 mm, 1x LED 12,7 W ¦ 4000 K ¦ Ra > 95 ¦ medium 24°, Leading edge/trailing edge |  | 526.2651
MW019155 | wi4-pl1-ab-HC-24-4000-7-9016 | Wittenberg 4.0 pendant light with mounted canopy | white matt (RAL 9016), Ø 76 x 143 mm, total length 2.000 mm, 1x LED 12,7 W ¦ 4000 K ¦ Ra > 95 ¦ medium 24°, Leading edge/trailing edge |  | 526.2651
MW019156 | wi4-pl1-ab-HC-24-4000-9-9005 | Wittenberg 4.0 pendant light with mounted canopy | black matt (RAL 9005), Ø 76 x 143 mm, total length 2.000 mm, 1x LED 12,7 W ¦ 4000 K ¦ Ra > 95 ¦ medium 24°, Bluetooth Casambi |  | 683.8281
MW019157 | wi4-pl1-ab-HC-24-4000-9-9016 | Wittenberg 4.0 pendant light with mounted canopy | white matt (RAL 9016), Ø 76 x 143 mm, total length 2.000 mm, 1x LED 12,7 W ¦ 4000 K ¦ Ra > 95 ¦ medium 24°, Bluetooth Casambi |  | 683.8281
MW019158 | wi4-pl1-ab-HC-38-2700-4-9005 | Wittenberg 4.0 pendant light with mounted canopy | black matt (RAL 9005), Ø 76 x 143 mm, total length 2.000 mm, 1x LED 12,7 W ¦ 2700 K ¦ Ra > 95 ¦ flood 38°, DALI |  | 605.0466
MW019159 | wi4-pl1-ab-HC-38-2700-4-9016 | Wittenberg 4.0 pendant light with mounted canopy | white matt (RAL 9016), Ø 76 x 143 mm, total length 2.000 mm, 1x LED 12,7 W ¦ 2700 K ¦ Ra > 95 ¦ flood 38°, DALI |  | 605.0466
MW019160 | wi4-pl1-ab-HC-38-2700-7-9005 | Wittenberg 4.0 pendant light with mounted canopy | black matt (RAL 9005), Ø 76 x 143 mm, total length 2.000 mm, 1x LED 12,7 W ¦ 2700 K ¦ Ra > 95 ¦ flood 38°, Leading edge/trailing edge |  | 526.2651
MW019161 | wi4-pl1-ab-HC-38-2700-7-9016 | Wittenberg 4.0 pendant light with mounted canopy | white matt (RAL 9016), Ø 76 x 143 mm, total length 2.000 mm, 1x LED 12,7 W ¦ 2700 K ¦ Ra > 95 ¦ flood 38°, Leading edge/trailing edge |  | 526.2651
MW019162 | wi4-pl1-ab-HC-38-2700-9-9005 | Wittenberg 4.0 pendant light with mounted canopy | black matt (RAL 9005), Ø 76 x 143 mm, total length 2.000 mm, 1x LED 12,7 W ¦ 2700 K ¦ Ra > 95 ¦ flood 38°, Bluetooth Casambi |  | 683.8281
MW019163 | wi4-pl1-ab-HC-38-2700-9-9016 | Wittenberg 4.0 pendant light with mounted canopy | white matt (RAL 9016), Ø 76 x 143 mm, total length 2.000 mm, 1x LED 12,7 W ¦ 2700 K ¦ Ra > 95 ¦ flood 38°, Bluetooth Casambi |  | 683.8281
MW019164 | wi4-pl1-ab-HC-38-3000-4-9005 | Wittenberg 4.0 pendant light with mounted canopy | black matt (RAL 9005), Ø 76 x 143 mm, total length 2.000 mm, 1x LED 12,7 W ¦ 3000 K ¦ Ra > 95 ¦ flood 38°, DALI |  | 605.0466
MW019165 | wi4-pl1-ab-HC-38-3000-4-9016 | Wittenberg 4.0 pendant light with mounted canopy | white matt (RAL 9016), Ø 76 x 143 mm, total length 2.000 mm, 1x LED 12,7 W ¦ 3000 K ¦ Ra > 95 ¦ flood 38°, DALI |  | 605.0466
MW019166 | wi4-pl1-ab-HC-38-3000-7-9005 | Wittenberg 4.0 pendant light with mounted canopy | black matt (RAL 9005), Ø 76 x 143 mm, total length 2.000 mm, 1x LED 12,7 W ¦ 3000 K ¦ Ra > 95 ¦ flood 38°, Leading edge/trailing edge |  | 526.2651
MW019167 | wi4-pl1-ab-HC-38-3000-7-9016 | Wittenberg 4.0 pendant light with mounted canopy | white matt (RAL 9016), Ø 76 x 143 mm, total length 2.000 mm, 1x LED 12,7 W ¦ 3000 K ¦ Ra > 95 ¦ flood 38°, Leading edge/trailing edge |  | 526.2651
MW019168 | wi4-pl1-ab-HC-38-3000-9-9005 | Wittenberg 4.0 pendant light with mounted canopy | black matt (RAL 9005), Ø 76 x 143 mm, total length 2.000 mm, 1x LED 12,7 W ¦ 3000 K ¦ Ra > 95 ¦ flood 38°, Bluetooth Casambi |  | 683.8281
MW019169 | wi4-pl1-ab-HC-38-3000-9-9016 | Wittenberg 4.0 pendant light with mounted canopy | white matt (RAL 9016), Ø 76 x 143 mm, total length 2.000 mm, 1x LED 12,7 W ¦ 3000 K ¦ Ra > 95 ¦ flood 38°, Bluetooth Casambi |  | 683.8281
MW019170 | wi4-pl1-ab-HC-38-4000-4-9005 | Wittenberg 4.0 pendant light with mounted canopy | black matt (RAL 9005), Ø 76 x 143 mm, total length 2.000 mm, 1x LED 12,7 W ¦ 4000 K ¦ Ra > 95 ¦ flood 38°, DALI |  | 605.0466
MW019171 | wi4-pl1-ab-HC-38-4000-4-9016 | Wittenberg 4.0 pendant light with mounted canopy | white matt (RAL 9016), Ø 76 x 143 mm, total length 2.000 mm, 1x LED 12,7 W ¦ 4000 K ¦ Ra > 95 ¦ flood 38°, DALI |  | 605.0466
MW019172 | wi4-pl1-ab-HC-38-4000-7-9005 | Wittenberg 4.0 pendant light with mounted canopy | black matt (RAL 9005), Ø 76 x 143 mm, total length 2.000 mm, 1x LED 12,7 W ¦ 4000 K ¦ Ra > 95 ¦ flood 38°, Leading edge/trailing edge |  | 526.2651
MW019173 | wi4-pl1-ab-HC-38-4000-7-9016 | Wittenberg 4.0 pendant light with mounted canopy | white matt (RAL 9016), Ø 76 x 143 mm, total length 2.000 mm, 1x LED 12,7 W ¦ 4000 K ¦ Ra > 95 ¦ flood 38°, Leading edge/trailing edge |  | 526.2651
MW019174 | wi4-pl1-ab-HC-38-4000-9-9005 | Wittenberg 4.0 pendant light with mounted canopy | black matt (RAL 9005), Ø 76 x 143 mm, total length 2.000 mm, 1x LED 12,7 W ¦ 4000 K ¦ Ra > 95 ¦ flood 38°, Bluetooth Casambi |  | 683.8281
MW019175 | wi4-pl1-ab-HC-38-4000-9-9016 | Wittenberg 4.0 pendant light with mounted canopy | white matt (RAL 9016), Ø 76 x 143 mm, total length 2.000 mm, 1x LED 12,7 W ¦ 4000 K ¦ Ra > 95 ¦ flood 38°, Bluetooth Casambi |  | 683.8281
MW019227 | wi4-pl1-eb-12-d2w-4-9005 | Wittenberg 4.0 pendant light with recessed canopy | black matt (RAL 9005), Ø 76 x 143 mm, total length 2.000 mm, 1x LED dim2warm 12 W ¦ 1800 - 3000 K ¦ Ra > 95 ¦ spot 12°, DALI |  | 693.2773
MW019228 | wi4-pl1-eb-12-d2w-4-9016 | Wittenberg 4.0 pendant light with recessed canopy | white matt (RAL 9016), Ø 76 x 143 mm, total length 2.000 mm, 1x LED dim2warm 12 W ¦ 1800 - 3000 K ¦ Ra > 95 ¦ spot 12°, DALI |  | 693.2773
MW019229 | wi4-pl1-eb-12-d2w-9-9005 | Wittenberg 4.0 pendant light with recessed canopy | black matt (RAL 9005), Ø 76 x 143 mm, total length 2.000 mm, 1x LED dim2warm 12 W ¦ 1800 - 3000 K ¦ Ra > 95 ¦ spot 12°, Bluetooth Casambi |  | 772.0588
MW019230 | wi4-pl1-eb-12-d2w-9-9016 | Wittenberg 4.0 pendant light with recessed canopy | white matt (RAL 9016), Ø 76 x 143 mm, total length 2.000 mm, 1x LED dim2warm 12 W ¦ 1800 - 3000 K ¦ Ra > 95 ¦ spot 12°, Bluetooth Casambi |  | 772.0588
MW019231 | wi4-pl1-eb-24-d2w-4-9005 | Wittenberg 4.0 pendant light with recessed canopy | black matt (RAL 9005), Ø 76 x 143 mm, total length 2.000 mm, 1x LED dim2warm 12 W ¦ 1800 - 3000 K ¦ Ra > 95 ¦ medium 24°, DALI |  | 693.2773
MW019232 | wi4-pl1-eb-24-d2w-4-9016 | Wittenberg 4.0 pendant light with recessed canopy | white matt (RAL 9016), Ø 76 x 143 mm, total length 2.000 mm, 1x LED dim2warm 12 W ¦ 1800 - 3000 K ¦ Ra > 95 ¦ medium 24°, DALI |  | 693.2773
MW019233 | wi4-pl1-eb-24-d2w-9-9005 | Wittenberg 4.0 pendant light with recessed canopy | black matt (RAL 9005), Ø 76 x 143 mm, total length 2.000 mm, 1x LED dim2warm 12 W ¦ 1800 - 3000 K ¦ Ra > 95 ¦ medium 24°, Bluetooth Casambi |  | 772.0588
MW019234 | wi4-pl1-eb-24-d2w-9-9016 | Wittenberg 4.0 pendant light with recessed canopy | white matt (RAL 9016), Ø 76 x 143 mm, total length 2.000 mm, 1x LED dim2warm 12 W ¦ 1800 - 3000 K ¦ Ra > 95 ¦ medium 24°, Bluetooth Casambi |  | 772.0588
MW019235 | wi4-pl1-eb-38-d2w-4-9005 | Wittenberg 4.0 pendant light with recessed canopy | black matt (RAL 9005), Ø 76 x 143 mm, total length 2.000 mm, 1x LED dim2warm 12 W ¦ 1800 - 3000 K ¦ Ra > 95 ¦ flood 38°, DALI |  | 693.2773
MW019236 | wi4-pl1-eb-38-d2w-4-9016 | Wittenberg 4.0 pendant light with recessed canopy | white matt (RAL 9016), Ø 76 x 143 mm, total length 2.000 mm, 1x LED dim2warm 12 W ¦ 1800 - 3000 K ¦ Ra > 95 ¦ flood 38°, DALI |  | 693.2773
MW019237 | wi4-pl1-eb-38-d2w-9-9005 | Wittenberg 4.0 pendant light with recessed canopy | black matt (RAL 9005), Ø 76 x 143 mm, total length 2.000 mm, 1x LED dim2warm 12 W ¦ 1800 - 3000 K ¦ Ra > 95 ¦ flood 38°, Bluetooth Casambi |  | 772.0588
MW019238 | wi4-pl1-eb-38-d2w-9-9016 | Wittenberg 4.0 pendant light with recessed canopy | white matt (RAL 9016), Ø 76 x 143 mm, total length 2.000 mm, 1x LED dim2warm 12 W ¦ 1800 - 3000 K ¦ Ra > 95 ¦ flood 38°, Bluetooth Casambi |  | 772.0588
MW019239 | wi4-pl1-eb-HC-12-2700-4-9005 | Wittenberg 4.0 pendant light with recessed canopy | black matt (RAL 9005), Ø 76 x 143 mm, total length 2.000 mm, 1x LED 12,7 W ¦ 2700 K ¦ Ra > 95 ¦ spot 12°, DALI |  | 605.0466
MW019240 | wi4-pl1-eb-HC-12-2700-4-9016 | Wittenberg 4.0 pendant light with recessed canopy | white matt (RAL 9016), Ø 76 x 143 mm, total length 2.000 mm, 1x LED 12,7 W ¦ 2700 K ¦ Ra > 95 ¦ spot 12°, DALI |  | 605.0466
MW019241 | wi4-pl1-eb-HC-12-2700-7-9005 | Wittenberg 4.0 pendant light with recessed canopy | black matt (RAL 9005), Ø 76 x 143 mm, total length 2.000 mm, 1x LED 12,7 W ¦ 2700 K ¦ Ra > 95 ¦ spot 12°, Leading edge/trailing edge |  | 526.2651
MW019242 | wi4-pl1-eb-HC-12-2700-7-9016 | Wittenberg 4.0 pendant light with recessed canopy | white matt (RAL 9016), Ø 76 x 143 mm, total length 2.000 mm, 1x LED 12,7 W ¦ 2700 K ¦ Ra > 95 ¦ spot 12°, Leading edge/trailing edge |  | 526.2651
MW019243 | wi4-pl1-eb-HC-12-2700-9-9005 | Wittenberg 4.0 pendant light with recessed canopy | black matt (RAL 9005), Ø 76 x 143 mm, total length 2.000 mm, 1x LED 12,7 W ¦ 2700 K ¦ Ra > 95 ¦ spot 12°, Bluetooth Casambi |  | 683.8281
MW019244 | wi4-pl1-eb-HC-12-2700-9-9016 | Wittenberg 4.0 pendant light with recessed canopy | white matt (RAL 9016), Ø 76 x 143 mm, total length 2.000 mm, 1x LED 12,7 W ¦ 2700 K ¦ Ra > 95 ¦ spot 12°, Bluetooth Casambi |  | 683.8281
MW019245 | wi4-pl1-eb-HC-12-3000-4-9005 | Wittenberg 4.0 pendant light with recessed canopy | black matt (RAL 9005), Ø 76 x 143 mm, total length 2.000 mm, 1x LED 12,7 W ¦ 3000 K ¦ Ra > 95 ¦ spot 12°, DALI |  | 605.0466
MW019246 | wi4-pl1-eb-HC-12-3000-4-9016 | Wittenberg 4.0 pendant light with recessed canopy | white matt (RAL 9016), Ø 76 x 143 mm, total length 2.000 mm, 1x LED 12,7 W ¦ 3000 K ¦ Ra > 95 ¦ spot 12°, DALI |  | 605.0466
MW019247 | wi4-pl1-eb-HC-12-3000-7-9005 | Wittenberg 4.0 pendant light with recessed canopy | black matt (RAL 9005), Ø 76 x 143 mm, total length 2.000 mm, 1x LED 12,7 W ¦ 3000 K ¦ Ra > 95 ¦ spot 12°, Leading edge/trailing edge |  | 526.2651
MW019248 | wi4-pl1-eb-HC-12-3000-7-9016 | Wittenberg 4.0 pendant light with recessed canopy | white matt (RAL 9016), Ø 76 x 143 mm, total length 2.000 mm, 1x LED 12,7 W ¦ 3000 K ¦ Ra > 95 ¦ spot 12°, Leading edge/trailing edge |  | 526.2651
MW019249 | wi4-pl1-eb-HC-12-3000-9-9005 | Wittenberg 4.0 pendant light with recessed canopy | black matt (RAL 9005), Ø 76 x 143 mm, total length 2.000 mm, 1x LED 12,7 W ¦ 3000 K ¦ Ra > 95 ¦ spot 12°, Bluetooth Casambi |  | 683.8281
MW019250 | wi4-pl1-eb-HC-12-3000-9-9016 | Wittenberg 4.0 pendant light with recessed canopy | white matt (RAL 9016), Ø 76 x 143 mm, total length 2.000 mm, 1x LED 12,7 W ¦ 3000 K ¦ Ra > 95 ¦ spot 12°, Bluetooth Casambi |  | 683.8281
MW019251 | wi4-pl1-eb-HC-12-4000-4-9005 | Wittenberg 4.0 pendant light with recessed canopy | black matt (RAL 9005), Ø 76 x 143 mm, total length 2.000 mm, 1x LED 12,7 W ¦ 4000 K ¦ Ra > 95 ¦ spot 12°, DALI |  | 605.0466
MW019252 | wi4-pl1-eb-HC-12-4000-4-9016 | Wittenberg 4.0 pendant light with recessed canopy | white matt (RAL 9016), Ø 76 x 143 mm, total length 2.000 mm, 1x LED 12,7 W ¦ 4000 K ¦ Ra > 95 ¦ spot 12°, DALI |  | 605.0466
MW019253 | wi4-pl1-eb-HC-12-4000-7-9005 | Wittenberg 4.0 pendant light with recessed canopy | black matt (RAL 9005), Ø 76 x 143 mm, total length 2.000 mm, 1x LED 12,7 W ¦ 4000 K ¦ Ra > 95 ¦ spot 12°, Leading edge/trailing edge |  | 526.2651
MW019254 | wi4-pl1-eb-HC-12-4000-7-9016 | Wittenberg 4.0 pendant light with recessed canopy | white matt (RAL 9016), Ø 76 x 143 mm, total length 2.000 mm, 1x LED 12,7 W ¦ 4000 K ¦ Ra > 95 ¦ spot 12°, Leading edge/trailing edge |  | 526.2651
MW019255 | wi4-pl1-eb-HC-12-4000-9-9005 | Wittenberg 4.0 pendant light with recessed canopy | black matt (RAL 9005), Ø 76 x 143 mm, total length 2.000 mm, 1x LED 12,7 W ¦ 4000 K ¦ Ra > 95 ¦ spot 12°, Bluetooth Casambi |  | 683.8281
MW019256 | wi4-pl1-eb-HC-12-4000-9-9016 | Wittenberg 4.0 pendant light with recessed canopy | white matt (RAL 9016), Ø 76 x 143 mm, total length 2.000 mm, 1x LED 12,7 W ¦ 4000 K ¦ Ra > 95 ¦ spot 12°, Bluetooth Casambi |  | 683.8281
MW019257 | wi4-pl1-eb-HC-24-2700-4-9005 | Wittenberg 4.0 pendant light with recessed canopy | black matt (RAL 9005), Ø 76 x 143 mm, total length 2.000 mm, 1x LED 12,7 W ¦ 2700 K ¦ Ra > 95 ¦ medium 24°, DALI |  | 605.0466
MW019258 | wi4-pl1-eb-HC-24-2700-4-9016 | Wittenberg 4.0 pendant light with recessed canopy | white matt (RAL 9016), Ø 76 x 143 mm, total length 2.000 mm, 1x LED 12,7 W ¦ 2700 K ¦ Ra > 95 ¦ medium 24°, DALI |  | 605.0466
MW019259 | wi4-pl1-eb-HC-24-2700-7-9005 | Wittenberg 4.0 pendant light with recessed canopy | black matt (RAL 9005), Ø 76 x 143 mm, total length 2.000 mm, 1x LED 12,7 W ¦ 2700 K ¦ Ra > 95 ¦ medium 24°, Leading edge/trailing edge |  | 526.2651
MW019260 | wi4-pl1-eb-HC-24-2700-7-9016 | Wittenberg 4.0 pendant light with recessed canopy | white matt (RAL 9016), Ø 76 x 143 mm, total length 2.000 mm, 1x LED 12,7 W ¦ 2700 K ¦ Ra > 95 ¦ medium 24°, Leading edge/trailing edge |  | 526.2651
MW019261 | wi4-pl1-eb-HC-24-2700-9-9005 | Wittenberg 4.0 pendant light with recessed canopy | black matt (RAL 9005), Ø 76 x 143 mm, total length 2.000 mm, 1x LED 12,7 W ¦ 2700 K ¦ Ra > 95 ¦ medium 24°, Bluetooth Casambi |  | 683.8281
MW019262 | wi4-pl1-eb-HC-24-2700-9-9016 | Wittenberg 4.0 pendant light with recessed canopy | white matt (RAL 9016), Ø 76 x 143 mm, total length 2.000 mm, 1x LED 12,7 W ¦ 2700 K ¦ Ra > 95 ¦ medium 24°, Bluetooth Casambi |  | 683.8281
MW019263 | wi4-pl1-eb-HC-24-3000-4-9005 | Wittenberg 4.0 pendant light with recessed canopy | black matt (RAL 9005), Ø 76 x 143 mm, total length 2.000 mm, 1x LED 12,7 W ¦ 3000 K ¦ Ra > 95 ¦ medium 24°, DALI |  | 605.0466
MW019264 | wi4-pl1-eb-HC-24-3000-4-9016 | Wittenberg 4.0 pendant light with recessed canopy | white matt (RAL 9016), Ø 76 x 143 mm, total length 2.000 mm, 1x LED 12,7 W ¦ 3000 K ¦ Ra > 95 ¦ medium 24°, DALI |  | 605.0466
MW019265 | wi4-pl1-eb-HC-24-3000-7-9005 | Wittenberg 4.0 pendant light with recessed canopy | black matt (RAL 9005), Ø 76 x 143 mm, total length 2.000 mm, 1x LED 12,7 W ¦ 3000 K ¦ Ra > 95 ¦ medium 24°, Leading edge/trailing edge |  | 526.2651
MW019266 | wi4-pl1-eb-HC-24-3000-7-9016 | Wittenberg 4.0 pendant light with recessed canopy | white matt (RAL 9016), Ø 76 x 143 mm, total length 2.000 mm, 1x LED 12,7 W ¦ 3000 K ¦ Ra > 95 ¦ medium 24°, Leading edge/trailing edge |  | 526.2651
MW019267 | wi4-pl1-eb-HC-24-3000-9-9005 | Wittenberg 4.0 pendant light with recessed canopy | black matt (RAL 9005), Ø 76 x 143 mm, total length 2.000 mm, 1x LED 12,7 W ¦ 3000 K ¦ Ra > 95 ¦ medium 24°, Bluetooth Casambi |  | 683.8281
MW019268 | wi4-pl1-eb-HC-24-3000-9-9016 | Wittenberg 4.0 pendant light with recessed canopy | white matt (RAL 9016), Ø 76 x 143 mm, total length 2.000 mm, 1x LED 12,7 W ¦ 3000 K ¦ Ra > 95 ¦ medium 24°, Bluetooth Casambi |  | 683.8281
MW019269 | wi4-pl1-eb-HC-24-4000-4-9005 | Wittenberg 4.0 pendant light with recessed canopy | black matt (RAL 9005), Ø 76 x 143 mm, total length 2.000 mm, 1x LED 12,7 W ¦ 4000 K ¦ Ra > 95 ¦ medium 24°, DALI |  | 605.0466
MW019270 | wi4-pl1-eb-HC-24-4000-4-9016 | Wittenberg 4.0 pendant light with recessed canopy | white matt (RAL 9016), Ø 76 x 143 mm, total length 2.000 mm, 1x LED 12,7 W ¦ 4000 K ¦ Ra > 95 ¦ medium 24°, DALI |  | 605.0466
MW019271 | wi4-pl1-eb-HC-24-4000-7-9005 | Wittenberg 4.0 pendant light with recessed canopy | black matt (RAL 9005), Ø 76 x 143 mm, total length 2.000 mm, 1x LED 12,7 W ¦ 4000 K ¦ Ra > 95 ¦ medium 24°, Leading edge/trailing edge |  | 526.2651
MW019272 | wi4-pl1-eb-HC-24-4000-7-9016 | Wittenberg 4.0 pendant light with recessed canopy | white matt (RAL 9016), Ø 76 x 143 mm, total length 2.000 mm, 1x LED 12,7 W ¦ 4000 K ¦ Ra > 95 ¦ medium 24°, Leading edge/trailing edge |  | 526.2651
MW019273 | wi4-pl1-eb-HC-24-4000-9-9005 | Wittenberg 4.0 pendant light with recessed canopy | black matt (RAL 9005), Ø 76 x 143 mm, total length 2.000 mm, 1x LED 12,7 W ¦ 4000 K ¦ Ra > 95 ¦ medium 24°, Bluetooth Casambi |  | 683.8281
MW019274 | wi4-pl1-eb-HC-24-4000-9-9016 | Wittenberg 4.0 pendant light with recessed canopy | white matt (RAL 9016), Ø 76 x 143 mm, total length 2.000 mm, 1x LED 12,7 W ¦ 4000 K ¦ Ra > 95 ¦ medium 24°, Bluetooth Casambi |  | 683.8281
MW019275 | wi4-pl1-eb-HC-38-2700-4-9005 | Wittenberg 4.0 pendant light with recessed canopy | black matt (RAL 9005), Ø 76 x 143 mm, total length 2.000 mm, 1x LED 12,7 W ¦ 2700 K ¦ Ra > 95 ¦ flood 38°, DALI |  | 605.0466
MW019276 | wi4-pl1-eb-HC-38-2700-4-9016 | Wittenberg 4.0 pendant light with recessed canopy | white matt (RAL 9016), Ø 76 x 143 mm, total length 2.000 mm, 1x LED 12,7 W ¦ 2700 K ¦ Ra > 95 ¦ flood 38°, DALI |  | 605.0466
MW019277 | wi4-pl1-eb-HC-38-2700-7-9005 | Wittenberg 4.0 pendant light with recessed canopy | black matt (RAL 9005), Ø 76 x 143 mm, total length 2.000 mm, 1x LED 12,7 W ¦ 2700 K ¦ Ra > 95 ¦ flood 38°, Leading edge/trailing edge |  | 526.2651
MW019278 | wi4-pl1-eb-HC-38-2700-7-9016 | Wittenberg 4.0 pendant light with recessed canopy | white matt (RAL 9016), Ø 76 x 143 mm, total length 2.000 mm, 1x LED 12,7 W ¦ 2700 K ¦ Ra > 95 ¦ flood 38°, Leading edge/trailing edge |  | 526.2651
MW019279 | wi4-pl1-eb-HC-38-2700-9-9005 | Wittenberg 4.0 pendant light with recessed canopy | black matt (RAL 9005), Ø 76 x 143 mm, total length 2.000 mm, 1x LED 12,7 W ¦ 2700 K ¦ Ra > 95 ¦ flood 38°, Bluetooth Casambi |  | 683.8281
MW019280 | wi4-pl1-eb-HC-38-2700-9-9016 | Wittenberg 4.0 pendant light with recessed canopy | white matt (RAL 9016), Ø 76 x 143 mm, total length 2.000 mm, 1x LED 12,7 W ¦ 2700 K ¦ Ra > 95 ¦ flood 38°, Bluetooth Casambi |  | 683.8281
MW019281 | wi4-pl1-eb-HC-38-3000-4-9005 | Wittenberg 4.0 pendant light with recessed canopy | black matt (RAL 9005), Ø 76 x 143 mm, total length 2.000 mm, 1x LED 12,7 W ¦ 3000 K ¦ Ra > 95 ¦ flood 38°, DALI |  | 605.0466
MW019282 | wi4-pl1-eb-HC-38-3000-4-9016 | Wittenberg 4.0 pendant light with recessed canopy | white matt (RAL 9016), Ø 76 x 143 mm, total length 2.000 mm, 1x LED 12,7 W ¦ 3000 K ¦ Ra > 95 ¦ flood 38°, DALI |  | 605.0466
MW019283 | wi4-pl1-eb-HC-38-3000-7-9005 | Wittenberg 4.0 pendant light with recessed canopy | black matt (RAL 9005), Ø 76 x 143 mm, total length 2.000 mm, 1x LED 12,7 W ¦ 3000 K ¦ Ra > 95 ¦ flood 38°, Leading edge/trailing edge |  | 526.2651
MW019284 | wi4-pl1-eb-HC-38-3000-7-9016 | Wittenberg 4.0 pendant light with recessed canopy | white matt (RAL 9016), Ø 76 x 143 mm, total length 2.000 mm, 1x LED 12,7 W ¦ 3000 K ¦ Ra > 95 ¦ flood 38°, Leading edge/trailing edge |  | 526.2651
MW019285 | wi4-pl1-eb-HC-38-3000-9-9005 | Wittenberg 4.0 pendant light with recessed canopy | black matt (RAL 9005), Ø 76 x 143 mm, total length 2.000 mm, 1x LED 12,7 W ¦ 3000 K ¦ Ra > 95 ¦ flood 38°, Bluetooth Casambi |  | 683.8281
MW019286 | wi4-pl1-eb-HC-38-3000-9-9016 | Wittenberg 4.0 pendant light with recessed canopy | white matt (RAL 9016), Ø 76 x 143 mm, total length 2.000 mm, 1x LED 12,7 W ¦ 3000 K ¦ Ra > 95 ¦ flood 38°, Bluetooth Casambi |  | 683.8281
MW019287 | wi4-pl1-eb-HC-38-4000-4-9005 | Wittenberg 4.0 pendant light with recessed canopy | black matt (RAL 9005), Ø 76 x 143 mm, total length 2.000 mm, 1x LED 12,7 W ¦ 4000 K ¦ Ra > 95 ¦ flood 38°, DALI |  | 605.0466
MW019288 | wi4-pl1-eb-HC-38-4000-4-9016 | Wittenberg 4.0 pendant light with recessed canopy | white matt (RAL 9016), Ø 76 x 143 mm, total length 2.000 mm, 1x LED 12,7 W ¦ 4000 K ¦ Ra > 95 ¦ flood 38°, DALI |  | 605.0466
MW019289 | wi4-pl1-eb-HC-38-4000-7-9005 | Wittenberg 4.0 pendant light with recessed canopy | black matt (RAL 9005), Ø 76 x 143 mm, total length 2.000 mm, 1x LED 12,7 W ¦ 4000 K ¦ Ra > 95 ¦ flood 38°, Leading edge/trailing edge |  | 526.2651
MW019290 | wi4-pl1-eb-HC-38-4000-7-9016 | Wittenberg 4.0 pendant light with recessed canopy | white matt (RAL 9016), Ø 76 x 143 mm, total length 2.000 mm, 1x LED 12,7 W ¦ 4000 K ¦ Ra > 95 ¦ flood 38°, Leading edge/trailing edge |  | 526.2651
MW019291 | wi4-pl1-eb-HC-38-4000-9-9005 | Wittenberg 4.0 pendant light with recessed canopy | black matt (RAL 9005), Ø 76 x 143 mm, total length 2.000 mm, 1x LED 12,7 W ¦ 4000 K ¦ Ra > 95 ¦ flood 38°, Bluetooth Casambi |  | 683.8281
MW019292 | wi4-pl1-eb-HC-38-4000-9-9016 | Wittenberg 4.0 pendant light with recessed canopy | white matt (RAL 9016), Ø 76 x 143 mm, total length 2.000 mm, 1x LED 12,7 W ¦ 4000 K ¦ Ra > 95 ¦ flood 38°, Bluetooth Casambi |  | 683.8281
MW017676 | wi4-pl1-str-12-d2w-4-9005 | Wittenberg 4.0 pendant light for track system | black matt (RAL 9005), Ø 76 x 143 mm, total length 2.500 mm, 1x LED dim2warm 12 W ¦ 1800 - 3000 K ¦ Ra > 95 ¦ spot 12°, DALI |  | 742.1218
MW017655 | wi4-pl1-str-12-d2w-4-9016 | Wittenberg 4.0 pendant light for track system | white matt (RAL 9016), Ø 76 x 143 mm, total length 2.500 mm, 1x LED dim2warm 12 W ¦ 1800 - 3000 K ¦ Ra > 95 ¦ spot 12°, DALI |  | 742.1218
MW017792 | wi4-pl1-str-12-d2w-9-9005 | Wittenberg 4.0 pendant light for track system | black matt (RAL 9005), Ø 76 x 143 mm, total length 2.500 mm, 1x LED dim2warm 12 W ¦ 1800 - 3000 K ¦ Ra > 95 ¦ spot 12°, Bluetooth Casambi |  | 820.9034
MW017494 | wi4-pl1-str-12-d2w-9-9016 | Wittenberg 4.0 pendant light for track system | white matt (RAL 9016), Ø 76 x 143 mm, total length 2.500 mm, 1x LED dim2warm 12 W ¦ 1800 - 3000 K ¦ Ra > 95 ¦ spot 12°, Bluetooth Casambi |  | 820.9034
MW017677 | wi4-pl1-str-24-d2w-4-9005 | Wittenberg 4.0 pendant light for track system | black matt (RAL 9005), Ø 76 x 143 mm, total length 2.500 mm, 1x LED dim2warm 12 W ¦ 1800 - 3000 K ¦ Ra > 95 ¦ medium 24°, DALI |  | 742.1218
MW017656 | wi4-pl1-str-24-d2w-4-9016 | Wittenberg 4.0 pendant light for track system | white matt (RAL 9016), Ø 76 x 143 mm, total length 2.500 mm, 1x LED dim2warm 12 W ¦ 1800 - 3000 K ¦ Ra > 95 ¦ medium 24°, DALI |  | 742.1218
MW017793 | wi4-pl1-str-24-d2w-9-9005 | Wittenberg 4.0 pendant light for track system | black matt (RAL 9005), Ø 76 x 143 mm, total length 2.500 mm, 1x LED dim2warm 12 W ¦ 1800 - 3000 K ¦ Ra > 95 ¦ medium 24°, Bluetooth Casambi |  | 820.9034
MW017772 | wi4-pl1-str-24-d2w-9-9016 | Wittenberg 4.0 pendant light for track system | white matt (RAL 9016), Ø 76 x 143 mm, total length 2.500 mm, 1x LED dim2warm 12 W ¦ 1800 - 3000 K ¦ Ra > 95 ¦ medium 24°, Bluetooth Casambi |  | 820.9034
MW017678 | wi4-pl1-str-38-d2w-4-9005 | Wittenberg 4.0 pendant light for track system | black matt (RAL 9005), Ø 76 x 143 mm, total length 2.500 mm, 1x LED dim2warm 12 W ¦ 1800 - 3000 K ¦ Ra > 95 ¦ flood 38°, DALI |  | 742.1218
MW017657 | wi4-pl1-str-38-d2w-4-9016 | Wittenberg 4.0 pendant light for track system | white matt (RAL 9016), Ø 76 x 143 mm, total length 2.500 mm, 1x LED dim2warm 12 W ¦ 1800 - 3000 K ¦ Ra > 95 ¦ flood 38°, DALI |  | 742.1218
MW017794 | wi4-pl1-str-38-d2w-9-9005 | Wittenberg 4.0 pendant light for track system | black matt (RAL 9005), Ø 76 x 143 mm, total length 2.500 mm, 1x LED dim2warm 12 W ¦ 1800 - 3000 K ¦ Ra > 95 ¦ flood 38°, Bluetooth Casambi |  | 820.9034
MW017773 | wi4-pl1-str-38-d2w-9-9016 | Wittenberg 4.0 pendant light for track system | white matt (RAL 9016), Ø 76 x 143 mm, total length 2.500 mm, 1x LED dim2warm 12 W ¦ 1800 - 3000 K ¦ Ra > 95 ¦ flood 38°, Bluetooth Casambi |  | 820.9034
MW017667 | wi4-pl1-str-HC-12-2700-4-9005 | Wittenberg 4.0 pendant light for track system | black matt (RAL 9005), Ø 76 x 143 mm, total length 2.500 mm, 1x LED 12,7 W ¦ 2700 K ¦ Ra > 95 ¦ spot 12°, DALI |  | 653.8911
MW017646 | wi4-pl1-str-HC-12-2700-4-9016 | Wittenberg 4.0 pendant light for track system | white matt (RAL 9016), Ø 76 x 143 mm, total length 2.500 mm, 1x LED 12,7 W ¦ 2700 K ¦ Ra > 95 ¦ spot 12°, DALI |  | 653.8911
MW017727 | wi4-pl1-str-HC-12-2700-7-9005 | Wittenberg 4.0 pendant light for track system | black matt (RAL 9005), Ø 76 x 143 mm, total length 2.500 mm, 1x LED 12,7 W ¦ 2700 K ¦ Ra > 95 ¦ spot 12°, Leading edge/trailing edge |  | 575.1096
MW017709 | wi4-pl1-str-HC-12-2700-7-9016 | Wittenberg 4.0 pendant light for track system | white matt (RAL 9016), Ø 76 x 143 mm, total length 2.500 mm, 1x LED 12,7 W ¦ 2700 K ¦ Ra > 95 ¦ spot 12°, Leading edge/trailing edge |  | 575.1096
MW017783 | wi4-pl1-str-HC-12-2700-9-9005 | Wittenberg 4.0 pendant light for track system | black matt (RAL 9005), Ø 76 x 143 mm, total length 2.500 mm, 1x LED 12,7 W ¦ 2700 K ¦ Ra > 95 ¦ spot 12°, Bluetooth Casambi |  | 732.6726
MW017763 | wi4-pl1-str-HC-12-2700-9-9016 | Wittenberg 4.0 pendant light for track system | white matt (RAL 9016), Ø 76 x 143 mm, total length 2.500 mm, 1x LED 12,7 W ¦ 2700 K ¦ Ra > 95 ¦ spot 12°, Bluetooth Casambi |  | 732.6726
MW017670 | wi4-pl1-str-HC-12-3000-4-9005 | Wittenberg 4.0 pendant light for track system | black matt (RAL 9005), Ø 76 x 143 mm, total length 2.500 mm, 1x LED 12,7 W ¦ 3000 K ¦ Ra > 95 ¦ spot 12°, DALI |  | 653.8911
MW017649 | wi4-pl1-str-HC-12-3000-4-9016 | Wittenberg 4.0 pendant light for track system | white matt (RAL 9016), Ø 76 x 143 mm, total length 2.500 mm, 1x LED 12,7 W ¦ 3000 K ¦ Ra > 95 ¦ spot 12°, DALI |  | 653.8911
MW017730 | wi4-pl1-str-HC-12-3000-7-9005 | Wittenberg 4.0 pendant light for track system | black matt (RAL 9005), Ø 76 x 143 mm, total length 2.500 mm, 1x LED 12,7 W ¦ 3000 K ¦ Ra > 95 ¦ spot 12°, Leading edge/trailing edge |  | 575.1096
MW017712 | wi4-pl1-str-HC-12-3000-7-9016 | Wittenberg 4.0 pendant light for track system | white matt (RAL 9016), Ø 76 x 143 mm, total length 2.500 mm, 1x LED 12,7 W ¦ 3000 K ¦ Ra > 95 ¦ spot 12°, Leading edge/trailing edge |  | 575.1096
MW017786 | wi4-pl1-str-HC-12-3000-9-9005 | Wittenberg 4.0 pendant light for track system | black matt (RAL 9005), Ø 76 x 143 mm, total length 2.500 mm, 1x LED 12,7 W ¦ 3000 K ¦ Ra > 95 ¦ spot 12°, Bluetooth Casambi |  | 732.6726
MW017766 | wi4-pl1-str-HC-12-3000-9-9016 | Wittenberg 4.0 pendant light for track system | white matt (RAL 9016), Ø 76 x 143 mm, total length 2.500 mm, 1x LED 12,7 W ¦ 3000 K ¦ Ra > 95 ¦ spot 12°, Bluetooth Casambi |  | 732.6726
MW017673 | wi4-pl1-str-HC-12-4000-4-9005 | Wittenberg 4.0 pendant light for track system | black matt (RAL 9005), Ø 76 x 143 mm, total length 2.500 mm, 1x LED 12,7 W ¦ 4000 K ¦ Ra > 95 ¦ spot 12°, DALI |  | 653.8911
MW017652 | wi4-pl1-str-HC-12-4000-4-9016 | Wittenberg 4.0 pendant light for track system | white matt (RAL 9016), Ø 76 x 143 mm, total length 2.500 mm, 1x LED 12,7 W ¦ 4000 K ¦ Ra > 95 ¦ spot 12°, DALI |  | 653.8911
MW017733 | wi4-pl1-str-HC-12-4000-7-9005 | Wittenberg 4.0 pendant light for track system | black matt (RAL 9005), Ø 76 x 143 mm, total length 2.500 mm, 1x LED 12,7 W ¦ 4000 K ¦ Ra > 95 ¦ spot 12°, Leading edge/trailing edge |  | 575.1096
MW017715 | wi4-pl1-str-HC-12-4000-7-9016 | Wittenberg 4.0 pendant light for track system | white matt (RAL 9016), Ø 76 x 143 mm, total length 2.500 mm, 1x LED 12,7 W ¦ 4000 K ¦ Ra > 95 ¦ spot 12°, Leading edge/trailing edge |  | 575.1096
MW017789 | wi4-pl1-str-HC-12-4000-9-9005 | Wittenberg 4.0 pendant light for track system | black matt (RAL 9005), Ø 76 x 143 mm, total length 2.500 mm, 1x LED 12,7 W ¦ 4000 K ¦ Ra > 95 ¦ spot 12°, Bluetooth Casambi |  | 732.6726
MW017769 | wi4-pl1-str-HC-12-4000-9-9016 | Wittenberg 4.0 pendant light for track system | white matt (RAL 9016), Ø 76 x 143 mm, total length 2.500 mm, 1x LED 12,7 W ¦ 4000 K ¦ Ra > 95 ¦ spot 12°, Bluetooth Casambi |  | 732.6726
MW017668 | wi4-pl1-str-HC-24-2700-4-9005 | Wittenberg 4.0 pendant light for track system | black matt (RAL 9005), Ø 76 x 143 mm, total length 2.500 mm, 1x LED 12,7 W ¦ 2700 K ¦ Ra > 95 ¦ medium 24°, DALI |  | 653.8911
MW017647 | wi4-pl1-str-HC-24-2700-4-9016 | Wittenberg 4.0 pendant light for track system | white matt (RAL 9016), Ø 76 x 143 mm, total length 2.500 mm, 1x LED 12,7 W ¦ 2700 K ¦ Ra > 95 ¦ medium 24°, DALI |  | 653.8911
MW017728 | wi4-pl1-str-HC-24-2700-7-9005 | Wittenberg 4.0 pendant light for track system | black matt (RAL 9005), Ø 76 x 143 mm, total length 2.500 mm, 1x LED 12,7 W ¦ 2700 K ¦ Ra > 95 ¦ medium 24°, Leading edge/trailing edge |  | 575.1096
MW017710 | wi4-pl1-str-HC-24-2700-7-9016 | Wittenberg 4.0 pendant light for track system | white matt (RAL 9016), Ø 76 x 143 mm, total length 2.500 mm, 1x LED 12,7 W ¦ 2700 K ¦ Ra > 95 ¦ medium 24°, Leading edge/trailing edge |  | 575.1096
MW017784 | wi4-pl1-str-HC-24-2700-9-9005 | Wittenberg 4.0 pendant light for track system | black matt (RAL 9005), Ø 76 x 143 mm, total length 2.500 mm, 1x LED 12,7 W ¦ 2700 K ¦ Ra > 95 ¦ medium 24°, Bluetooth Casambi |  | 732.6726
MW017764 | wi4-pl1-str-HC-24-2700-9-9016 | Wittenberg 4.0 pendant light for track system | white matt (RAL 9016), Ø 76 x 143 mm, total length 2.500 mm, 1x LED 12,7 W ¦ 2700 K ¦ Ra > 95 ¦ medium 24°, Bluetooth Casambi |  | 732.6726
MW017671 | wi4-pl1-str-HC-24-3000-4-9005 | Wittenberg 4.0 pendant light for track system | black matt (RAL 9005), Ø 76 x 143 mm, total length 2.500 mm, 1x LED 12,7 W ¦ 3000 K ¦ Ra > 95 ¦ medium 24°, DALI |  | 653.8911
MW017650 | wi4-pl1-str-HC-24-3000-4-9016 | Wittenberg 4.0 pendant light for track system | white matt (RAL 9016), Ø 76 x 143 mm, total length 2.500 mm, 1x LED 12,7 W ¦ 3000 K ¦ Ra > 95 ¦ medium 24°, DALI |  | 653.8911
MW017731 | wi4-pl1-str-HC-24-3000-7-9005 | Wittenberg 4.0 pendant light for track system | black matt (RAL 9005), Ø 76 x 143 mm, total length 2.500 mm, 1x LED 12,7 W ¦ 3000 K ¦ Ra > 95 ¦ medium 24°, Leading edge/trailing edge |  | 575.1096
MW017713 | wi4-pl1-str-HC-24-3000-7-9016 | Wittenberg 4.0 pendant light for track system | white matt (RAL 9016), Ø 76 x 143 mm, total length 2.500 mm, 1x LED 12,7 W ¦ 3000 K ¦ Ra > 95 ¦ medium 24°, Leading edge/trailing edge |  | 575.1096
MW017787 | wi4-pl1-str-HC-24-3000-9-9005 | Wittenberg 4.0 pendant light for track system | black matt (RAL 9005), Ø 76 x 143 mm, total length 2.500 mm, 1x LED 12,7 W ¦ 3000 K ¦ Ra > 95 ¦ medium 24°, Bluetooth Casambi |  | 732.6726
MW017767 | wi4-pl1-str-HC-24-3000-9-9016 | Wittenberg 4.0 pendant light for track system | white matt (RAL 9016), Ø 76 x 143 mm, total length 2.500 mm, 1x LED 12,7 W ¦ 3000 K ¦ Ra > 95 ¦ medium 24°, Bluetooth Casambi |  | 732.6726
MW017674 | wi4-pl1-str-HC-24-4000-4-9005 | Wittenberg 4.0 pendant light for track system | black matt (RAL 9005), Ø 76 x 143 mm, total length 2.500 mm, 1x LED 12,7 W ¦ 4000 K ¦ Ra > 95 ¦ medium 24°, DALI |  | 653.8911
MW017653 | wi4-pl1-str-HC-24-4000-4-9016 | Wittenberg 4.0 pendant light for track system | white matt (RAL 9016), Ø 76 x 143 mm, total length 2.500 mm, 1x LED 12,7 W ¦ 4000 K ¦ Ra > 95 ¦ medium 24°, DALI |  | 653.8911
MW017734 | wi4-pl1-str-HC-24-4000-7-9005 | Wittenberg 4.0 pendant light for track system | black matt (RAL 9005), Ø 76 x 143 mm, total length 2.500 mm, 1x LED 12,7 W ¦ 4000 K ¦ Ra > 95 ¦ medium 24°, Leading edge/trailing edge |  | 575.1096
MW017716 | wi4-pl1-str-HC-24-4000-7-9016 | Wittenberg 4.0 pendant light for track system | white matt (RAL 9016), Ø 76 x 143 mm, total length 2.500 mm, 1x LED 12,7 W ¦ 4000 K ¦ Ra > 95 ¦ medium 24°, Leading edge/trailing edge |  | 575.1096
MW017790 | wi4-pl1-str-HC-24-4000-9-9005 | Wittenberg 4.0 pendant light for track system | black matt (RAL 9005), Ø 76 x 143 mm, total length 2.500 mm, 1x LED 12,7 W ¦ 4000 K ¦ Ra > 95 ¦ medium 24°, Bluetooth Casambi |  | 732.6726
MW017770 | wi4-pl1-str-HC-24-4000-9-9016 | Wittenberg 4.0 pendant light for track system | white matt (RAL 9016), Ø 76 x 143 mm, total length 2.500 mm, 1x LED 12,7 W ¦ 4000 K ¦ Ra > 95 ¦ medium 24°, Bluetooth Casambi |  | 732.6726
MW017669 | wi4-pl1-str-HC-38-2700-4-9005 | Wittenberg 4.0 pendant light for track system | black matt (RAL 9005), Ø 76 x 143 mm, total length 2.500 mm, 1x LED 12,7 W ¦ 2700 K ¦ Ra > 95 ¦ flood 38°, DALI |  | 653.8911
MW017648 | wi4-pl1-str-HC-38-2700-4-9016 | Wittenberg 4.0 pendant light for track system | white matt (RAL 9016), Ø 76 x 143 mm, total length 2.500 mm, 1x LED 12,7 W ¦ 2700 K ¦ Ra > 95 ¦ flood 38°, DALI |  | 653.8911
MW017729 | wi4-pl1-str-HC-38-2700-7-9005 | Wittenberg 4.0 pendant light for track system | black matt (RAL 9005), Ø 76 x 143 mm, total length 2.500 mm, 1x LED 12,7 W ¦ 2700 K ¦ Ra > 95 ¦ flood 38°, Leading edge/trailing edge |  | 575.1096
MW017711 | wi4-pl1-str-HC-38-2700-7-9016 | Wittenberg 4.0 pendant light for track system | white matt (RAL 9016), Ø 76 x 143 mm, total length 2.500 mm, 1x LED 12,7 W ¦ 2700 K ¦ Ra > 95 ¦ flood 38°, Leading edge/trailing edge |  | 575.1096
MW017785 | wi4-pl1-str-HC-38-2700-9-9005 | Wittenberg 4.0 pendant light for track system | black matt (RAL 9005), Ø 76 x 143 mm, total length 2.500 mm, 1x LED 12,7 W ¦ 2700 K ¦ Ra > 95 ¦ flood 38°, Bluetooth Casambi |  | 732.6726
MW017765 | wi4-pl1-str-HC-38-2700-9-9016 | Wittenberg 4.0 pendant light for track system | white matt (RAL 9016), Ø 76 x 143 mm, total length 2.500 mm, 1x LED 12,7 W ¦ 2700 K ¦ Ra > 95 ¦ flood 38°, Bluetooth Casambi |  | 732.6726
MW017672 | wi4-pl1-str-HC-38-3000-4-9005 | Wittenberg 4.0 pendant light for track system | black matt (RAL 9005), Ø 76 x 143 mm, total length 2.500 mm, 1x LED 12,7 W ¦ 3000 K ¦ Ra > 95 ¦ flood 38°, DALI |  | 653.8911
MW017651 | wi4-pl1-str-HC-38-3000-4-9016 | Wittenberg 4.0 pendant light for track system | white matt (RAL 9016), Ø 76 x 143 mm, total length 2.500 mm, 1x LED 12,7 W ¦ 3000 K ¦ Ra > 95 ¦ flood 38°, DALI |  | 653.8911
MW017732 | wi4-pl1-str-HC-38-3000-7-9005 | Wittenberg 4.0 pendant light for track system | black matt (RAL 9005), Ø 76 x 143 mm, total length 2.500 mm, 1x LED 12,7 W ¦ 3000 K ¦ Ra > 95 ¦ flood 38°, Leading edge/trailing edge |  | 575.1096
MW017714 | wi4-pl1-str-HC-38-3000-7-9016 | Wittenberg 4.0 pendant light for track system | white matt (RAL 9016), Ø 76 x 143 mm, total length 2.500 mm, 1x LED 12,7 W ¦ 3000 K ¦ Ra > 95 ¦ flood 38°, Leading edge/trailing edge |  | 575.1096
MW017788 | wi4-pl1-str-HC-38-3000-9-9005 | Wittenberg 4.0 pendant light for track system | black matt (RAL 9005), Ø 76 x 143 mm, total length 2.500 mm, 1x LED 12,7 W ¦ 3000 K ¦ Ra > 95 ¦ flood 38°, Bluetooth Casambi |  | 732.6726
MW017768 | wi4-pl1-str-HC-38-3000-9-9016 | Wittenberg 4.0 pendant light for track system | white matt (RAL 9016), Ø 76 x 143 mm, total length 2.500 mm, 1x LED 12,7 W ¦ 3000 K ¦ Ra > 95 ¦ flood 38°, Bluetooth Casambi |  | 732.6726
MW017675 | wi4-pl1-str-HC-38-4000-4-9005 | Wittenberg 4.0 pendant light for track system | black matt (RAL 9005), Ø 76 x 143 mm, total length 2.500 mm, 1x LED 12,7 W ¦ 4000 K ¦ Ra > 95 ¦ flood 38°, DALI |  | 653.8911
MW017654 | wi4-pl1-str-HC-38-4000-4-9016 | Wittenberg 4.0 pendant light for track system | white matt (RAL 9016), Ø 76 x 143 mm, total length 2.500 mm, 1x LED 12,7 W ¦ 4000 K ¦ Ra > 95 ¦ flood 38°, DALI |  | 653.8911
MW017735 | wi4-pl1-str-HC-38-4000-7-9005 | Wittenberg 4.0 pendant light for track system | black matt (RAL 9005), Ø 76 x 143 mm, total length 2.500 mm, 1x LED 12,7 W ¦ 4000 K ¦ Ra > 95 ¦ flood 38°, Leading edge/trailing edge |  | 575.1096
MW017717 | wi4-pl1-str-HC-38-4000-7-9016 | Wittenberg 4.0 pendant light for track system | white matt (RAL 9016), Ø 76 x 143 mm, total length 2.500 mm, 1x LED 12,7 W ¦ 4000 K ¦ Ra > 95 ¦ flood 38°, Leading edge/trailing edge |  | 575.1096
MW017791 | wi4-pl1-str-HC-38-4000-9-9005 | Wittenberg 4.0 pendant light for track system | black matt (RAL 9005), Ø 76 x 143 mm, total length 2.500 mm, 1x LED 12,7 W ¦ 4000 K ¦ Ra > 95 ¦ flood 38°, Bluetooth Casambi |  | 732.6726
MW017771 | wi4-pl1-str-HC-38-4000-9-9016 | Wittenberg 4.0 pendant light for track system | white matt (RAL 9016), Ø 76 x 143 mm, total length 2.500 mm, 1x LED 12,7 W ¦ 4000 K ¦ Ra > 95 ¦ flood 38°, Bluetooth Casambi |  | 732.6726
MW019336 | wi4-reg-1e-hb-HC-24-2700-9005 | Wittenberg 4.0 "druff" table and shelf lamp | black matt (RAL 9005), 136 x 96 x 97 mm, 1x LED 12,7 W ¦ 2700 K ¦ Ra > 95 ¦ medium 24°, light heads dimmable, textile cable grey, honeycomb grid included |  | 707.458
MW019337 | wi4-reg-1e-hb-HC-24-2700-9016 | Wittenberg 4.0 "druff" table and shelf lamp | white matt (RAL 9016), 136 x 96 x 97 mm, 1x LED 12,7 W ¦ 2700 K ¦ Ra > 95 ¦ medium 24°, light heads dimmable, textile cable grey, honeycomb grid included |  | 707.458
MW019332 | wi4-reg-1e-hb-HC-24-2700-bhe-bg01 | Wittenberg 4.0 "druff" table and shelf lamp | beige, 136 x 96 x 97 mm, 1x LED 12,7 W ¦ 2700 K ¦ Ra > 95 ¦ medium 24°, light heads dimmable, textile cable grey, honeycomb grid included |  | 748.4244
MW019333 | wi4-reg-1e-hb-HC-24-2700-bhe-bu01 | Wittenberg 4.0 "druff" table and shelf lamp | blue, 136 x 96 x 97 mm, 1x LED 12,7 W ¦ 2700 K ¦ Ra > 95 ¦ medium 24°, light heads dimmable, textile cable grey, honeycomb grid included |  | 748.4244
MW019334 | wi4-reg-1e-hb-HC-24-2700-bhe-gy01 | Wittenberg 4.0 "druff" table and shelf lamp | grey, 136 x 96 x 97 mm, 1x LED 12,7 W ¦ 2700 K ¦ Ra > 95 ¦ medium 24°, light heads dimmable, textile cable grey, honeycomb grid included |  | 748.4244
MW019335 | wi4-reg-1e-hb-HC-24-2700-bhe-rd01 | Wittenberg 4.0 "druff" table and shelf lamp | red, 136 x 96 x 97 mm, 1x LED 12,7 W ¦ 2700 K ¦ Ra > 95 ¦ medium 24°, light heads dimmable, textile cable grey, honeycomb grid included |  | 748.4244
MW019330 | wi4-reg-1e-hb-HC-24-3000-9005 | Wittenberg 4.0 "druff" table and shelf lamp | black matt (RAL 9005), 136 x 96 x 97 mm, 1x LED 12,7 W ¦ 3000 K ¦ Ra > 95 ¦ medium 24°, light heads dimmable, textile cable grey, honeycomb grid included |  | 707.458
MW019331 | wi4-reg-1e-hb-HC-24-3000-9016 | Wittenberg 4.0 "druff" table and shelf lamp | white matt (RAL 9016), 136 x 96 x 97 mm, 1x LED 12,7 W ¦ 3000 K ¦ Ra > 95 ¦ medium 24°, light heads dimmable, textile cable grey, honeycomb grid included |  | 707.458
MW019326 | wi4-reg-1e-hb-HC-24-3000-bhe-bg01 | Wittenberg 4.0 "druff" table and shelf lamp | beige, 136 x 96 x 97 mm, 1x LED 12,7 W ¦ 3000 K ¦ Ra > 95 ¦ medium 24°, light heads dimmable, textile cable grey, honeycomb grid included |  | 748.4244
MW019327 | wi4-reg-1e-hb-HC-24-3000-bhe-bu01 | Wittenberg 4.0 "druff" table and shelf lamp | blue, 136 x 96 x 97 mm, 1x LED 12,7 W ¦ 3000 K ¦ Ra > 95 ¦ medium 24°, light heads dimmable, textile cable grey, honeycomb grid included |  | 748.4244
MW019328 | wi4-reg-1e-hb-HC-24-3000-bhe-gy01 | Wittenberg 4.0 "druff" table and shelf lamp | grey, 136 x 96 x 97 mm, 1x LED 12,7 W ¦ 3000 K ¦ Ra > 95 ¦ medium 24°, light heads dimmable, textile cable grey, honeycomb grid included |  | 748.4244
MW019329 | wi4-reg-1e-hb-HC-24-3000-bhe-rd01 | Wittenberg 4.0 "druff" table and shelf lamp | red, 136 x 96 x 97 mm, 1x LED 12,7 W ¦ 3000 K ¦ Ra > 95 ¦ medium 24°, light heads dimmable, textile cable grey, honeycomb grid included |  | 748.4244
MW019342 | wi4-reg-1e-hb-HC-24-4000-9005 | Wittenberg 4.0 "druff" table and shelf lamp | black matt (RAL 9005), 136 x 96 x 97 mm, 1x LED 12,7 W ¦ 4000 K ¦ Ra > 95 ¦ medium 24°, light heads dimmable, textile cable grey, honeycomb grid included |  | 707.458
MW019343 | wi4-reg-1e-hb-HC-24-4000-9016 | Wittenberg 4.0 "druff" table and shelf lamp | white matt (RAL 9016), 136 x 96 x 97 mm, 1x LED 12,7 W ¦ 4000 K ¦ Ra > 95 ¦ medium 24°, light heads dimmable, textile cable grey, honeycomb grid included |  | 707.458
MW019338 | wi4-reg-1e-hb-HC-24-4000-bhe-bg01 | Wittenberg 4.0 "druff" table and shelf lamp | beige, 136 x 96 x 97 mm, 1x LED 12,7 W ¦ 4000 K ¦ Ra > 95 ¦ medium 24°, light heads dimmable, textile cable grey, honeycomb grid included |  | 748.4244
MW019339 | wi4-reg-1e-hb-HC-24-4000-bhe-bu01 | Wittenberg 4.0 "druff" table and shelf lamp | blue, 136 x 96 x 97 mm, 1x LED 12,7 W ¦ 4000 K ¦ Ra > 95 ¦ medium 24°, light heads dimmable, textile cable grey, honeycomb grid included |  | 748.4244
MW019340 | wi4-reg-1e-hb-HC-24-4000-bhe-gy01 | Wittenberg 4.0 "druff" table and shelf lamp | grey, 136 x 96 x 97 mm, 1x LED 12,7 W ¦ 4000 K ¦ Ra > 95 ¦ medium 24°, light heads dimmable, textile cable grey, honeycomb grid included |  | 748.4244
MW019341 | wi4-reg-1e-hb-HC-24-4000-bhe-rd01 | Wittenberg 4.0 "druff" table and shelf lamp | red, 136 x 96 x 97 mm, 1x LED 12,7 W ¦ 4000 K ¦ Ra > 95 ¦ medium 24°, light heads dimmable, textile cable grey, honeycomb grid included |  | 748.4244
MW006291 | wi4-reg-2e-hb-HC-12-2700-9005 | Wittenberg 4.0 "druff" table and shelf lamp | black matt (RAL 9005), 195 x 96 x 94 mm, 2x LED 12,7 W ¦ 2700 K ¦ Ra > 95 ¦ spot 12°, light heads dimmable, textile cable grey, honeycomb grid included |  | 901.2696
MW006270 | wi4-reg-2e-hb-HC-12-2700-9016 | Wittenberg 4.0 "druff" table and shelf lamp | white matt (RAL 9016), 195 x 96 x 94 mm, 2x LED 12,7 W ¦ 2700 K ¦ Ra > 95 ¦ spot 12°, light heads dimmable, textile cable grey, honeycomb grid included |  | 901.2696
MW006417 | wi4-reg-2e-hb-HC-12-2700-bhe-bg01 | Wittenberg 4.0 "druff" table and shelf lamp | beige, 195 x 96 x 94 mm, 2x LED 12,7 W ¦ 2700 K ¦ Ra > 95 ¦ spot 12°, light heads dimmable, textile cable grey, honeycomb grid included |  | 945.3873
MW006375 | wi4-reg-2e-hb-HC-12-2700-bhe-bu01 | Wittenberg 4.0 "druff" table and shelf lamp | blue, 195 x 96 x 94 mm, 2x LED 12,7 W ¦ 2700 K ¦ Ra > 95 ¦ spot 12°, light heads dimmable, textile cable grey, honeycomb grid included |  | 945.3873
MW006396 | wi4-reg-2e-hb-HC-12-2700-bhe-gy01 | Wittenberg 4.0 "druff" table and shelf lamp | grey, 195 x 96 x 94 mm, 2x LED 12,7 W ¦ 2700 K ¦ Ra > 95 ¦ spot 12°, light heads dimmable, textile cable grey, honeycomb grid included |  | 945.3873
MW006354 | wi4-reg-2e-hb-HC-12-2700-bhe-rd01 | Wittenberg 4.0 "druff" table and shelf lamp | red, 195 x 96 x 94 mm, 2x LED 12,7 W ¦ 2700 K ¦ Ra > 95 ¦ spot 12°, light heads dimmable, textile cable grey, honeycomb grid included |  | 945.3873
MW006294 | wi4-reg-2e-hb-HC-12-3000-9005 | Wittenberg 4.0 "druff" table and shelf lamp | black matt (RAL 9005), 195 x 96 x 94 mm, 2x LED 12,7 W ¦ 3000 K ¦ Ra > 95 ¦ spot 12°, light heads dimmable, textile cable grey, honeycomb grid included |  | 901.2696
MW006273 | wi4-reg-2e-hb-HC-12-3000-9016 | Wittenberg 4.0 "druff" table and shelf lamp | white matt (RAL 9016), 195 x 96 x 94 mm, 2x LED 12,7 W ¦ 3000 K ¦ Ra > 95 ¦ spot 12°, light heads dimmable, textile cable grey, honeycomb grid included |  | 901.2696
MW006420 | wi4-reg-2e-hb-HC-12-3000-bhe-bg01 | Wittenberg 4.0 "druff" table and shelf lamp | beige, 195 x 96 x 94 mm, 2x LED 12,7 W ¦ 3000 K ¦ Ra > 95 ¦ spot 12°, light heads dimmable, textile cable grey, honeycomb grid included |  | 945.3873
MW006378 | wi4-reg-2e-hb-HC-12-3000-bhe-bu01 | Wittenberg 4.0 "druff" table and shelf lamp | blue, 195 x 96 x 94 mm, 2x LED 12,7 W ¦ 3000 K ¦ Ra > 95 ¦ spot 12°, light heads dimmable, textile cable grey, honeycomb grid included |  | 945.3873
MW006399 | wi4-reg-2e-hb-HC-12-3000-bhe-gy01 | Wittenberg 4.0 "druff" table and shelf lamp | grey, 195 x 96 x 94 mm, 2x LED 12,7 W ¦ 3000 K ¦ Ra > 95 ¦ spot 12°, light heads dimmable, textile cable grey, honeycomb grid included |  | 945.3873
MW006357 | wi4-reg-2e-hb-HC-12-3000-bhe-rd01 | Wittenberg 4.0 "druff" table and shelf lamp | red, 195 x 96 x 94 mm, 2x LED 12,7 W ¦ 3000 K ¦ Ra > 95 ¦ spot 12°, light heads dimmable, textile cable grey, honeycomb grid included |  | 945.3873
MW006297 | wi4-reg-2e-hb-HC-12-4000-9005 | Wittenberg 4.0 "druff" table and shelf lamp | black matt (RAL 9005), 195 x 96 x 94 mm, 2x LED 12,7 W ¦ 4000 K ¦ Ra > 95 ¦ spot 12°, light heads dimmable, textile cable grey, honeycomb grid included |  | 901.2696
MW006276 | wi4-reg-2e-hb-HC-12-4000-9016 | Wittenberg 4.0 "druff" table and shelf lamp | white matt (RAL 9016), 195 x 96 x 94 mm, 2x LED 12,7 W ¦ 4000 K ¦ Ra > 95 ¦ spot 12°, light heads dimmable, textile cable grey, honeycomb grid included |  | 901.2696
MW006423 | wi4-reg-2e-hb-HC-12-4000-bhe-bg01 | Wittenberg 4.0 "druff" table and shelf lamp | beige, 195 x 96 x 94 mm, 2x LED 12,7 W ¦ 4000 K ¦ Ra > 95 ¦ spot 12°, light heads dimmable, textile cable grey, honeycomb grid included |  | 945.3873
MW006381 | wi4-reg-2e-hb-HC-12-4000-bhe-bu01 | Wittenberg 4.0 "druff" table and shelf lamp | blue, 195 x 96 x 94 mm, 2x LED 12,7 W ¦ 4000 K ¦ Ra > 95 ¦ spot 12°, light heads dimmable, textile cable grey, honeycomb grid included |  | 945.3873
MW006402 | wi4-reg-2e-hb-HC-12-4000-bhe-gy01 | Wittenberg 4.0 "druff" table and shelf lamp | grey, 195 x 96 x 94 mm, 2x LED 12,7 W ¦ 4000 K ¦ Ra > 95 ¦ spot 12°, light heads dimmable, textile cable grey, honeycomb grid included |  | 945.3873
MW006360 | wi4-reg-2e-hb-HC-12-4000-bhe-rd01 | Wittenberg 4.0 "druff" table and shelf lamp | red, 195 x 96 x 94 mm, 2x LED 12,7 W ¦ 4000 K ¦ Ra > 95 ¦ spot 12°, light heads dimmable, textile cable grey, honeycomb grid included |  | 945.3873
MW006292 | wi4-reg-2e-hb-HC-24-2700-9005 | Wittenberg 4.0 "druff" table and shelf lamp | black matt (RAL 9005), 195 x 96 x 94 mm, 2x LED 12,7 W ¦ 2700 K ¦ Ra > 95 ¦ medium 24°, light heads dimmable, textile cable grey, honeycomb grid included |  | 901.2696
MW006271 | wi4-reg-2e-hb-HC-24-2700-9016 | Wittenberg 4.0 "druff" table and shelf lamp | white matt (RAL 9016), 195 x 96 x 94 mm, 2x LED 12,7 W ¦ 2700 K ¦ Ra > 95 ¦ medium 24°, light heads dimmable, textile cable grey, honeycomb grid included |  | 901.2696
MW006418 | wi4-reg-2e-hb-HC-24-2700-bhe-bg01 | Wittenberg 4.0 "druff" table and shelf lamp | beige, 195 x 96 x 94 mm, 2x LED 12,7 W ¦ 2700 K ¦ Ra > 95 ¦ medium 24°, light heads dimmable, textile cable grey, honeycomb grid included |  | 945.3873
MW006376 | wi4-reg-2e-hb-HC-24-2700-bhe-bu01 | Wittenberg 4.0 "druff" table and shelf lamp | blue, 195 x 96 x 94 mm, 2x LED 12,7 W ¦ 2700 K ¦ Ra > 95 ¦ medium 24°, light heads dimmable, textile cable grey, honeycomb grid included |  | 945.3873
MW006397 | wi4-reg-2e-hb-HC-24-2700-bhe-gy01 | Wittenberg 4.0 "druff" table and shelf lamp | grey, 195 x 96 x 94 mm, 2x LED 12,7 W ¦ 2700 K ¦ Ra > 95 ¦ medium 24°, light heads dimmable, textile cable grey, honeycomb grid included |  | 945.3873
MW006355 | wi4-reg-2e-hb-HC-24-2700-bhe-rd01 | Wittenberg 4.0 "druff" table and shelf lamp | red, 195 x 96 x 94 mm, 2x LED 12,7 W ¦ 2700 K ¦ Ra > 95 ¦ medium 24°, light heads dimmable, textile cable grey, honeycomb grid included |  | 945.3873
MW006295 | wi4-reg-2e-hb-HC-24-3000-9005 | Wittenberg 4.0 "druff" table and shelf lamp | black matt (RAL 9005), 195 x 96 x 94 mm, 2x LED 12,7 W ¦ 3000 K ¦ Ra > 95 ¦ medium 24°, light heads dimmable, textile cable grey, honeycomb grid included |  | 901.2696
MW006274 | wi4-reg-2e-hb-HC-24-3000-9016 | Wittenberg 4.0 "druff" table and shelf lamp | white matt (RAL 9016), 195 x 96 x 94 mm, 2x LED 12,7 W ¦ 3000 K ¦ Ra > 95 ¦ medium 24°, light heads dimmable, textile cable grey, honeycomb grid included |  | 901.2696
MW006421 | wi4-reg-2e-hb-HC-24-3000-bhe-bg01 | Wittenberg 4.0 "druff" table and shelf lamp | beige, 195 x 96 x 94 mm, 2x LED 12,7 W ¦ 3000 K ¦ Ra > 95 ¦ medium 24°, light heads dimmable, textile cable grey, honeycomb grid included |  | 945.3873
MW006379 | wi4-reg-2e-hb-HC-24-3000-bhe-bu01 | Wittenberg 4.0 "druff" table and shelf lamp | blue, 195 x 96 x 94 mm, 2x LED 12,7 W ¦ 3000 K ¦ Ra > 95 ¦ medium 24°, light heads dimmable, textile cable grey, honeycomb grid included |  | 945.3873
MW006400 | wi4-reg-2e-hb-HC-24-3000-bhe-gy01 | Wittenberg 4.0 "druff" table and shelf lamp | grey, 195 x 96 x 94 mm, 2x LED 12,7 W ¦ 3000 K ¦ Ra > 95 ¦ medium 24°, light heads dimmable, textile cable grey, honeycomb grid included |  | 945.3873
MW006358 | wi4-reg-2e-hb-HC-24-3000-bhe-rd01 | Wittenberg 4.0 "druff" table and shelf lamp | red, 195 x 96 x 94 mm, 2x LED 12,7 W ¦ 3000 K ¦ Ra > 95 ¦ medium 24°, light heads dimmable, textile cable grey, honeycomb grid included |  | 945.3873
MW006298 | wi4-reg-2e-hb-HC-24-4000-9005 | Wittenberg 4.0 "druff" table and shelf lamp | black matt (RAL 9005), 195 x 96 x 94 mm, 2x LED 12,7 W ¦ 4000 K ¦ Ra > 95 ¦ medium 24°, light heads dimmable, textile cable grey, honeycomb grid included |  | 901.2696
MW006277 | wi4-reg-2e-hb-HC-24-4000-9016 | Wittenberg 4.0 "druff" table and shelf lamp | white matt (RAL 9016), 195 x 96 x 94 mm, 2x LED 12,7 W ¦ 4000 K ¦ Ra > 95 ¦ medium 24°, light heads dimmable, textile cable grey, honeycomb grid included |  | 901.2696
MW006424 | wi4-reg-2e-hb-HC-24-4000-bhe-bg01 | Wittenberg 4.0 "druff" table and shelf lamp | beige, 195 x 96 x 94 mm, 2x LED 12,7 W ¦ 4000 K ¦ Ra > 95 ¦ medium 24°, light heads dimmable, textile cable grey, honeycomb grid included |  | 945.3873
MW006382 | wi4-reg-2e-hb-HC-24-4000-bhe-bu01 | Wittenberg 4.0 "druff" table and shelf lamp | blue, 195 x 96 x 94 mm, 2x LED 12,7 W ¦ 4000 K ¦ Ra > 95 ¦ medium 24°, light heads dimmable, textile cable grey, honeycomb grid included |  | 945.3873
MW006403 | wi4-reg-2e-hb-HC-24-4000-bhe-gy01 | Wittenberg 4.0 "druff" table and shelf lamp | grey, 195 x 96 x 94 mm, 2x LED 12,7 W ¦ 4000 K ¦ Ra > 95 ¦ medium 24°, light heads dimmable, textile cable grey, honeycomb grid included |  | 945.3873
MW006361 | wi4-reg-2e-hb-HC-24-4000-bhe-rd01 | Wittenberg 4.0 "druff" table and shelf lamp | red, 195 x 96 x 94 mm, 2x LED 12,7 W ¦ 4000 K ¦ Ra > 95 ¦ medium 24°, light heads dimmable, textile cable grey, honeycomb grid included |  | 945.3873
MW006293 | wi4-reg-2e-hb-HC-38-2700-9005 | Wittenberg 4.0 "druff" table and shelf lamp | black matt (RAL 9005), 195 x 96 x 94 mm, 2x LED 12,7 W ¦ 2700 K ¦ Ra > 95 ¦ flood 38°, light heads dimmable, textile cable grey, honeycomb grid included |  | 901.2696
MW006272 | wi4-reg-2e-hb-HC-38-2700-9016 | Wittenberg 4.0 "druff" table and shelf lamp | white matt (RAL 9016), 195 x 96 x 94 mm, 2x LED 12,7 W ¦ 2700 K ¦ Ra > 95 ¦ flood 38°, light heads dimmable, textile cable grey, honeycomb grid included |  | 901.2696
MW006419 | wi4-reg-2e-hb-HC-38-2700-bhe-bg01 | Wittenberg 4.0 "druff" table and shelf lamp | beige, 195 x 96 x 94 mm, 2x LED 12,7 W ¦ 2700 K ¦ Ra > 95 ¦ flood 38°, light heads dimmable, textile cable grey, honeycomb grid included |  | 945.3873
MW006377 | wi4-reg-2e-hb-HC-38-2700-bhe-bu01 | Wittenberg 4.0 "druff" table and shelf lamp | blue, 195 x 96 x 94 mm, 2x LED 12,7 W ¦ 2700 K ¦ Ra > 95 ¦ flood 38°, light heads dimmable, textile cable grey, honeycomb grid included |  | 945.3873
MW006398 | wi4-reg-2e-hb-HC-38-2700-bhe-gy01 | Wittenberg 4.0 "druff" table and shelf lamp | grey, 195 x 96 x 94 mm, 2x LED 12,7 W ¦ 2700 K ¦ Ra > 95 ¦ flood 38°, light heads dimmable, textile cable grey, honeycomb grid included |  | 945.3873
MW006356 | wi4-reg-2e-hb-HC-38-2700-bhe-rd01 | Wittenberg 4.0 "druff" table and shelf lamp | red, 195 x 96 x 94 mm, 2x LED 12,7 W ¦ 2700 K ¦ Ra > 95 ¦ flood 38°, light heads dimmable, textile cable grey, honeycomb grid included |  | 945.3873
MW006296 | wi4-reg-2e-hb-HC-38-3000-9005 | Wittenberg 4.0 "druff" table and shelf lamp | black matt (RAL 9005), 195 x 96 x 94 mm, 2x LED 12,7 W ¦ 3000 K ¦ Ra > 95 ¦ flood 38°, light heads dimmable, textile cable grey, honeycomb grid included |  | 901.2696
MW006275 | wi4-reg-2e-hb-HC-38-3000-9016 | Wittenberg 4.0 "druff" table and shelf lamp | white matt (RAL 9016), 195 x 96 x 94 mm, 2x LED 12,7 W ¦ 3000 K ¦ Ra > 95 ¦ flood 38°, light heads dimmable, textile cable grey, honeycomb grid included |  | 901.2696
MW006422 | wi4-reg-2e-hb-HC-38-3000-bhe-bg01 | Wittenberg 4.0 "druff" table and shelf lamp | beige, 195 x 96 x 94 mm, 2x LED 12,7 W ¦ 3000 K ¦ Ra > 95 ¦ flood 38°, light heads dimmable, textile cable grey, honeycomb grid included |  | 945.3873
MW006380 | wi4-reg-2e-hb-HC-38-3000-bhe-bu01 | Wittenberg 4.0 "druff" table and shelf lamp | blue, 195 x 96 x 94 mm, 2x LED 12,7 W ¦ 3000 K ¦ Ra > 95 ¦ flood 38°, light heads dimmable, textile cable grey, honeycomb grid included |  | 945.3873
MW006401 | wi4-reg-2e-hb-HC-38-3000-bhe-gy01 | Wittenberg 4.0 "druff" table and shelf lamp | grey, 195 x 96 x 94 mm, 2x LED 12,7 W ¦ 3000 K ¦ Ra > 95 ¦ flood 38°, light heads dimmable, textile cable grey, honeycomb grid included |  | 945.3873
MW006359 | wi4-reg-2e-hb-HC-38-3000-bhe-rd01 | Wittenberg 4.0 "druff" table and shelf lamp | red, 195 x 96 x 94 mm, 2x LED 12,7 W ¦ 3000 K ¦ Ra > 95 ¦ flood 38°, light heads dimmable, textile cable grey, honeycomb grid included |  | 945.3873
MW006299 | wi4-reg-2e-hb-HC-38-4000-9005 | Wittenberg 4.0 "druff" table and shelf lamp | black matt (RAL 9005), 195 x 96 x 94 mm, 2x LED 12,7 W ¦ 4000 K ¦ Ra > 95 ¦ flood 38°, light heads dimmable, textile cable grey, honeycomb grid included |  | 901.2696
MW006278 | wi4-reg-2e-hb-HC-38-4000-9016 | Wittenberg 4.0 "druff" table and shelf lamp | white matt (RAL 9016), 195 x 96 x 94 mm, 2x LED 12,7 W ¦ 4000 K ¦ Ra > 95 ¦ flood 38°, light heads dimmable, textile cable grey, honeycomb grid included |  | 901.2696
MW006425 | wi4-reg-2e-hb-HC-38-4000-bhe-bg01 | Wittenberg 4.0 "druff" table and shelf lamp | beige, 195 x 96 x 94 mm, 2x LED 12,7 W ¦ 4000 K ¦ Ra > 95 ¦ flood 38°, light heads dimmable, textile cable grey, honeycomb grid included |  | 945.3873
MW006383 | wi4-reg-2e-hb-HC-38-4000-bhe-bu01 | Wittenberg 4.0 "druff" table and shelf lamp | blue, 195 x 96 x 94 mm, 2x LED 12,7 W ¦ 4000 K ¦ Ra > 95 ¦ flood 38°, light heads dimmable, textile cable grey, honeycomb grid included |  | 945.3873
MW006404 | wi4-reg-2e-hb-HC-38-4000-bhe-gy01 | Wittenberg 4.0 "druff" table and shelf lamp | grey, 195 x 96 x 94 mm, 2x LED 12,7 W ¦ 4000 K ¦ Ra > 95 ¦ flood 38°, light heads dimmable, textile cable grey, honeycomb grid included |  | 945.3873
MW006362 | wi4-reg-2e-hb-HC-38-4000-bhe-rd01 | Wittenberg 4.0 "druff" table and shelf lamp | red, 195 x 96 x 94 mm, 2x LED 12,7 W ¦ 4000 K ¦ Ra > 95 ¦ flood 38°, light heads dimmable, textile cable grey, honeycomb grid included |  | 945.3873
MW012702 | wi4-se-wa-s | Wittenberg 4.0/ Seventies components and accessories | honeycomb grid grid for lateral glare control, black |  | 34.6639
MW006871 | wi4-sh | Wittenberg 4.0 components and accessories | suction lifter |  | 17.3319
MW006858 | wi4-sh-las-9005 | Wittenberg 4.0 components and accessories | shutter large asymmetric 76 mm ¦ inner part black matt (oxide ceramic finish) / outer part black matt (RAL 9005) |  | 143.3824
MW006859 | wi4-sh-las-9016 | Wittenberg 4.0 components and accessories | shutter large asymmetric 76 mm ¦ inner part black matt (oxide ceramic finish) / outer part white matt (RAL 9016) |  | 149.6849
MW006855 | wi4-sh-m-9005 | Wittenberg 4.0 components and accessories | shutter medium symmetric 38 mm ¦ inner part black matt (oxide ceramic finish) / outer part black matt (RAL 9005) |  | 111.8697
MW006856 | wi4-sh-m-9016 | Wittenberg 4.0 components and accessories | shutter medium symmetric 38 mm ¦ inner part black matt (oxide ceramic finish) / outer part white matt (RAL 9016) |  | 126.0504
MW006852 | wi4-sh-s-9005 | Wittenberg 4.0 components and accessories | shutter small symmetric 19 mm ¦ inner part black matt (oxide ceramic finish) / outer part black matt (RAL 9005) |  | 94.5378
MW006853 | wi4-sh-s-9016 | Wittenberg 4.0 components and accessories | shutter small symmetric 19 mm ¦ inner part black matt (oxide ceramic finish) / outer part white matt (RAL 9016) |  | 107.1429
MW006870 | wi4-sp Silikonpad | Wittenberg 4.0 components and accessories | Assembly tool for lens unit |  | 4.7269
MW006531 | wi4-str-12-d2w-4-9005 | Wittenberg 4.0 track spotlight | black matt (RAL 9005), Ø 76 x 143 mm, 1x LED dim2warm 12 W ¦ 1800 - 3000 K ¦ Ra > 95 ¦ spot 12°, DALI |  | 620.7983
MW006510 | wi4-str-12-d2w-4-9016 | Wittenberg 4.0 track spotlight | white matt (RAL 9016), Ø 76 x 143 mm, 1x LED dim2warm 12 W ¦ 1800 - 3000 K ¦ Ra > 95 ¦ spot 12°, DALI |  | 620.7983
MW006648 | wi4-str-12-d2w-9-9005 | Wittenberg 4.0 track spotlight | black matt (RAL 9005), Ø 76 x 143 mm, 1x LED dim2warm 12 W ¦ 1800 - 3000 K ¦ Ra > 95 ¦ spot 12°, Bluetooth Casambi |  | 699.5798
MW006627 | wi4-str-12-d2w-9-9016 | Wittenberg 4.0 track spotlight | white matt (RAL 9016), Ø 76 x 143 mm, 1x LED dim2warm 12 W ¦ 1800 - 3000 K ¦ Ra > 95 ¦ spot 12°, Bluetooth Casambi |  | 699.5798
MW006532 | wi4-str-24-d2w-4-9005 | Wittenberg 4.0 track spotlight | black matt (RAL 9005), Ø 76 x 143 mm, 1x LED dim2warm 12 W ¦ 1800 - 3000 K ¦ Ra > 95 ¦ medium 24°, DALI |  | 620.7983
MW006511 | wi4-str-24-d2w-4-9016 | Wittenberg 4.0 track spotlight | white matt (RAL 9016), Ø 76 x 143 mm, 1x LED dim2warm 12 W ¦ 1800 - 3000 K ¦ Ra > 95 ¦ medium 24°, DALI |  | 620.7983
MW006649 | wi4-str-24-d2w-9-9005 | Wittenberg 4.0 track spotlight | black matt (RAL 9005), Ø 76 x 143 mm, 1x LED dim2warm 12 W ¦ 1800 - 3000 K ¦ Ra > 95 ¦ medium 24°, Bluetooth Casambi |  | 699.5798
MW006628 | wi4-str-24-d2w-9-9016 | Wittenberg 4.0 track spotlight | white matt (RAL 9016), Ø 76 x 143 mm, 1x LED dim2warm 12 W ¦ 1800 - 3000 K ¦ Ra > 95 ¦ medium 24°, Bluetooth Casambi |  | 699.5798
MW006533 | wi4-str-38-d2w-4-9005 | Wittenberg 4.0 track spotlight | black matt (RAL 9005), Ø 76 x 143 mm, 1x LED dim2warm 12 W ¦ 1800 - 3000 K ¦ Ra > 95 ¦ flood 38°, DALI |  | 620.7983
MW006512 | wi4-str-38-d2w-4-9016 | Wittenberg 4.0 track spotlight | white matt (RAL 9016), Ø 76 x 143 mm, 1x LED dim2warm 12 W ¦ 1800 - 3000 K ¦ Ra > 95 ¦ flood 38°, DALI |  | 620.7983
MW006650 | wi4-str-38-d2w-9-9005 | Wittenberg 4.0 track spotlight | black matt (RAL 9005), Ø 76 x 143 mm, 1x LED dim2warm 12 W ¦ 1800 - 3000 K ¦ Ra > 95 ¦ flood 38°, Bluetooth Casambi |  | 699.5798
MW006629 | wi4-str-38-d2w-9-9016 | Wittenberg 4.0 track spotlight | white matt (RAL 9016), Ø 76 x 143 mm, 1x LED dim2warm 12 W ¦ 1800 - 3000 K ¦ Ra > 95 ¦ flood 38°, Bluetooth Casambi |  | 699.5798
MW006459 | wi4-str-HC-12-2700-2-9005 | Wittenberg 4.0 track spotlight | black matt (RAL 9005), Ø 76 x 143 mm, 1x LED 12,7 W ¦ 2700 K ¦ Ra > 95 ¦ spot 12°, 1-10 V via rotary potentiometer |  | 532.5676
MW006438 | wi4-str-HC-12-2700-2-9016 | Wittenberg 4.0 track spotlight | white matt (RAL 9016), Ø 76 x 143 mm, 1x LED 12,7 W ¦ 2700 K ¦ Ra > 95 ¦ spot 12°, 1-10 V via rotary potentiometer |  | 532.5676
MW006522 | wi4-str-HC-12-2700-4-9005 | Wittenberg 4.0 track spotlight | black matt (RAL 9005), Ø 76 x 143 mm, 1x LED 12,7 W ¦ 2700 K ¦ Ra > 95 ¦ spot 12°, DALI |  | 532.5676
MW006501 | wi4-str-HC-12-2700-4-9016 | Wittenberg 4.0 track spotlight | white matt (RAL 9016), Ø 76 x 143 mm, 1x LED 12,7 W ¦ 2700 K ¦ Ra > 95 ¦ spot 12°, DALI |  | 532.5676
MW006582 | wi4-str-HC-12-2700-7-9005 | Wittenberg 4.0 track spotlight | black matt (RAL 9005), Ø 76 x 143 mm, 1x LED 12,7 W ¦ 2700 K ¦ Ra > 95 ¦ spot 12°, Leading edge/trailing edge |  | 453.7861
MW006564 | wi4-str-HC-12-2700-7-9016 | Wittenberg 4.0 track spotlight | white matt (RAL 9016), Ø 76 x 143 mm, 1x LED 12,7 W ¦ 2700 K ¦ Ra > 95 ¦ spot 12°, Leading edge/trailing edge |  | 453.7861
MW006639 | wi4-str-HC-12-2700-9-9005 | Wittenberg 4.0 track spotlight | black matt (RAL 9005), Ø 76 x 143 mm, 1x LED 12,7 W ¦ 2700 K ¦ Ra > 95 ¦ spot 12°, Bluetooth Casambi |  | 611.3491
MW006618 | wi4-str-HC-12-2700-9-9016 | Wittenberg 4.0 track spotlight | white matt (RAL 9016), Ø 76 x 143 mm, 1x LED 12,7 W ¦ 2700 K ¦ Ra > 95 ¦ spot 12°, Bluetooth Casambi |  | 611.3491
MW006462 | wi4-str-HC-12-3000-2-9005 | Wittenberg 4.0 track spotlight | black matt (RAL 9005), Ø 76 x 143 mm, 1x LED 12,7 W ¦ 3000 K ¦ Ra > 95 ¦ spot 12°, 1-10 V via rotary potentiometer |  | 532.5676
MW006441 | wi4-str-HC-12-3000-2-9016 | Wittenberg 4.0 track spotlight | white matt (RAL 9016), Ø 76 x 143 mm, 1x LED 12,7 W ¦ 3000 K ¦ Ra > 95 ¦ spot 12°, 1-10 V via rotary potentiometer |  | 532.5676
MW006525 | wi4-str-HC-12-3000-4-9005 | Wittenberg 4.0 track spotlight | black matt (RAL 9005), Ø 76 x 143 mm, 1x LED 12,7 W ¦ 3000 K ¦ Ra > 95 ¦ spot 12°, DALI |  | 532.5676
MW006504 | wi4-str-HC-12-3000-4-9016 | Wittenberg 4.0 track spotlight | white matt (RAL 9016), Ø 76 x 143 mm, 1x LED 12,7 W ¦ 3000 K ¦ Ra > 95 ¦ spot 12°, DALI |  | 532.5676
MW006585 | wi4-str-HC-12-3000-7-9005 | Wittenberg 4.0 track spotlight | black matt (RAL 9005), Ø 76 x 143 mm, 1x LED 12,7 W ¦ 3000 K ¦ Ra > 95 ¦ spot 12°, Leading edge/trailing edge |  | 453.7861
MW006567 | wi4-str-HC-12-3000-7-9016 | Wittenberg 4.0 track spotlight | white matt (RAL 9016), Ø 76 x 143 mm, 1x LED 12,7 W ¦ 3000 K ¦ Ra > 95 ¦ spot 12°, Leading edge/trailing edge |  | 453.7861
MW006642 | wi4-str-HC-12-3000-9-9005 | Wittenberg 4.0 track spotlight | black matt (RAL 9005), Ø 76 x 143 mm, 1x LED 12,7 W ¦ 3000 K ¦ Ra > 95 ¦ spot 12°, Bluetooth Casambi |  | 611.3491
MW006621 | wi4-str-HC-12-3000-9-9016 | Wittenberg 4.0 track spotlight | white matt (RAL 9016), Ø 76 x 143 mm, 1x LED 12,7 W ¦ 3000 K ¦ Ra > 95 ¦ spot 12°, Bluetooth Casambi |  | 611.3491
MW006465 | wi4-str-HC-12-4000-2-9005 | Wittenberg 4.0 track spotlight | black matt (RAL 9005), Ø 76 x 143 mm, 1x LED 12,7 W ¦ 4000 K ¦ Ra > 95 ¦ spot 12°, 1-10 V via rotary potentiometer |  | 532.5676
MW006444 | wi4-str-HC-12-4000-2-9016 | Wittenberg 4.0 track spotlight | white matt (RAL 9016), Ø 76 x 143 mm, 1x LED 12,7 W ¦ 4000 K ¦ Ra > 95 ¦ spot 12°, 1-10 V via rotary potentiometer |  | 532.5676
MW006528 | wi4-str-HC-12-4000-4-9005 | Wittenberg 4.0 track spotlight | black matt (RAL 9005), Ø 76 x 143 mm, 1x LED 12,7 W ¦ 4000 K ¦ Ra > 95 ¦ spot 12°, DALI |  | 532.5676
MW006507 | wi4-str-HC-12-4000-4-9016 | Wittenberg 4.0 track spotlight | white matt (RAL 9016), Ø 76 x 143 mm, 1x LED 12,7 W ¦ 4000 K ¦ Ra > 95 ¦ spot 12°, DALI |  | 532.5676
MW006588 | wi4-str-HC-12-4000-7-9005 | Wittenberg 4.0 track spotlight | black matt (RAL 9005), Ø 76 x 143 mm, 1x LED 12,7 W ¦ 4000 K ¦ Ra > 95 ¦ spot 12°, Leading edge/trailing edge |  | 453.7861
MW006570 | wi4-str-HC-12-4000-7-9016 | Wittenberg 4.0 track spotlight | white matt (RAL 9016), Ø 76 x 143 mm, 1x LED 12,7 W ¦ 4000 K ¦ Ra > 95 ¦ spot 12°, Leading edge/trailing edge |  | 453.7861
MW006645 | wi4-str-HC-12-4000-9-9005 | Wittenberg 4.0 track spotlight | black matt (RAL 9005), Ø 76 x 143 mm, 1x LED 12,7 W ¦ 4000 K ¦ Ra > 95 ¦ spot 12°, Bluetooth Casambi |  | 611.3491
MW006624 | wi4-str-HC-12-4000-9-9016 | Wittenberg 4.0 track spotlight | white matt (RAL 9016), Ø 76 x 143 mm, 1x LED 12,7 W ¦ 4000 K ¦ Ra > 95 ¦ spot 12°, Bluetooth Casambi |  | 611.3491
MW006460 | wi4-str-HC-24-2700-2-9005 | Wittenberg 4.0 track spotlight | black matt (RAL 9005), Ø 76 x 143 mm, 1x LED 12,7 W ¦ 2700 K ¦ Ra > 95 ¦ medium 24°, 1-10 V via rotary potentiometer |  | 532.5676
MW006439 | wi4-str-HC-24-2700-2-9016 | Wittenberg 4.0 track spotlight | white matt (RAL 9016), Ø 76 x 143 mm, 1x LED 12,7 W ¦ 2700 K ¦ Ra > 95 ¦ medium 24°, 1-10 V via rotary potentiometer |  | 532.5676
MW006523 | wi4-str-HC-24-2700-4-9005 | Wittenberg 4.0 track spotlight | black matt (RAL 9005), Ø 76 x 143 mm, 1x LED 12,7 W ¦ 2700 K ¦ Ra > 95 ¦ medium 24°, DALI |  | 532.5676
MW006502 | wi4-str-HC-24-2700-4-9016 | Wittenberg 4.0 track spotlight | white matt (RAL 9016), Ø 76 x 143 mm, 1x LED 12,7 W ¦ 2700 K ¦ Ra > 95 ¦ medium 24°, DALI |  | 532.5676
MW006583 | wi4-str-HC-24-2700-7-9005 | Wittenberg 4.0 track spotlight | black matt (RAL 9005), Ø 76 x 143 mm, 1x LED 12,7 W ¦ 2700 K ¦ Ra > 95 ¦ medium 24°, Leading edge/trailing edge |  | 453.7861
MW006565 | wi4-str-HC-24-2700-7-9016 | Wittenberg 4.0 track spotlight | white matt (RAL 9016), Ø 76 x 143 mm, 1x LED 12,7 W ¦ 2700 K ¦ Ra > 95 ¦ medium 24°, Leading edge/trailing edge |  | 453.7861
MW006640 | wi4-str-HC-24-2700-9-9005 | Wittenberg 4.0 track spotlight | black matt (RAL 9005), Ø 76 x 143 mm, 1x LED 12,7 W ¦ 2700 K ¦ Ra > 95 ¦ medium 24°, Bluetooth Casambi |  | 611.3491
MW006619 | wi4-str-HC-24-2700-9-9016 | Wittenberg 4.0 track spotlight | white matt (RAL 9016), Ø 76 x 143 mm, 1x LED 12,7 W ¦ 2700 K ¦ Ra > 95 ¦ medium 24°, Bluetooth Casambi |  | 611.3491
MW006463 | wi4-str-HC-24-3000-2-9005 | Wittenberg 4.0 track spotlight | black matt (RAL 9005), Ø 76 x 143 mm, 1x LED 12,7 W ¦ 3000 K ¦ Ra > 95 ¦ medium 24°, 1-10 V via rotary potentiometer |  | 532.5676
MW006442 | wi4-str-HC-24-3000-2-9016 | Wittenberg 4.0 track spotlight | white matt (RAL 9016), Ø 76 x 143 mm, 1x LED 12,7 W ¦ 3000 K ¦ Ra > 95 ¦ medium 24°, 1-10 V via rotary potentiometer |  | 532.5676
MW006526 | wi4-str-HC-24-3000-4-9005 | Wittenberg 4.0 track spotlight | black matt (RAL 9005), Ø 76 x 143 mm, 1x LED 12,7 W ¦ 3000 K ¦ Ra > 95 ¦ medium 24°, DALI |  | 532.5676
MW006505 | wi4-str-HC-24-3000-4-9016 | Wittenberg 4.0 track spotlight | white matt (RAL 9016), Ø 76 x 143 mm, 1x LED 12,7 W ¦ 3000 K ¦ Ra > 95 ¦ medium 24°, DALI |  | 532.5676
MW006586 | wi4-str-HC-24-3000-7-9005 | Wittenberg 4.0 track spotlight | black matt (RAL 9005), Ø 76 x 143 mm, 1x LED 12,7 W ¦ 3000 K ¦ Ra > 95 ¦ medium 24°, Leading edge/trailing edge |  | 453.7861
MW006568 | wi4-str-HC-24-3000-7-9016 | Wittenberg 4.0 track spotlight | white matt (RAL 9016), Ø 76 x 143 mm, 1x LED 12,7 W ¦ 3000 K ¦ Ra > 95 ¦ medium 24°, Leading edge/trailing edge |  | 453.7861
MW006643 | wi4-str-HC-24-3000-9-9005 | Wittenberg 4.0 track spotlight | black matt (RAL 9005), Ø 76 x 143 mm, 1x LED 12,7 W ¦ 3000 K ¦ Ra > 95 ¦ medium 24°, Bluetooth Casambi |  | 611.3491
MW006622 | wi4-str-HC-24-3000-9-9016 | Wittenberg 4.0 track spotlight | white matt (RAL 9016), Ø 76 x 143 mm, 1x LED 12,7 W ¦ 3000 K ¦ Ra > 95 ¦ medium 24°, Bluetooth Casambi |  | 611.3491
MW006466 | wi4-str-HC-24-4000-2-9005 | Wittenberg 4.0 track spotlight | black matt (RAL 9005), Ø 76 x 143 mm, 1x LED 12,7 W ¦ 4000 K ¦ Ra > 95 ¦ medium 24°, 1-10 V via rotary potentiometer |  | 532.5676
MW006445 | wi4-str-HC-24-4000-2-9016 | Wittenberg 4.0 track spotlight | white matt (RAL 9016), Ø 76 x 143 mm, 1x LED 12,7 W ¦ 4000 K ¦ Ra > 95 ¦ medium 24°, 1-10 V via rotary potentiometer |  | 532.5676
MW006529 | wi4-str-HC-24-4000-4-9005 | Wittenberg 4.0 track spotlight | black matt (RAL 9005), Ø 76 x 143 mm, 1x LED 12,7 W ¦ 4000 K ¦ Ra > 95 ¦ medium 24°, DALI |  | 532.5676
MW006508 | wi4-str-HC-24-4000-4-9016 | Wittenberg 4.0 track spotlight | white matt (RAL 9016), Ø 76 x 143 mm, 1x LED 12,7 W ¦ 4000 K ¦ Ra > 95 ¦ medium 24°, DALI |  | 532.5676
MW006589 | wi4-str-HC-24-4000-7-9005 | Wittenberg 4.0 track spotlight | black matt (RAL 9005), Ø 76 x 143 mm, 1x LED 12,7 W ¦ 4000 K ¦ Ra > 95 ¦ medium 24°, Leading edge/trailing edge |  | 453.7861
MW006571 | wi4-str-HC-24-4000-7-9016 | Wittenberg 4.0 track spotlight | white matt (RAL 9016), Ø 76 x 143 mm, 1x LED 12,7 W ¦ 4000 K ¦ Ra > 95 ¦ medium 24°, Leading edge/trailing edge |  | 453.7861
MW006646 | wi4-str-HC-24-4000-9-9005 | Wittenberg 4.0 track spotlight | black matt (RAL 9005), Ø 76 x 143 mm, 1x LED 12,7 W ¦ 4000 K ¦ Ra > 95 ¦ medium 24°, Bluetooth Casambi |  | 611.3491
MW006625 | wi4-str-HC-24-4000-9-9016 | Wittenberg 4.0 track spotlight | white matt (RAL 9016), Ø 76 x 143 mm, 1x LED 12,7 W ¦ 4000 K ¦ Ra > 95 ¦ medium 24°, Bluetooth Casambi |  | 611.3491
MW006461 | wi4-str-HC-38-2700-2-9005 | Wittenberg 4.0 track spotlight | black matt (RAL 9005), Ø 76 x 143 mm, 1x LED 12,7 W ¦ 2700 K ¦ Ra > 95 ¦ flood 38°, 1-10 V via rotary potentiometer |  | 532.5676
MW006440 | wi4-str-HC-38-2700-2-9016 | Wittenberg 4.0 track spotlight | white matt (RAL 9016), Ø 76 x 143 mm, 1x LED 12,7 W ¦ 2700 K ¦ Ra > 95 ¦ flood 38°, 1-10 V via rotary potentiometer |  | 532.5676
MW006524 | wi4-str-HC-38-2700-4-9005 | Wittenberg 4.0 track spotlight | black matt (RAL 9005), Ø 76 x 143 mm, 1x LED 12,7 W ¦ 2700 K ¦ Ra > 95 ¦ flood 38°, DALI |  | 532.5676
MW006503 | wi4-str-HC-38-2700-4-9016 | Wittenberg 4.0 track spotlight | white matt (RAL 9016), Ø 76 x 143 mm, 1x LED 12,7 W ¦ 2700 K ¦ Ra > 95 ¦ flood 38°, DALI |  | 532.5676
MW006584 | wi4-str-HC-38-2700-7-9005 | Wittenberg 4.0 track spotlight | black matt (RAL 9005), Ø 76 x 143 mm, 1x LED 12,7 W ¦ 2700 K ¦ Ra > 95 ¦ flood 38°, Leading edge/trailing edge |  | 453.7861
MW006566 | wi4-str-HC-38-2700-7-9016 | Wittenberg 4.0 track spotlight | white matt (RAL 9016), Ø 76 x 143 mm, 1x LED 12,7 W ¦ 2700 K ¦ Ra > 95 ¦ flood 38°, Leading edge/trailing edge |  | 453.7861
MW006641 | wi4-str-HC-38-2700-9-9005 | Wittenberg 4.0 track spotlight | black matt (RAL 9005), Ø 76 x 143 mm, 1x LED 12,7 W ¦ 2700 K ¦ Ra > 95 ¦ flood 38°, Bluetooth Casambi |  | 611.3491
MW006620 | wi4-str-HC-38-2700-9-9016 | Wittenberg 4.0 track spotlight | white matt (RAL 9016), Ø 76 x 143 mm, 1x LED 12,7 W ¦ 2700 K ¦ Ra > 95 ¦ flood 38°, Bluetooth Casambi |  | 611.3491
MW006464 | wi4-str-HC-38-3000-2-9005 | Wittenberg 4.0 track spotlight | black matt (RAL 9005), Ø 76 x 143 mm, 1x LED 12,7 W ¦ 3000 K ¦ Ra > 95 ¦ flood 38°, 1-10 V via rotary potentiometer |  | 532.5676
MW006443 | wi4-str-HC-38-3000-2-9016 | Wittenberg 4.0 track spotlight | white matt (RAL 9016), Ø 76 x 143 mm, 1x LED 12,7 W ¦ 3000 K ¦ Ra > 95 ¦ flood 38°, 1-10 V via rotary potentiometer |  | 532.5676
MW006527 | wi4-str-HC-38-3000-4-9005 | Wittenberg 4.0 track spotlight | black matt (RAL 9005), Ø 76 x 143 mm, 1x LED 12,7 W ¦ 3000 K ¦ Ra > 95 ¦ flood 38°, DALI |  | 532.5676
MW006506 | wi4-str-HC-38-3000-4-9016 | Wittenberg 4.0 track spotlight | white matt (RAL 9016), Ø 76 x 143 mm, 1x LED 12,7 W ¦ 3000 K ¦ Ra > 95 ¦ flood 38°, DALI |  | 532.5676
MW006587 | wi4-str-HC-38-3000-7-9005 | Wittenberg 4.0 track spotlight | black matt (RAL 9005), Ø 76 x 143 mm, 1x LED 12,7 W ¦ 3000 K ¦ Ra > 95 ¦ flood 38°, Leading edge/trailing edge |  | 453.7861
MW006569 | wi4-str-HC-38-3000-7-9016 | Wittenberg 4.0 track spotlight | white matt (RAL 9016), Ø 76 x 143 mm, 1x LED 12,7 W ¦ 3000 K ¦ Ra > 95 ¦ flood 38°, Leading edge/trailing edge |  | 453.7861
MW006644 | wi4-str-HC-38-3000-9-9005 | Wittenberg 4.0 track spotlight | black matt (RAL 9005), Ø 76 x 143 mm, 1x LED 12,7 W ¦ 3000 K ¦ Ra > 95 ¦ flood 38°, Bluetooth Casambi |  | 611.3491
MW006623 | wi4-str-HC-38-3000-9-9016 | Wittenberg 4.0 track spotlight | white matt (RAL 9016), Ø 76 x 143 mm, 1x LED 12,7 W ¦ 3000 K ¦ Ra > 95 ¦ flood 38°, Bluetooth Casambi |  | 611.3491
MW006467 | wi4-str-HC-38-4000-2-9005 | Wittenberg 4.0 track spotlight | black matt (RAL 9005), Ø 76 x 143 mm, 1x LED 12,7 W ¦ 4000 K ¦ Ra > 95 ¦ flood 38°, 1-10 V via rotary potentiometer |  | 532.5676
MW006446 | wi4-str-HC-38-4000-2-9016 | Wittenberg 4.0 track spotlight | white matt (RAL 9016), Ø 76 x 143 mm, 1x LED 12,7 W ¦ 4000 K ¦ Ra > 95 ¦ flood 38°, 1-10 V via rotary potentiometer |  | 532.5676
MW006530 | wi4-str-HC-38-4000-4-9005 | Wittenberg 4.0 track spotlight | black matt (RAL 9005), Ø 76 x 143 mm, 1x LED 12,7 W ¦ 4000 K ¦ Ra > 95 ¦ flood 38°, DALI |  | 532.5676
MW006509 | wi4-str-HC-38-4000-4-9016 | Wittenberg 4.0 track spotlight | white matt (RAL 9016), Ø 76 x 143 mm, 1x LED 12,7 W ¦ 4000 K ¦ Ra > 95 ¦ flood 38°, DALI |  | 532.5676
MW006590 | wi4-str-HC-38-4000-7-9005 | Wittenberg 4.0 track spotlight | black matt (RAL 9005), Ø 76 x 143 mm, 1x LED 12,7 W ¦ 4000 K ¦ Ra > 95 ¦ flood 38°, Leading edge/trailing edge |  | 453.7861
MW006572 | wi4-str-HC-38-4000-7-9016 | Wittenberg 4.0 track spotlight | white matt (RAL 9016), Ø 76 x 143 mm, 1x LED 12,7 W ¦ 4000 K ¦ Ra > 95 ¦ flood 38°, Leading edge/trailing edge |  | 453.7861
MW006647 | wi4-str-HC-38-4000-9-9005 | Wittenberg 4.0 track spotlight | black matt (RAL 9005), Ø 76 x 143 mm, 1x LED 12,7 W ¦ 4000 K ¦ Ra > 95 ¦ flood 38°, Bluetooth Casambi |  | 611.3491
MW006626 | wi4-str-HC-38-4000-9-9016 | Wittenberg 4.0 track spotlight | white matt (RAL 9016), Ø 76 x 143 mm, 1x LED 12,7 W ¦ 4000 K ¦ Ra > 95 ¦ flood 38°, Bluetooth Casambi |  | 611.3491
MW006765 | wi4-str2-12-d2w-4-9005 | Wittenberg 4.0 track spotlight | black matt (RAL 9005), Ø 76 x 38 mm, 1x LED dim2warm 12 W ¦ 1800 - 3000 K ¦ Ra > 95 ¦ spot 12°, DALI |  | 527.8361
MW006744 | wi4-str2-12-d2w-4-9016 | Wittenberg 4.0 track spotlight | white matt (RAL 9016), Ø 76 x 38 mm, 1x LED dim2warm 12 W ¦ 1800 - 3000 K ¦ Ra > 95 ¦ spot 12°, DALI |  | 527.8361
MW006828 | wi4-str2-12-d2w-9-9005 | Wittenberg 4.0 track spotlight | black matt (RAL 9005), Ø 76 x 38 mm, 1x LED dim2warm 12 W ¦ 1800 - 3000 K ¦ Ra > 95 ¦ spot 12°, Bluetooth Casambi |  | 606.6176
MW006807 | wi4-str2-12-d2w-9-9016 | Wittenberg 4.0 track spotlight | white matt (RAL 9016), Ø 76 x 38 mm, 1x LED dim2warm 12 W ¦ 1800 - 3000 K ¦ Ra > 95 ¦ spot 12°, Bluetooth Casambi |  | 606.6176
MW006766 | wi4-str2-24-d2w-4-9005 | Wittenberg 4.0 track spotlight | black matt (RAL 9005), Ø 76 x 38 mm, 1x LED dim2warm 12 W ¦ 1800 - 3000 K ¦ Ra > 95 ¦ medium 24°, DALI |  | 527.8361
MW006745 | wi4-str2-24-d2w-4-9016 | Wittenberg 4.0 track spotlight | white matt (RAL 9016), Ø 76 x 38 mm, 1x LED dim2warm 12 W ¦ 1800 - 3000 K ¦ Ra > 95 ¦ medium 24°, DALI |  | 527.8361
MW006829 | wi4-str2-24-d2w-9-9005 | Wittenberg 4.0 track spotlight | black matt (RAL 9005), Ø 76 x 38 mm, 1x LED dim2warm 12 W ¦ 1800 - 3000 K ¦ Ra > 95 ¦ medium 24°, Bluetooth Casambi |  | 606.6176
MW006808 | wi4-str2-24-d2w-9-9016 | Wittenberg 4.0 track spotlight | white matt (RAL 9016), Ø 76 x 38 mm, 1x LED dim2warm 12 W ¦ 1800 - 3000 K ¦ Ra > 95 ¦ medium 24°, Bluetooth Casambi |  | 606.6176
MW006767 | wi4-str2-38-d2w-4-9005 | Wittenberg 4.0 track spotlight | black matt (RAL 9005), Ø 76 x 38 mm, 1x LED dim2warm 12 W ¦ 1800 - 3000 K ¦ Ra > 95 ¦ flood 38°, DALI |  | 527.8361
MW006746 | wi4-str2-38-d2w-4-9016 | Wittenberg 4.0 track spotlight | white matt (RAL 9016), Ø 76 x 38 mm, 1x LED dim2warm 12 W ¦ 1800 - 3000 K ¦ Ra > 95 ¦ flood 38°, DALI |  | 527.8361
MW006830 | wi4-str2-38-d2w-9-9005 | Wittenberg 4.0 track spotlight | black matt (RAL 9005), Ø 76 x 38 mm, 1x LED dim2warm 12 W ¦ 1800 - 3000 K ¦ Ra > 95 ¦ flood 38°, Bluetooth Casambi |  | 606.6176
MW006809 | wi4-str2-38-d2w-9-9016 | Wittenberg 4.0 track spotlight | white matt (RAL 9016), Ø 76 x 38 mm, 1x LED dim2warm 12 W ¦ 1800 - 3000 K ¦ Ra > 95 ¦ flood 38°, Bluetooth Casambi |  | 606.6176
MW006699 | wi4-str2-HC-12-2700-1-9005 | Wittenberg 4.0 track spotlight | black matt (RAL 9005), Ø 76 x 38 mm, 1x LED 12,7 W ¦ 2700 K ¦ Ra > 95 ¦ spot 12°, switchable |  | 360.8239
MW006681 | wi4-str2-HC-12-2700-1-9016 | Wittenberg 4.0 track spotlight | white matt (RAL 9016), Ø 76 x 38 mm, 1x LED 12,7 W ¦ 2700 K ¦ Ra > 95 ¦ spot 12°, switchable |  | 360.8239
MW006756 | wi4-str2-HC-12-2700-4-9005 | Wittenberg 4.0 track spotlight | black matt (RAL 9005), Ø 76 x 38 mm, 1x LED 12,7 W ¦ 2700 K ¦ Ra > 95 ¦ spot 12°, DALI |  | 439.6054
MW006735 | wi4-str2-HC-12-2700-4-9016 | Wittenberg 4.0 track spotlight | white matt (RAL 9016), Ø 76 x 38 mm, 1x LED 12,7 W ¦ 2700 K ¦ Ra > 95 ¦ spot 12°, DALI |  | 439.6054
MW006819 | wi4-str2-HC-12-2700-9-9005 | Wittenberg 4.0 track spotlight | black matt (RAL 9005), Ø 76 x 38 mm, 1x LED 12,7 W ¦ 2700 K ¦ Ra > 95 ¦ spot 12°, Bluetooth Casambi |  | 518.3869
MW006798 | wi4-str2-HC-12-2700-9-9016 | Wittenberg 4.0 track spotlight | white matt (RAL 9016), Ø 76 x 38 mm, 1x LED 12,7 W ¦ 2700 K ¦ Ra > 95 ¦ spot 12°, Bluetooth Casambi |  | 518.3869
MW006702 | wi4-str2-HC-12-3000-1-9005 | Wittenberg 4.0 track spotlight | black matt (RAL 9005), Ø 76 x 38 mm, 1x LED 12,7 W ¦ 3000 K ¦ Ra > 95 ¦ spot 12°, switchable |  | 360.8239
MW006684 | wi4-str2-HC-12-3000-1-9016 | Wittenberg 4.0 track spotlight | white matt (RAL 9016), Ø 76 x 38 mm, 1x LED 12,7 W ¦ 3000 K ¦ Ra > 95 ¦ spot 12°, switchable |  | 360.8239
MW006759 | wi4-str2-HC-12-3000-4-9005 | Wittenberg 4.0 track spotlight | black matt (RAL 9005), Ø 76 x 38 mm, 1x LED 12,7 W ¦ 3000 K ¦ Ra > 95 ¦ spot 12°, DALI |  | 439.6054
MW006738 | wi4-str2-HC-12-3000-4-9016 | Wittenberg 4.0 track spotlight | white matt (RAL 9016), Ø 76 x 38 mm, 1x LED 12,7 W ¦ 3000 K ¦ Ra > 95 ¦ spot 12°, DALI |  | 439.6054
MW006822 | wi4-str2-HC-12-3000-9-9005 | Wittenberg 4.0 track spotlight | black matt (RAL 9005), Ø 76 x 38 mm, 1x LED 12,7 W ¦ 3000 K ¦ Ra > 95 ¦ spot 12°, Bluetooth Casambi |  | 518.3869
MW006801 | wi4-str2-HC-12-3000-9-9016 | Wittenberg 4.0 track spotlight | white matt (RAL 9016), Ø 76 x 38 mm, 1x LED 12,7 W ¦ 3000 K ¦ Ra > 95 ¦ spot 12°, Bluetooth Casambi |  | 518.3869
MW006705 | wi4-str2-HC-12-4000-1-9005 | Wittenberg 4.0 track spotlight | black matt (RAL 9005), Ø 76 x 38 mm, 1x LED 12,7 W ¦ 4000 K ¦ Ra > 95 ¦ spot 12°, switchable |  | 360.8239
MW006687 | wi4-str2-HC-12-4000-1-9016 | Wittenberg 4.0 track spotlight | white matt (RAL 9016), Ø 76 x 38 mm, 1x LED 12,7 W ¦ 4000 K ¦ Ra > 95 ¦ spot 12°, switchable |  | 360.8239
MW006762 | wi4-str2-HC-12-4000-4-9005 | Wittenberg 4.0 track spotlight | black matt (RAL 9005), Ø 76 x 38 mm, 1x LED 12,7 W ¦ 4000 K ¦ Ra > 95 ¦ spot 12°, DALI |  | 439.6054
MW006741 | wi4-str2-HC-12-4000-4-9016 | Wittenberg 4.0 track spotlight | white matt (RAL 9016), Ø 76 x 38 mm, 1x LED 12,7 W ¦ 4000 K ¦ Ra > 95 ¦ spot 12°, DALI |  | 439.6054
MW006825 | wi4-str2-HC-12-4000-9-9005 | Wittenberg 4.0 track spotlight | black matt (RAL 9005), Ø 76 x 38 mm, 1x LED 12,7 W ¦ 4000 K ¦ Ra > 95 ¦ spot 12°, Bluetooth Casambi |  | 518.3869
MW006804 | wi4-str2-HC-12-4000-9-9016 | Wittenberg 4.0 track spotlight | white matt (RAL 9016), Ø 76 x 38 mm, 1x LED 12,7 W ¦ 4000 K ¦ Ra > 95 ¦ spot 12°, Bluetooth Casambi |  | 518.3869
MW006700 | wi4-str2-HC-24-2700-1-9005 | Wittenberg 4.0 track spotlight | black matt (RAL 9005), Ø 76 x 38 mm, 1x LED 12,7 W ¦ 2700 K ¦ Ra > 95 ¦ medium 24°, switchable |  | 360.8239
MW006682 | wi4-str2-HC-24-2700-1-9016 | Wittenberg 4.0 track spotlight | white matt (RAL 9016), Ø 76 x 38 mm, 1x LED 12,7 W ¦ 2700 K ¦ Ra > 95 ¦ medium 24°, switchable |  | 360.8239
MW006757 | wi4-str2-HC-24-2700-4-9005 | Wittenberg 4.0 track spotlight | black matt (RAL 9005), Ø 76 x 38 mm, 1x LED 12,7 W ¦ 2700 K ¦ Ra > 95 ¦ medium 24°, DALI |  | 439.6054
MW006736 | wi4-str2-HC-24-2700-4-9016 | Wittenberg 4.0 track spotlight | white matt (RAL 9016), Ø 76 x 38 mm, 1x LED 12,7 W ¦ 2700 K ¦ Ra > 95 ¦ medium 24°, DALI |  | 439.6054
MW006820 | wi4-str2-HC-24-2700-9-9005 | Wittenberg 4.0 track spotlight | black matt (RAL 9005), Ø 76 x 38 mm, 1x LED 12,7 W ¦ 2700 K ¦ Ra > 95 ¦ medium 24°, Bluetooth Casambi |  | 518.3869
MW006799 | wi4-str2-HC-24-2700-9-9016 | Wittenberg 4.0 track spotlight | white matt (RAL 9016), Ø 76 x 38 mm, 1x LED 12,7 W ¦ 2700 K ¦ Ra > 95 ¦ medium 24°, Bluetooth Casambi |  | 518.3869
MW006703 | wi4-str2-HC-24-3000-1-9005 | Wittenberg 4.0 track spotlight | black matt (RAL 9005), Ø 76 x 38 mm, 1x LED 12,7 W ¦ 3000 K ¦ Ra > 95 ¦ medium 24°, switchable |  | 360.8239
MW006685 | wi4-str2-HC-24-3000-1-9016 | Wittenberg 4.0 track spotlight | white matt (RAL 9016), Ø 76 x 38 mm, 1x LED 12,7 W ¦ 3000 K ¦ Ra > 95 ¦ medium 24°, switchable |  | 360.8239
MW006760 | wi4-str2-HC-24-3000-4-9005 | Wittenberg 4.0 track spotlight | black matt (RAL 9005), Ø 76 x 38 mm, 1x LED 12,7 W ¦ 3000 K ¦ Ra > 95 ¦ medium 24°, DALI |  | 439.6054
MW006739 | wi4-str2-HC-24-3000-4-9016 | Wittenberg 4.0 track spotlight | white matt (RAL 9016), Ø 76 x 38 mm, 1x LED 12,7 W ¦ 3000 K ¦ Ra > 95 ¦ medium 24°, DALI |  | 439.6054
MW006823 | wi4-str2-HC-24-3000-9-9005 | Wittenberg 4.0 track spotlight | black matt (RAL 9005), Ø 76 x 38 mm, 1x LED 12,7 W ¦ 3000 K ¦ Ra > 95 ¦ medium 24°, Bluetooth Casambi |  | 518.3869
MW006802 | wi4-str2-HC-24-3000-9-9016 | Wittenberg 4.0 track spotlight | white matt (RAL 9016), Ø 76 x 38 mm, 1x LED 12,7 W ¦ 3000 K ¦ Ra > 95 ¦ medium 24°, Bluetooth Casambi |  | 518.3869
MW006706 | wi4-str2-HC-24-4000-1-9005 | Wittenberg 4.0 track spotlight | black matt (RAL 9005), Ø 76 x 38 mm, 1x LED 12,7 W ¦ 4000 K ¦ Ra > 95 ¦ medium 24°, switchable |  | 360.8239
MW006688 | wi4-str2-HC-24-4000-1-9016 | Wittenberg 4.0 track spotlight | white matt (RAL 9016), Ø 76 x 38 mm, 1x LED 12,7 W ¦ 4000 K ¦ Ra > 95 ¦ medium 24°, switchable |  | 360.8239
MW006763 | wi4-str2-HC-24-4000-4-9005 | Wittenberg 4.0 track spotlight | black matt (RAL 9005), Ø 76 x 38 mm, 1x LED 12,7 W ¦ 4000 K ¦ Ra > 95 ¦ medium 24°, DALI |  | 439.6054
MW006742 | wi4-str2-HC-24-4000-4-9016 | Wittenberg 4.0 track spotlight | white matt (RAL 9016), Ø 76 x 38 mm, 1x LED 12,7 W ¦ 4000 K ¦ Ra > 95 ¦ medium 24°, DALI |  | 439.6054
MW006826 | wi4-str2-HC-24-4000-9-9005 | Wittenberg 4.0 track spotlight | black matt (RAL 9005), Ø 76 x 38 mm, 1x LED 12,7 W ¦ 4000 K ¦ Ra > 95 ¦ medium 24°, Bluetooth Casambi |  | 518.3869
MW006805 | wi4-str2-HC-24-4000-9-9016 | Wittenberg 4.0 track spotlight | white matt (RAL 9016), Ø 76 x 38 mm, 1x LED 12,7 W ¦ 4000 K ¦ Ra > 95 ¦ medium 24°, Bluetooth Casambi |  | 518.3869
MW006701 | wi4-str2-HC-38-2700-1-9005 | Wittenberg 4.0 track spotlight | black matt (RAL 9005), Ø 76 x 38 mm, 1x LED 12,7 W ¦ 2700 K ¦ Ra > 95 ¦ flood 38°, switchable |  | 360.8239
MW006683 | wi4-str2-HC-38-2700-1-9016 | Wittenberg 4.0 track spotlight | white matt (RAL 9016), Ø 76 x 38 mm, 1x LED 12,7 W ¦ 2700 K ¦ Ra > 95 ¦ flood 38°, switchable |  | 360.8239
MW006758 | wi4-str2-HC-38-2700-4-9005 | Wittenberg 4.0 track spotlight | black matt (RAL 9005), Ø 76 x 38 mm, 1x LED 12,7 W ¦ 2700 K ¦ Ra > 95 ¦ flood 38°, DALI |  | 439.6054
MW006737 | wi4-str2-HC-38-2700-4-9016 | Wittenberg 4.0 track spotlight | white matt (RAL 9016), Ø 76 x 38 mm, 1x LED 12,7 W ¦ 2700 K ¦ Ra > 95 ¦ flood 38°, DALI |  | 439.6054
MW006821 | wi4-str2-HC-38-2700-9-9005 | Wittenberg 4.0 track spotlight | black matt (RAL 9005), Ø 76 x 38 mm, 1x LED 12,7 W ¦ 2700 K ¦ Ra > 95 ¦ flood 38°, Bluetooth Casambi |  | 518.3869
MW006800 | wi4-str2-HC-38-2700-9-9016 | Wittenberg 4.0 track spotlight | white matt (RAL 9016), Ø 76 x 38 mm, 1x LED 12,7 W ¦ 2700 K ¦ Ra > 95 ¦ flood 38°, Bluetooth Casambi |  | 518.3869
MW006704 | wi4-str2-HC-38-3000-1-9005 | Wittenberg 4.0 track spotlight | black matt (RAL 9005), Ø 76 x 38 mm, 1x LED 12,7 W ¦ 3000 K ¦ Ra > 95 ¦ flood 38°, switchable |  | 360.8239
MW006686 | wi4-str2-HC-38-3000-1-9016 | Wittenberg 4.0 track spotlight | white matt (RAL 9016), Ø 76 x 38 mm, 1x LED 12,7 W ¦ 3000 K ¦ Ra > 95 ¦ flood 38°, switchable |  | 360.8239
MW006761 | wi4-str2-HC-38-3000-4-9005 | Wittenberg 4.0 track spotlight | black matt (RAL 9005), Ø 76 x 38 mm, 1x LED 12,7 W ¦ 3000 K ¦ Ra > 95 ¦ flood 38°, DALI |  | 439.6054
MW006740 | wi4-str2-HC-38-3000-4-9016 | Wittenberg 4.0 track spotlight | white matt (RAL 9016), Ø 76 x 38 mm, 1x LED 12,7 W ¦ 3000 K ¦ Ra > 95 ¦ flood 38°, DALI |  | 439.6054
MW006824 | wi4-str2-HC-38-3000-9-9005 | Wittenberg 4.0 track spotlight | black matt (RAL 9005), Ø 76 x 38 mm, 1x LED 12,7 W ¦ 3000 K ¦ Ra > 95 ¦ flood 38°, Bluetooth Casambi |  | 518.3869
MW006803 | wi4-str2-HC-38-3000-9-9016 | Wittenberg 4.0 track spotlight | white matt (RAL 9016), Ø 76 x 38 mm, 1x LED 12,7 W ¦ 3000 K ¦ Ra > 95 ¦ flood 38°, Bluetooth Casambi |  | 518.3869
MW006707 | wi4-str2-HC-38-4000-1-9005 | Wittenberg 4.0 track spotlight | black matt (RAL 9005), Ø 76 x 38 mm, 1x LED 12,7 W ¦ 4000 K ¦ Ra > 95 ¦ flood 38°, switchable |  | 360.8239
MW006689 | wi4-str2-HC-38-4000-1-9016 | Wittenberg 4.0 track spotlight | white matt (RAL 9016), Ø 76 x 38 mm, 1x LED 12,7 W ¦ 4000 K ¦ Ra > 95 ¦ flood 38°, switchable |  | 360.8239
MW006764 | wi4-str2-HC-38-4000-4-9005 | Wittenberg 4.0 track spotlight | black matt (RAL 9005), Ø 76 x 38 mm, 1x LED 12,7 W ¦ 4000 K ¦ Ra > 95 ¦ flood 38°, DALI |  | 439.6054
MW006743 | wi4-str2-HC-38-4000-4-9016 | Wittenberg 4.0 track spotlight | white matt (RAL 9016), Ø 76 x 38 mm, 1x LED 12,7 W ¦ 4000 K ¦ Ra > 95 ¦ flood 38°, DALI |  | 439.6054
MW006827 | wi4-str2-HC-38-4000-9-9005 | Wittenberg 4.0 track spotlight | black matt (RAL 9005), Ø 76 x 38 mm, 1x LED 12,7 W ¦ 4000 K ¦ Ra > 95 ¦ flood 38°, Bluetooth Casambi |  | 518.3869
MW006806 | wi4-str2-HC-38-4000-9-9016 | Wittenberg 4.0 track spotlight | white matt (RAL 9016), Ø 76 x 38 mm, 1x LED 12,7 W ¦ 4000 K ¦ Ra > 95 ¦ flood 38°, Bluetooth Casambi |  | 518.3869
MW017476 | wi4-vl-30 | Wittenberg 4.0 components and accessories | beam diverging attachment 30° |  | 94.5378
MW017477 | wi4-vl-60 | Wittenberg 4.0 components and accessories | beam diverging attachment (wallwasher lens) 60° |  | 94.5378
MW017475 | wi4-vl-sk | Wittenberg 4.0 components and accessories | sculpture lens for elliptical light distribution |  | 45.6933
MW013279 | wm-23-2700-7-9016 | Warnemünde 23 surface-mounted spotlight IP54 | white matt (RAL 9016), Ø 90 x 110 mm, 11 W ¦ 2700 K ¦ Ra > 90, Leading edge/trailing edge |  | 304.0966
MW013281 | wm-23-2700-7-cr | Warnemünde 23 surface-mounted spotlight IP54 | chrome, Ø 90 x 110 mm, 11 W ¦ 2700 K ¦ Ra > 90, Leading edge/trailing edge |  | 323.0042
MW013296 | wm-23-3000-7-9016 | Warnemünde 23 surface-mounted spotlight IP54 | white matt (RAL 9016), Ø 90 x 110 mm, 11 W ¦ 3000 K ¦ Ra > 90, Leading edge/trailing edge |  | 304.0966
MW013298 | wm-23-3000-7-cr | Warnemünde 23 surface-mounted spotlight IP54 | chrome, Ø 90 x 110 mm, 11 W ¦ 3000 K ¦ Ra > 90, Leading edge/trailing edge |  | 323.0042
MW013284 | wm-33-2700-9016 | Warnemünde 33 / 63 surface-mounted / recessed spotlight IP 54 | white matt (RAL 9016), Ø 90 x 60 mm, 9 W ¦ 2700 K ¦ Ra > 90, converter not included |  | 283.6134
MW013285 | wm-33-2700-cr | Warnemünde 33 / 63 surface-mounted / recessed spotlight IP 54 | chrome, Ø 90 x 60 mm, 9 W ¦ 2700 K ¦ Ra > 90, converter not included |  | 304.0966
MW013292 | wm-33-3000-9016 | Warnemünde 33 / 63 surface-mounted / recessed spotlight IP 54 | white matt (RAL 9016), Ø 90 x 60 mm, 9 W ¦ 3000 K ¦ Ra > 90, converter not included |  | 283.6134
MW013293 | wm-33-3000-cr | Warnemünde 33 / 63 surface-mounted / recessed spotlight IP 54 | chrome, Ø 90 x 60 mm, 9 W ¦ 3000 K ¦ Ra > 90, converter not included |  | 304.0966
MW013287 | wm-63-2700-9016 | Warnemünde 33 / 63 surface-mounted / recessed spotlight IP 54 | white matt (RAL 9016), Ø 90 x 60 mm, 9 W ¦ 2700 K ¦ Ra > 90, converter not included |  | 283.6134
MW013288 | wm-63-2700-cr | Warnemünde 33 / 63 surface-mounted / recessed spotlight IP 54 | chrome, Ø 90 x 60 mm, 9 W ¦ 2700 K ¦ Ra > 90, converter not included |  | 304.0966
MW017817 | wm-63-3000-9016 | Warnemünde 33 / 63 surface-mounted / recessed spotlight IP 54 | white matt (RAL 9016), Ø 90 x 60 mm, 9 W ¦ 3000 K ¦ Ra > 90, converter not included |  | 283.6134
MW013290 | wm-63-3000-cr | Warnemünde 33 / 63 surface-mounted / recessed spotlight IP 54 | chrome, Ø 90 x 60 mm, 9 W ¦ 3000 K ¦ Ra > 90, converter not included |  | 304.0966

## TM Technologie
Prijslijst maart 2026 - TM Technologie
Ontec S
Artikelnummer | Omschrijving | Brutoprijs
TM-OS.C1STM360W | ONTEC S C1 302 M ST | 121.5
TM-OS.C1STN660W | ONTEC S C1 60 NM ST | 132.75
TM-OS.C1ATM360W | ONTEC S C1 302 M AT | 153
TM-OS.C1ATM36CW | ONTEC S C1 302 M AT COLD | 184.5
TM-OS.C1ATN660W | ONTEC S C1 60 NM AT | 141.75
TM-OS.C1DDM360W | ONTEC S C1 302 M DATA 2 | 184.5
TM-OS.C1DRM360W | ONTEC S C1 302 M DATA 2 RADIO | 254.25
TM-OS.C1DRM36CW | ONTEC S C1 302 M DATA 2 RADIO COLD | 285.75
TM-OS.C1DDN660W | ONTEC S C1 60 NM DATA 2 | 130.5
TM-OS.C1DRN660W | ONTEC S C1 60 NM DATA 2 RADIO | 189
TM-OS.C1CB0060W | ONTEC S C1 CB | 85.5
TM-OS.C1CBA060W | ONTEC S C1 CBA | 148.5
TM-OS.C1DAM360W | ONTEC S C1 302 M DALI | 189
TM-OS.C1DAM36CW | ONTEC S C1 302 M DALI COLD | 222.75
TM-OS.C2ATM160W | ONTEC S C2 105 M AT | 200.25
TM-OS.C2ATM360W | ONTEC S C2 305 M AT | 227.25
TM-OS.C2DRM160W | ONTEC S C2 105 M DATA 2 RADIO | 265.5
TM-OS.C2DRM360W | ONTEC S C2 305 M DATA 2 RADIO | 294.75
TM-OS.C2CB0060W | ONTEC S C2 05 CB | 94.5
TM-OS.C2CBA060W | ONTEC S C2 05 CBA | 159.75
TM-OS.C2DAM160W | ONTEC S C2 105 M DALI | 198
TM-OS.C2DAM360W | ONTEC S C2 305 M DALI | 227.25
TM-OS.F1STM360W | ONTEC S F1 302 M ST | 121.5
TM-OS.F1ATM360W | ONTEC S F1 302 M AT | 155.25
TM-OS.F1ATN660W | ONTEC S F1 60 NM AT | 141.75
TM-OS.F1DRM360W | ONTEC S F1 302 M DATA 2 RADIO | 254.25
TM-OS.F1DDN660W | ONTEC S F1 60 NM DATA 2 | 128.25
TM-OS.F1DRN660W | ONTEC S F1 60 NM DATA 2 RADIO | 184.5
TM-OS.F1DAM360W | ONTEC S F1 302 M DALI | 191.25
TM-OS.F2STM160W | ONTEC S F2 105 M ST | 171
TM-OS.F2ATM160W | ONTEC S F2 105 M AT | 200.25
TM-OS.F2ATM360W | ONTEC S F2 305 M AT | 227.25
TM-OS.F2DDM160W | ONTEC S F2 105 M DATA 2 | 193.5
TM-OS.F2DRM160W | ONTEC S F2 105 M DATA 2 RADIO | 265.5
TM-OS.F2CB0060W | ONTEC S F2 05 CB | 94.5
TM-OS.F2CBA060W | ONTEC S F2 05 CBA | 162
TM-OS.F2DAM160W | ONTEC S F2 105 M DALI | 200.25
TM-OS.F2DAM360W | ONTEC S F2 305 M DALI | 229.5
TM-OS.M1STM860W | ONTEC S M1 180 M ST | 94.5
TM-OS.M1ATM860W | ONTEC S M1 180 M AT | 114.75
TM-OS.M1ATM660W | ONTEC S M1 60 M AT | 114.75
TM-OS.M1DDM860W | ONTEC S M1 180 M DATA 2 | 128.25
TM-OS.M1DRM860W | ONTEC S M1 180 M DATA 2 RADIO | 184.5
TM-OS.M1CB0060W | ONTEC S M1 CB | 83.25
TM-OS.M1CBA060W | ONTEC S M1 CBA | 144
TM-OS.M2STM36CW | ONTEC S M2 302 M ST COLD | 146.25
TM-OS.M2STM360W | ONTEC S M2 302 M ST | 117
TM-OS.M2STM16CW | ONTEC S M2 102 M ST COLD | 123.75
TM-OS.M2ATM16CW | ONTEC S M2 102 M AT COLD | 157.5
TM-OS.M2ATM36CW | ONTEC S M2 302 M AT COLD | 180
TM-OS.M2ATM360W | ONTEC S M2 302 M AT | 148.5
TM-OS.M2DDM360W | ONTEC S M2 302 M DATA 2 | 175.5
TM-OS.M2DRM16CW | ONTEC S M2 102 M DATA 2 RADIO COLD | 256.5
TM-OS.M2DRM36CW | ONTEC S M2 302 M DATA 2 RADIO COLD | 315
TM-OS.M2DDM36CW | ONTEC S M2 302 M DATA 2 COLD | 245.25
TM-OS.M2DDM16CW | ONTEC S M2 102 M DATA 2 COLD | 189
TM-OS.M2DRM360W | ONTEC S M2 302 M DATA 2 RADIO | 254.25
TM-OS.M2DAM36CW | ONTEC S M2 302 M DALI COLD | 249.75
TM-OS.M2DAM16CW | ONTEC S M2 102 M DALI COLD | 191.25
TM-OS.M2DAM360W | ONTEC S M2 302 M DALI | 191.25
TM-OS.M5STM160W | ONTEC S M5 105 M ST | 159.75
TM-OS.M5STM16CW | ONTEC S M5 105 M ST COLD | 189
TM-OS.M5STM360W | ONTEC S M5 305 M ST | 189
TM-OS.M5ATM160W | ONTEC S M5 105 M AT | 189
TM-OS.M5ATM16CW | ONTEC S M5 105 M AT COLD | 238.5
TM-OS.M5ATM360W | ONTEC S M5 305 M AT | 216
TM-OS.M5DDM160W | ONTEC S M5 105 M DATA 2 | 184.5
TM-OS.M5DDM16CW | ONTEC S M5 105 M DATA 2 COLD | 213.75
TM-OS.M5DRM160W | ONTEC S M5 105 M DATA 2 RADIO | 254.25
TM-OS.M5DDM360W | ONTEC S M5 305 M DATA 2 | 211.5
TM-OS.M5CB0060W | ONTEC S M5 05 CB | 83.25
TM-OS.M5CBA060W | ONTEC S M5 05 CBA | 150.75
TM-OS.M5DAM360W | ONTEC S M5 305 M DALI | 218.25
TM-OS.W1STM360W | ONTEC S W1 302 M ST | 121.5
TM-OS.W1STM36CW | ONTEC S W1 302 M ST COLD | 150.75
TM-OS.W1STN660W | ONTEC S W1 60 NM ST | 132.75
TM-OS.W1ATM360W | ONTEC S W1 302 M AT | 153
TM-OS.W1ATM36CW | ONTEC S W1 302 M AT COLD | 184.5
TM-OS.W1ATN660W | ONTEC S W1 60 NM AT | 141.75
TM-OS.W1DDM360W | ONTEC S W1 302 M DATA 2 | 184.5
TM-OS.W1DDM36CW | ONTEC S W1 302 M DATA 2 COLD | 216
TM-OS.W1DRM36CW | ONTEC S W1 302 M DATA 2 RADIO COLD | 285.75
TM-OS.W1DDN660W | ONTEC S W1 60 NM DATA 2 | 128.25
TM-OS.W1DRN660W | ONTEC S W1 60 NM DATA 2 RADIO | 184.5
TM-OS.W1CB0060W | ONTEC S W1 CB | 85.5
TM-OS.W1CBA060W | ONTEC S W1 CBA | 148.5
TM-OS.W1DAM360W | ONTEC S W1 302 M DALI | 189
TM-OS.W2STM360W | ONTEC S W2 305 M ST | 200.25
TM-OS.W2STM16CW | ONTEC S W2 105 M ST COLD | 200.25
TM-OS.W2ATM160W | ONTEC S W2 105 M AT | 200.25
TM-OS.W2ATM16CW | ONTEC S W2 105 M AT COLD | 249.75
TM-OS.W2DDM160W | ONTEC S W2 105 M DATA 2 | 191.25
TM-OS.W2DDM16CW | ONTEC S W2 105 M DATA 2 COLD | 222.75
TM-OS.W2DRM160W | ONTEC S W2 105 M DATA 2 RADIO | 265.5
TM-OS.W2DRM16CW | ONTEC S W2 105 M DATA 2 RADIO COLD | 238.5
TM-OS.W2DDM360W | ONTEC S W2 305 M DATA 2 | 222.75
TM-OS.W2DRM360W | ONTEC S W2 305 M DATA 2 RADIO | 265.5
TM-OS.W2CB0060W | ONTEC S W2 05 CB | 92.25
TM-OS.W2CBA060W | ONTEC S W2 05 CBA | 159.75
TM-OS.W2DAM160W | ONTEC S W2 105 M DALI | 198
TM-OS.W2DAM16CW | ONTEC S W2 105 M DALI COLD | 229.5
TM-OS.W2DAM360W | ONTEC S W2 305 M DALI | 198
TM-AKC.OS06 | Onderhangend bord dubbelzijdig voor Ontec S. Flag TM-AKC.OS06 | 28.875
TM-AKC.OS04 | Verstelbare montage set voor Ontec S 15°-60° | 21
TM-AKC.OS03 | Montagebeugel voor pendel oplossing Ontec S | 31.5
TM-AKC.OS05.01 | Beschermraster voor Ontec S | 57.75
TM-AKC.OS010 | Bescherm cover Ontec S IP67 | 84
TM-AKC.UN000 | Inbouwset Ontec S & S20 | 13.125
TM-AKC.OS14 | Verstelbare montage set Ontec S voor wandmontage | 42
Ontec G
Artikelnummers | Omschrijving
TM-OG.EPATM400W | TM.ONTEC G E1E 480 M AT | 220.5
TM-OG.EPDAM300W | TM.ONTEC G E1P 301 M DALI | 231.75
TM-OG.EESTM300W | TM.ONTEC G E1E 301 M ST | 123.9
TM-OG.EEATN800W | TM.ONTEC G E1E 180 NM AT | 164.25
TM-OG.EEATM800W | TM.ONTEC G E1E 180 M AT | 153.5
TM-OG.EEDDM800W | TM.ONTEC G E1E 180 M DATA 2 | 144
TM-OG.EEDRM800W | TM.ONTEC G E1E 180 M DATA 2 RADIO | 198
TM-OG.EEDRN800W | TM.ONTEC G E1E 180 NM DATA2 RADIO | 195.75
TM-OG.EECB0000W | TM.ONTEC G E1E 01 CB | 90
TM-OG.EECBA000W | TM.ONTEC G E1E 01 CBA | 153
TM-OG.EEDAM300W | TM.ONTEC G E1E 301 M DALI | 191.25
TM-AKC.OG05 | Pendelset voor Ontec G inclusief 5 meter staaldraad | 60.375
TM-AKC.OG00 | Inbouwframe voor Ontec G wit | 23.625
TM-AKC.OG09W | Opbouwset voor haakse installatie Ontec G tegen de muur | 57.75
Ontec E
Artikelnummers | Omschrijving
TM-OE.EUSTN300W | TM.ONTEC E E1U 301 NM ST | 119.25
TM-OE.EECB0000W | TM.ONTEC E E1E 01 CB | 144
TM-OE.EECBA000W | TM.ONTEC E E1E 01 CBA | 207
TM-OE.EPCBA000W | TM.ONTEC E E1P 01 CBA | 213.75
TM-OE.EPDAM300W | TM.ONTEC E E1P 301 M DALI | 249.75
TM-AKC.OE00 | inbouw set | 13.125
Itech
Artikelnummers | Omschrijving
TM-IT.C1STM360W | ITECH C1 302 M ST | 144
TM-IT.C1ATM360W | ITECH C1 302 M AT | 168.75
TM-IT.C1ATM36CW | ITECH C1 302 M AT COLD | 202.5
TM-IT.C1ATN660W | ITECH C1 60 NM AT | 155.25
TM-IT.C1DDM360W | ITECH C1 302 M DATA 2 | 213.75
TM-IT.C1DDM36CW | ITECH C1 302 M DATA 2 COLD | 240.75
TM-IT.C1DRM360W | ITECH C1 302 M DATA 2 RADIO | 285.75
TM-IT.C1DRM36CW | ITECH C1 302 M DATA 2 RADIO COLD | 315
TM-IT.C1DDN660W | ITECH C1 60 NM DATA 2 | 164.25
TM-IT.C1DRN660W | ITECH C1 60 NM DATA 2 RADIO | 234
TM-IT.C1CB0060W | ITECH C1 CB | 112.5
TM-IT.C1CBA060W | ITECH C1 CBA | 175.5
TM-IT.C1DAM36CW | ITECH C1 302 M DALI COLD | 247.5
TM-IT.C2STM360W | ITECH C2 305 M ST | 211.5
TM-IT.C2STM160W | ITECH C2 105 M ST | 180
TM-IT.C2ATM160W | ITECH C2 105 M AT | 204.75
TM-IT.C2ATM360W | ITECH C2 305 M AT | 225
TM-IT.C2DDM160W | ITECH C2 105 M DATA 2 | 220.5
TM-IT.C2DRM160W | ITECH C2 105 M DATA 2 RADIO | 290.25
TM-IT.C2DDM360W | ITECH C2 305 M DATA 2 | 247.5
TM-IT.C2DRM360W | ITECH C2 305 M DATA 2 RADIO | 319.5
TM-IT.C2CB0060W | ITECH C2 05 CB | 119.25
TM-IT.C2CBA060W | ITECH C2 05 CBA | 184.5
TM-IT.C2DAM160W | ITECH C2 105 M DALI | 225
TM-IT.C2DAM360W | ITECH C2 305 M DALI | 252
TM-IT.F1STN660W | ITECH F1 60 NM ST | 144
TM-IT.F1STM360W | ITECH F1 302 M ST | 144
TM-IT.F1ATM360W | ITECH F1 302 M AT | 168.75
TM-IT.F1ATN660W | ITECH F1 60 NM AT | 155.25
TM-IT.F1DDM360W | ITECH F1 302 M DATA 2 | 213.75
TM-IT.F1DRM360W | ITECH F1 302 M DATA 2 RADIO | 283.5
TM-IT.F1DRM36CW | ITECH F1 302 M DATA 2 RADIO COLD | 315
TM-IT.F1DRN660W | ITECH F1 60 NM DATA 2 RADIO | 234
TM-IT.F1CB0060W | ITECH F1 CB | 112.5
TM-IT.F1DAM360W | ITECH F1 302 M DALI | 220.5
TM-IT.F1DAM36CW | ITECH F1 302 M DALI COLD | 247.5
TM-IT.F2ATM160W | ITECH F2 105 M AT | 204.75
TM-IT.F2ATM16CW | ITECH F2 105 M AT COLD | 236.25
TM-IT.F2ATM360W | ITECH F2 305 M AT | 225
TM-IT.F2DDM160W | ITECH F2 105 M DATA 2 | 220.5
TM-IT.F2DRM160W | ITECH F2 105 M DATA 2 RADIO | 292.5
TM-IT.F2DRM16CW | ITECH F2 105 M DATA 2 RADIO COLD | 324
TM-IT.F2DDM360W | ITECH F2 305 M DATA 2 | 247.5
TM-IT.F2DRM360W | ITECH F2 305 M DATA 2 RADIO | 319.5
TM-IT.F2CB0060W | ITECH F2 05 CB | 121.5
TM-IT.F2CBA060W | ITECH F2 05 CBA | 184.5
TM-IT.F2DAM160W | ITECH F2 105 M DALI | 227.25
TM-IT.F2DAM16CW | ITECH F2 105 M DALI COLD | 258.75
TM-IT.F2DAM360W | ITECH F2 305 M DALI | 254.25
TM-IT.S1STM360W | ITECH S1 302 M ST | 144
TM-IT.S1ATM360W | ITECH S1 302 M AT | 168.75
TM-IT.S1ATM36CW | ITECH S1 302 M AT COLD | 202.5
TM-IT.S1ATN660W | ITECH S1 60 NM AT | 155.25
TM-IT.S1DDM360W | ITECH S1 302 M DATA 2 | 213.75
TM-IT.S1DDM36CW | ITECH S1 302 M DATA 2 COLD | 243
TM-IT.S1DRM360W | ITECH S1 302 M DATA 2 RADIO | 283.5
TM-IT.S1DRN660W | ITECH S1 60 NM DATA 2 RADIO | 234
TM-IT.S1CBA060W | ITECH S1 CBA | 175.5
TM-IT.S2STM160W | ITECH S2 105 M ST | 180
TM-IT.S2ATM160W | ITECH S2 105 M AT | 204.75
TM-IT.S2DDM160W | ITECH S2 105 M DATA 2 | 220.5
TM-IT.S2DRM160W | ITECH S2 105 M DATA 2 RADIO | 290.25
TM-IT.S2CB0060W | ITECH S2 05 CB | 121.5
TM-IT.S2DAM160W | ITECH S2 105 M DALI | 225
TM-IT.W1ATN660W | ITECH W1 60 NM AT | 155.25
TM-IT.W1DDM360W | ITECH W1 302 M DATA 2 | 213.75
TM-IT.W1DRM360W | ITECH W1 302 M DATA 2 RADIO | 283.5
TM-IT.W1DDN660W | ITECH W1 60 NM DATA 2 | 162
TM-IT.W1DRN660W | ITECH W1 60 NM DATA 2 RADIO | 234
TM-IT.W1CBA060W | ITECH W1 CBA | 175.5
TM-IT.W1DAM360W | ITECH W1 302 M DALI | 220.5
TM-IT.W2STM160W | ITECH W2 105 M ST | 180
TM-IT.W2ATM160W | ITECH W2 105 M AT | 204.75
TM-IT.W2DRM160W | ITECH W2 105 M DATA 2 RADIO | 290.25
TM-IT.W2DDM360W | ITECH W2 305 M DATA 2 | 247.5
TM-IT.W2DRM360W | ITECH W2 305 M DATA 2 RADIO | 319.5
TM-IT.W2CBA060W | ITECH W2 05 CBA | 182.25
TM-IT.W2DAM160W | ITECH W2 105 M DALI | 225
TM-IT.W2DAM360W | ITECH W2 305 M DALI | 252
TM-IT.M2STM16CW | ITECH M2 102 M ST COLD | 166.5
TM-IT.M2STM360W | ITECH M2 302 M ST | 139.5
TM-IT.M2ATM16CW | ITECH M2 102 M AT COLD | 191.25
TM-IT.M2ATM360W | ITECH M2 302 M AT | 162
TM-IT.M2DDM16CW | ITECH M2 102 M DATA 2 COLD | 211.5
TM-IT.M2DDM360W | ITECH M2 302 M DATA 2 | 202.5
TM-IT.M2DRM360W | ITECH M2 302 M DATA 2 RADIO | 279
TM-IT.M2DAM360W | ITECH M2 302 M DALI | 213.75
TM-IT.M5STM360W | ITECH M5 305 M ST | 200.25
TM-IT.M5STM160W | ITECH M5 105 M ST | 171
TM-IT.M5ATM160W | ITECH M5 105 M AT | 193.5
TM-IT.M5ATM16CW | ITECH M5 105 M AT COLD | 225
TM-IT.M5ATM360W | ITECH M5 305 M AT | 225
TM-IT.M5DDM160W | ITECH M5 105 M DATA 2 | 209.25
TM-IT.M5DDM16CW | ITECH M5 105 M DATA 2 COLD | 243
TM-IT.M5DRM160W | ITECH M5 105 M DATA 2 RADIO | 281.25
TM-IT.M5DDM360W | ITECH M5 305 M DATA 2 | 238.5
TM-IT.M5CB0060W | ITECH M5 05 CB | 110.25
TM-IT.M5CBA060W | ITECH M5 05 CBA | 173.25
TM-IT.M5DAM160W | ITECH M5 105 M DALI | 216
TM-IT.M5DAM360W | ITECH M5 305 M DALI | 243
TM-IT.M1ATN660W | ITECH M1 60 NM AT | 148.5
TM-IT.M1DDN660W | ITECH M1 60 NM DATA 2 | 157.5
TM-IT.M1DRN660W | ITECH M1 60 NM DATA 2 RADIO | 234
TM-IT.M1CB0060W | ITECH M1 CB | 108
TM-IT.M1CBA060W | ITECH M1 CBA | 171
TM-AKC.UN000 | Inbouwset Ontec S/S20 & ITECH | 13.125
TM-AKC.IT050 | Verstelbare montageset voor ITECH 15°-60° | 26.25
TM-AKC.IT040 | Montagebeugel voor pendel oplossing ITECH | 21
TM-AKC.IT14 | Verstelbare montage set ITECH voor wandmontage | 42
Ontec PPN
Artikelnummer | Beschrijving
TM-PN.31P.AT03W | TM.ONTEC PPN 31P M AT | 225
TM-PN.31P.DD03W | TM.ONTEC PPN 31P M DATA 2 | 270
TM-PN.31P.CB01W | TM.ONTEC PPN 31P CB | 168.75
TM-PN.31P.CBA1W | TM.ONTEC PPN 31P CBA | 236.25
TM-PN.31P.CBA1B | TM.ONTEC PPN 31P CBA | 236.25
Ontec APN
Artikelnummer | Beschrijving
TM-AN.31P.ST03W | TM.ONTEC APN 31P M ST | 180
TM-AN.31P.CB01W | TM.ONTEC APN 31P CB | 144
TM-AN.31P.CBA1W | TM.ONTEC APN 31P CBA | 207
Ontec D
Artikelnummer | Beschrijving
TM-OD.C1STN600W | TM.ONTEC D C1 60 NM ST | 135
TM-OD.C1ATN600W | TM.ONTEC D C1 60 NM AT | 157.5
TM-OD.M1STN600W | TM.ONTEC D M1 60 NM ST | 130.5
TM-OD.M1STN800W | TM.ONTEC D M1 180 NM ST | 130.5
TM-OD.M1ATN800W | TM.ONTEC D M1 180 NM AT | 150.75
TM-OD.M1ATN600W | TM.ONTEC D M1 60 NM AT | 150.75
TM-OD.M1DDN600W | TM.ONTEC D M1 60 NM DATA 2 | 132.75
TM-OD.M2ATM300W | TM.ONTEC D M2 302 M AT | 184.5
TM-OD.M2DDM300W | TM.ONTEC D M2 302 M DATA 2 | 186.75
TM-OD.M2DRM300W | TM.ONTEC D M2 302 M DATA 2 RADIO | 258.75
Ontec C
Artikelnummer | Beschrijving
TM-OC.C1STN800W | TM.ONTEC C C1 180 NM ST | 135
TM-OC.C1STN600W | TM.ONTEC C C1 60 NM ST | 135
TM-OC.C1STM300W | TM.ONTEC C C1 302 M ST | 159.75
TM-OC.C1ATM300W | TM.ONTEC C C1 302 M AT | 180
TM-OC.C1ATN600W | TM.ONTEC C C1 60 NM AT | 157.5
TM-OC.C1ATN800W | TM.ONTEC C C1 180 NM AT | 157.5
TM-OC.C1DRM300W | TM.ONTEC C C1 302 M DATA 2 RADIO | 261
TM-OC.C1DDM300W | TM.ONTEC C C1 302 M DATA 2 | 191.25
TM-OC.C1DRN600W | TM.ONTEC C C1 60 NM DATA 2 RADIO | 193.5
TM-OC.C1DDN600W | TM.ONTEC C C1 60 NM DATA 2 | 137.25
TM-OC.C1CBA000W | TM.ONTEC C C1 CBA | 148.5
TM-OC.C1CB0000W | TM.ONTEC C C1 CB | 85.5
TM-OC.C1DAM300W | TM.ONTEC C C1 302 M DALI | 198
TM-OC.CHDDM300W | TM.ONTEC C C1H 303 M DATA 2 | 225
TM-OC.CHDRM300W | TM.ONTEC C C1H 303 M DATA 2 RADIO | 294.75
TM-OC.CHCBA000W | TM.ONTEC C C1H 03 CBA | 155.25
TM-OC.CHDAM300W | TM.ONTEC C C1H 303 M DALI | 229.5
TM-OC.CHDAM300B | TM.ONTEC C C1H 303 M DALI | 229.5
TM-OC.M1STN600W | TM.ONTEC C M1 60 NM ST | 130.5
TM-OC.M1STN800W | TM.ONTEC C M1 180 NM ST | 130.5
TM-OC.M1ATN600W | TM.ONTEC C M1 60 NM AT | 150.75
TM-OC.M1ATN800W | TM.ONTEC C M1 180 NM AT | 150.75
TM-OC.M1DDN600W | TM.ONTEC C M1 60 NM DATA 2 | 132.75
TM-OC.M1DRN600W | TM.ONTEC C M1 60 NM DATA 2 RADIO | 189
TM-OC.M1CB0000W | TM.ONTEC C M1 CB | 81
TM-OC.M1CBA000W | TM.ONTEC C M1 CBA | 144
TM-OC.M2STM300W | TM.ONTEC C M2 302 M ST | 153
TM-OC.M2ATM300W | TM.ONTEC C M2 302 M AT | 173.25
TM-OC.M2DDM300W | TM.ONTEC C M2 302 M DATA 2 | 186.75
TM-OC.M2DRM300W | TM.ONTEC C M2 302 M DATA 2 RADIO | 256.5
TM-OC.M2DAM300W | TM.ONTEC C M2 302 M DALI | 191.25
TM-OC.MHSTM300W | TM.ONTEC C M2H 303 M ST | 186.75
TM-OC.MHCBA000W | TM.ONTEC C M2H 03 CBA | 150.75
TM-OC.MHDAM300W | TM.ONTEC C M2H 303 M DALI | 222.75
Ontec S30
Artikelnummer | Beschrijving
TM-S3.C2CB0060W | TM.ONTEC S30 C2 CB | 141.75
TM-S3.C5STN360W | TM.ONTEC S30 C5 180 NM ST | 315
TM-S3.C5STN160W | TM.ONTEC S30 C5 60 NM ST | 249.75
TM-S3.C5ATN360W | TM.ONTEC S30 C5 180 NM AT | 326.25
TM-S3.C5ATN160W | TM.ONTEC S30 C5 60 NM AT | 252
TM-S3.C5DDN360W | TM.ONTEC S30 C5 180 NM DATA 2 | 333
TM-S3.C5DRN360W | TM.ONTEC S30 C5 180 NM DATA 2 RADIO | 405
TM-S3.C5DDN160W | TM.ONTEC S30 C5 60 NM DATA 2 | 267.75
TM-S3.C5DRN160W | TM.ONTEC S30 C5 60 NM DATA 2 RADIO | 335.25
TM-S3.C5CBA060W | TM.ONTEC S30 C5 CBA | 373.5
TM-S3.C5CB0060W | TM.ONTEC S30 C5 CB | 220.5
TM-AKC.S306 | Onderhangend bord Ontec S30 | 42
TM-AKC.S305.01 | Beschermraster voor Ontec S30 | 57.75
Ontec S20
Artikelnummer | Beschrijving
TM-S2.MUSTN140W | TM.ONTEC S20 M1U 60 NM ST | 76.5
TM-S2.MUSTN160W | TM.ONTEC S20 M1U 60 NM ST | 74.25
TM-S2.MUSTN060W | TM.ONTEC S20 M1U 60/180 NM ST | 81
TM-S2.MXSTX060W | TM.ONTEC S20 M1X 60/180 M/NM ST | 55.95
TM-S2.MXATX060W | TM.ONTEC S20 M1X 60/180 M/NM AT | 135
TM-S2.MXDRX060W | TM.ONTEC S20 M1X 60/180 M/NM D2 RADIO | 207
TM-S2.MXDDX060W | TM.ONTEC S20 M1X 60/180 M/NM DATA 2 | 139.5
TM-S2.MXDAX060W | TM.ONTEC S20 M1X 60/180 M/NM DALI | 146.25
TM-S2.MXCBA060W | TM.ONTEC S20 M2X CBA | 153
TM-S2.M2STM360W | TM.ONTEC S20 M2 180 M ST | 112.5
TM-S2.M2ATM360W | TM.ONTEC S20 M2 180 M AT | 144
TM-S2.M1ATM160W | TM.ONTEC S20 M1 60 M AT | 130.5
TM-AKC.S206 | Onderhangende plaat Ontec S20 | 28.875
TM-AKC.OS211 | Renovatieplaat voor OntecS20 | 45
TM-AKC.S205.01 | Beschermraster voor Ontec S20 | 57.75
TM-AKC.UN000 | Inbouwset Ontec S & S20 | 13.125
Ontec R
Artikelnummer | Beschrijving
TM-OR.CUSTN300W | TM.ONTEC R C1U 301 NM ST | 135
TM-OR.C1STN600W | TM.ONTEC R C1 60 NM ST | 135
TM-OR.C1STM300W | TM.ONTEC R C1 302 M ST | 148.5
TM-OR.C1ATM300W | TM.ONTEC R C1 302 M AT | 180
TM-OR.C1ATN600W | TM.ONTEC R C1 60 NM AT | 146.25
TM-OR.C1DDN600W | TM.ONTEC R C1 60 NM DATA 2 | 112.5
TM-OR.C1DRN600W | TM.ONTEC R C1 60 NM DATA 2 RADIO | 171
TM-OR.C1DDM300W | TM.ONTEC R C1 302 M DATA 2 | 171
TM-OR.C1DRM300W | TM.ONTEC R C1 302 M DATA 2 RADIO | 240.75
TM-OR.C1CB0000W | TM.ONTEC R C1 CB | 72
TM-OR.C1CBA000W | TM.ONTEC R C1 CBA | 137.25
TM-OR.C1DAM300W | TM.ONTEC R C1 302 M DALI | 175.5
TM-OR.C2STM100W | TM.ONTEC R C2 105 M ST | 180
TM-OR.C2ATM100W | TM.ONTEC R C2 105 M AT | 191.25
TM-OR.C2DDM100W | TM.ONTEC R C2 105 M DATA 2 | 180
TM-OR.C2DRM100W | TM.ONTEC R C2 105 M DATA 2 RADIO | 252
TM-OR.C2CB0000W | TM.ONTEC R C2 05 CB | 83.25
TM-OR.C2CBA000W | TM.ONTEC R C2 05 CBA | 146.25
TM-OR.C2DAM100W | TM.ONTEC R C2 105 M DALI | 186.75
TM-OR.MUSTN300W | TM.ONTEC R M1U 301 NM ST | 130.5
TM-OR.M2STM300W | TM.ONTEC R M2 302 M ST | 144
TM-OR.M2ATM300W | TM.ONTEC R M2 302 M AT | 173.25
TM-OR.M2DDM300W | TM.ONTEC R M2 302 M DATA 2 | 164.25
TM-OR.M2DRM300W | TM.ONTEC R M2 302 M DATA 2 RADIO | 236.25
TM-OR.M2DAM300W | TM.ONTEC R M2 302 M DALI | 168.75
TM-OR.M5STM100W | TM.ONTEC R M5 105 M ST | 168.75
TM-OR.M5ATM100W | TM.ONTEC R M5 105 M AT | 180
TM-OR.M5DDM100W | TM.ONTEC R M5 105 M DATA 2 | 171
TM-OR.M5DRM100W | TM.ONTEC R M5 105 M DATA 2 RADIO | 243
TM-OR.M5CB0000W | TM.ONTEC R M5 05 CB | 72
TM-OR.M5CBA000W | TM.ONTEC R M5 05 CBA | 135
TM-OR.M5DAM100W | TM.ONTEC R M5 105 M DALI | 175.5
TM-OR.M1ATN800W | TM.ONTEC R M1 180 NM AT | 139.5
TM-OR.M1ATN400W | TM.ONTEC R M1 480 NM AT | 173.25
TM-OR.M1ATN600W | TM.ONTEC R M1 60 NM AT | 139.5
TM-OR.C1ATN400W | TM.ONTEC R C1 480 NM AT | 180
TM-OR.M1DRN600W | TM.ONTEC R M1 60 NM DATA 2 RADIO | 164.25
TM-OR.M1DDN600W | TM.ONTEC R M1 60 NM DATA 2 | 105.75
TM-OR.M1CB0000W | TM.ONTEC R M1 CB | 67.5
TM-OR.M1CBA000W | TM.ONTEC R M1 CBA | 132.75
TM-OR.W1STN600W | TM.ONTEC R W1 60 NM ST | 135
TM-OR.W1ATN800W | TM.ONTEC R W1 180 NM AT | 146.25
TM-OR.W1ATN600W | TM.ONTEC R W1 60 NM AT | 146.25
TM-OR.W1DRM300W | TM.ONTEC R W1 302 M DATA 2 RADIO | 240.75
TM-OR.W1DDN600W | TM.ONTEC R W1 60 NM DATA 2 | 112.5
TM-OR.W1DRN600W | TM.ONTEC R W1 60 NM DATA 2 RADIO | 182.25
TM-OR.W1CB0000W | TM.ONTEC R W1 CB | 72
TM-OR.W1CBA000W | TM.ONTEC R W1 CBA | 137.25
TM-OR.S1ATN600W | TM.ONTEC R S1 60 NM AT | 146.25
TM-OR.S1DRN600W | TM.ONTEC R S1 60 NM DATA 2 RADIO | 171
TM-OR.S1CB0000W | TM.ONTEC R S1 CB | 72
TM-OR.S1CBA000W | TM.ONTEC R S1 CBA | 137.25
TM-OR.E1ATM300W | TM.ONTEC R E1 301 M AT | 202.5
TM-OR.E1CB0000W | TM.ONTEC R E1 01 CB | 74.25
TM-AKC.OR11 | Renovatieplaat voor Ontec R | 45
Primo A
Artikelnummer | Beschrijving
TM-A0.C1.AT04W | TM.PRIMO A C1 180 NM DATA 2 | 240.75
TM-A0.C1.CB01W | TM.PRIMO A C1 CB W | 173.25
TM-A0.C1.CBA1W | TM.PRIMO A C1 CBA | 231.75
TM-A0.C1.AT04B | TM.PRIMO A C1 180 NM AT | 240.75
TM-A0.C1.BD04B | TM.PRIMO A C1 180 NM DATA 2 | 279
TM-A0.C1.CB01B | TM.PRIMO A C1 CB | 173.25
TM-A0.C1.CBA1B | TM.PRIMO A C1 CBA | 231.75
TM-A0.C1.BD04M | TM.PRIMO A C1 180 NM DATA 2 | 288
TM-A0.C1.CBA1M | TM.PRIMO A C1 CBA | 243
TM-A0.F1.AT04W | TM.PRIMO A F1 180 NM AT | 240.75
TM-A0.F1.BD04W | TM.PRIMO A F1 180 NM DATA 2 | 279
TM-A0.F1.CB01W | TM.PRIMO A F1 CB | 173.25
TM-A0.F1.CBA1W | TM.PRIMO A F1 CBA | 231.75
TM-A0.F1.AT04B | TM.PRIMO A F1 180 NM AT | 240.75
TM-A0.F1.BD04B | TM.PRIMO A F1 180 NM DATA 2 | 279
TM-A0.F1.CB01B | TM.PRIMO A F1 CB | 173.25
TM-A0.F1.CBA1B | TM.PRIMO A F1 CBA | 231.75
TM-A0.F1.BD04M | TM.PRIMO A F1 180 NM DATA 2 | 290.25
TM-A0.F1.CBA1M | TM.PRIMO A F1 CBA | 243
TM-A0.M2.AT04B | TM.PRIMO A M2 180 NM AT | 272.25
TM-A0.M2.BD04B | TM.PRIMO A M2 180 NM DATA 2 | 310.5
TM-A0.M2.CB01B | TM.PRIMO A M2 CB | 202.5
TM-A0.M2.CBA1B | TM.PRIMO A M2 CBA | 398.25
TM-A0.M2.AT04W | TM.PRIMO A M2 180 NM AT | 272.25
TM-A0.M2.BD04W | TM.PRIMO A M2 180 NM DATA 2 | 310.5
TM-A0.M2.CB01W | TM.PRIMO A M2 CB | 202.5
TM-A0.M2.CBA1W | TM.PRIMO A M2 CBA | 398.25
TM-A0.M2.BD04M | TM.PRIMO A M2 180 NM DATA 2 | 326.25
TM-A0.M2.CBA1M | TM.PRIMO A M2 CBA | 409.5
TM-A0.M4.AT04W | TM.PRIMO A M4 180 NM AT | 463.5
TM-A0.M4.BD04W | TM.PRIMO A M4 180 NM DATA 2 | 535.5
TM-A0.M4.CB01W | TM.PRIMO A M4 CB | 256.5
TM-A0.M4.CBA1W | TM.PRIMO A M4 CBA | 450
TM-A0.M4.AT04B | TM.PRIMO A M4 180 NM AT | 461.25
TM-A0.M4.BD04B | TM.PRIMO A M4 180 NM DATA 2 | 535.5
TM-A0.M4.CB01B | TM.PRIMO A M4 CB | 256.5
TM-A0.M4.CBA1B | TM.PRIMO A M4 CBA | 450
TM-A0.M4.BD04M | TM.PRIMO A M4 180 NM DATA 2 | 549
TM-A0.M4.CBA1M | TM.PRIMO A M4 CBA | 456.75
Primo P
Artikelnummer | Beschrijving
TM-P0.C1.AT04W | TM.PRIMO P C1 180 NM AT | 261
TM-P0.C1.BD04W | TM.PRIMO P C1 180 NM DATA 2 | 299.25
TM-P0.C1.CB01W | TM.PRIMO P C1 CB | 193.5
TM-P0.C1.CBA1W | TM.PRIMO P C1 CBA | 252
TM-P0.C1.AT04B | TM.PRIMO P C1 180 NM AT | 261
TM-P0.C1.BD04B | TM.PRIMO P C1 180 NM DATA 2 | 299.25
TM-P0.C1.CB01B | TM.PRIMO P C1 CB | 193.5
TM-P0.C1.CBA1B | TM.PRIMO P C1 CBA | 252
TM-P0.C1.BD04M | TM.PRIMO P C1 180 NM DATA 2 | 292.5
TM-P0.C1.CBA1M | TM.PRIMO P C1 CBA | 245.25
TM-P0.F1.AT04W | TM.PRIMO P F1 180 NM AT | 261
TM-P0.F1.BD04W | TM.PRIMO P F1 180 NM DATA 2 | 301.5
TM-P0.F1.CB01W | TM.PRIMO P F1 CB | 193.5
TM-P0.F1.CBA1W | TM.PRIMO P F1 CBA | 252
TM-P0.F1.AT04B | TM.PRIMO P F1 180 NM AT | 261
TM-P0.F1.BD04B | TM.PRIMO P F1 180 NM DATA 2 | 301.5
TM-P0.F1.CB01B | TM.PRIMO P F1 CB | 193.5
TM-P0.F1.CBA1B | TM.PRIMO P F1 CBA | 252
TM-P0.F1.BD04M | TM.PRIMO P F1 180 NM DATA 2 | 292.5
TM-P0.F1.CBA1M | TM.PRIMO P F1 CBA | 245.25
TM-P0.M2.AT04B | TM.PRIMO P M2 180 NM AT | 292.5
TM-P0.M2.BD04B | TM.PRIMO P M2 180 NM DATA 2 | 333
TM-P0.M2.CB01B | TM.PRIMO P M2 CB | 231.75
TM-P0.M2.CBA1B | TM.PRIMO P M2 CBA | 427.5
TM-P0.M2.BD04M | TM.PRIMO P M2 180 NM DATA 2 | 321.75
TM-P0.M2.CBA1M | TM.PRIMO P M2 CBA | 414
TM-P0.M2.CB01W | TM.PRIMO P M2 CB | 231.75
Primo AP
Artikelnummer | Beschrijving
TM-AP.30D.AT03B | TM.PRIMO AP 30D 180 M AT | 254.25
TM-AP.30D.BD03B | TM.PRIMO AP 30D 180 M DATA 2 | 292.5
TM-AP.30D.CB01B | TM.PRIMO AP 30D CB | 202.5
TM-AP.30D.CBA1B | TM.PRIMO AP 30D CBA | 261
TM-AP.30D.AT03W | TM.PRIMO AP 30D 180 M AT | 254.25
TM-AP.30D.BD03W | TM.PRIMO AP 30D 180 M DATA 2 | 292.5
TM-AP.30D.CB01W | TM.PRIMO AP 30D CB | 202.5
TM-AP.30D.CBA1W | TM.PRIMO AP 30D CBA | 261
TM-AP.30D.BD03M | TM.PRIMO AP 30D 180 M DATA 2 | 297
TM-AP.30D.CBA1M | TM.PRIMO AP 30D CBA | 270
TM-AP.40D.AT03B | TM.PRIMO AP 40D 180 M AT | 306
TM-AP.40D.BD03B | TM.PRIMO AP 40D 180 M DATA2 | 346.5
TM-AP.40D.CB01B | TM.PRIMO AP 40D CB | 261
TM-AP.40D.CBA1B | TM.PRIMO AP 40D CBA | 319.5
TM-AP.40D.AT03W | TM.PRIMO AP 40D 180 M AT | 306
TM-AP.40D.BD03W | TM.PRIMO AP 40D 180 M DATA2 | 346.5
TM-AP.40D.CB01W | TM.PRIMO AP 40D CB | 261
TM-AP.40D.CBA1W | TM.PRIMO AP 40D CBA | 319.5
TM-AP.40D.BD03M | TM.PRIMO AP 40D 180 M DATA2 | 360
TM-AP.40D.CBA1M | TM.PRIMO AP 40D CBA | 333
Primo PP
Artikelnummer | Beschrijving
TM-PP.30D.AT03W | TM.PRIMO PP 30D 180 M AT | 276.75
TM-PP.30D.BD03W | TM.PRIMO PP 30D 180 M DATA 2 | 315
TM-PP.30D.CB01W | TM.PRIMO PP 30D CB | 229.5
TM-PP.30D.CBA1W | TM.PRIMO PP 30D CBA | 288
TM-PP.30D.AT03B | TM.PRIMO PP 30D 180 M AT | 276.75
TM-PP.30D.CB01B | TM.PRIMO PP 30D CB | 229.5
TM-PP.30D.CBA1B | TM.PRIMO PP 30D CBA | 288
TM-PP.30D.BD03M | TM.PRIMO PP 30D 180 M DATA 2 | 301.5
TM-PP.30D.CBA1M | TM.PRIMO PP 30D CBA | 281.25
TM-PP.40D.AT03W | TM.PRIMO PP 40D 180 M AT | 333
TM-PP.40D.BD03W | TM.PRIMO PP 40D 180 M DATA2 | 373.5
TM-PP.40D.CB01W | TM.PRIMO PP 40D CB | 292.5
TM-PP.40D.CBA1W | TM.PRIMO PP 40D CBA | 351
TM-PP.40D.AT03B | TM.PRIMO PP 40D 180 M AT | 333
TM-PP.40D.BD03B | TM.PRIMO PP 40D 180 M DATA2 | 373.5
TM-PP.40D.CB01B | TM.PRIMO PP 40D CB | 292.5
TM-PP.40D.CBA1B | TM.PRIMO PP 40D CBA | 351
TM-PP.40D.BD03M | TM.PRIMO PP 40D 180 M DATA2 | 360
TM-PP.40D.CBA1M | TM.PRIMO PP 40D CBA | 330.75
Primo APZ
Artikelnummer | Beschrijving
TM-AZ.30DCAT03W | TM.PRIMO APZ 30DC 180 M AT | 576
TM-AZ.30DCBD03W | TM.PRIMO APZ 30DC 180 M DATA 2 | 616.5
TM-AZ.30DCCB01W | TM.PRIMO APZ 30DC CB | 506.25
TM-AZ.30DCAT03B | TM.PRIMO APZ 30DC 180 M AT | 573.75
TM-AZ.30DCBD03B | TM.PRIMO APZ 30DC 180 M DATA 2 | 612
TM-AZ.30DCCB01B | TM.PRIMO APZ 30DC CB | 504
TM-AZ.30DCBD03M | TM.PRIMO APZ 30DC 180 M DATA 2 | 618.75
TM-AZ.30DSAT03W | TM.PRIMO APZ 30DS 180 M AT | 580.5
TM-AZ.30DSBD03W | TM.PRIMO APZ 30DS 180 M DATA 2 | 618.75
TM-AZ.30DSCB01W | TM.PRIMO APZ 30DS CB | 510.75
TM-AZ.30DSAT03B | TM.PRIMO APZ 30DS 180 M AT | 580.5
TM-AZ.30DSBD03B | TM.PRIMO APZ 30DS 180 M DATA 2 | 618.75
TM-AZ.30DSCB01B | TM.PRIMO APZ 30DS CB | 510.75
TM-AZ.30DSBD03M | TM.PRIMO APZ 30DS 180 M DATA 2 | 616.5
TM-AZ.40DCAT03W | TM.PRIMO APZ 40DC 180 M AT | 681.75
TM-AZ.40DCBD03W | TM.PRIMO APZ 40DC 180 M DATA 2 | 720
TM-AZ.40DCCB01W | TM.PRIMO APZ 40DC CB | 616.5
TM-AZ.40DCAT03B | TM.PRIMO APZ 40DC 180 M AT | 679.5
TM-AZ.40DCBD03B | TM.PRIMO APZ 40DC 180 M DATA 2 | 720
TM-AZ.40DCCB01B | TM.PRIMO APZ 40DC CB | 612
TM-AZ.40DCBD03M | TM.PRIMO APZ 40DC 180 M DATA 2 | 711
TM-AZ.40DSAT03W | TM.PRIMO APZ 40DS 180 M AT | 675
TM-AZ.40DSBD03W | TM.PRIMO APZ 40DS 180 M DATA 2 | 715.5
TM-AZ.40DSCB01W | TM.PRIMO APZ 40DS CB | 605.25
TM-AZ.40DSAT03B | TM.PRIMO APZ 40DS 180 M AT | 515.25
TM-AZ.40DSBD03B | TM.PRIMO APZ 40DS 180 M DATA 2 | 713.25
TM-AZ.40DSCB01B | TM.PRIMO APZ 40DS CB | 605.25
TM-AZ.40DSBD03M | TM.PRIMO APZ 40DS 180 M DATA 2 | 711
TM-AZ.30D.AT03W | TM.PRIMO APZ 30D 180 M AT | 540
TM-AZ.30D.BD03W | TM.PRIMO APZ 30D 180 M DATA 2 | 578.25
TM-AZ.30D.CB01W | TM.PRIMO APZ 30D CB | 490.5
TM-AZ.30D.CBA1W | TM.PRIMO APZ 30D CBA | 549
TM-AZ.30D.AT03B | TM.PRIMO APZ 30D 180 M AT | 546.75
TM-AZ.30D.BD03B | TM.PRIMO APZ 30D 180 M DATA 2 | 585
TM-AZ.30D.CB01B | TM.PRIMO APZ 30D CB | 497.25
TM-AZ.30D.CBA1B | TM.PRIMO APZ 30D CBA | 555.75
TM-AZ.30D.BD03M | TM.PRIMO APZ 30D 180 M DATA 2 | 576
TM-AZ.30D.CBA1M | TM.PRIMO APZ 30D CBA | 546.75
TM-AZ.40D.AT03W | TM.PRIMO APZ 40D 180 M AT | 645.75
TM-AZ.40D.BD03W | TM.PRIMO APZ 40D 180 M DATA 2 | 690.75
TM-AZ.40D.CB01W | TM.PRIMO APZ 40D CB | 598.5
TM-AZ.40D.CBA1W | TM.PRIMO APZ 40D CBA | 657
TM-AZ.40D.AT03B | TM.PRIMO APZ 40D 180 M AT | 645.75
TM-AZ.40D.BD03B | TM.PRIMO APZ 40D 180 M DATA 2 | 679.5
TM-AZ.40D.CB01B | TM.PRIMO APZ 40D CB | 603
TM-AZ.40D.CBA1B | TM.PRIMO APZ 40D CBA | 657
TM-AZ.40D.BD03M | TM.PRIMO APZ 40D 180 M DATA 2 | 684
TM-AZ.40D.CBA1M | TM.PRIMO APZ 40D CBA | 659.25
Primo PPZ
Artikelnummer | Beschrijving
TM-PZ.30DCAT03W | TM.PRIMO PPZ 30DC 180 M AT | 562.5
TM-PZ.30DCCB01W | TM.PRIMO PPZ 30DC CB | 499.5
TM-PZ.30DCAT03B | TM.PRIMO PPZ 30DC 180 M AT | 560.25
TM-PZ.30DCCB01B | TM.PRIMO PPZ 30DC CB | 499.5
TM-PZ.30DSAT03W | TM.PRIMO PPZ 30DS 180 M AT | 567
TM-PZ.30DSAT03B | TM.PRIMO PPZ 30DS 180 M AT | 567
TM-PZ.30DSBD03W | TM.PRIMO PPZ 30DS 180 M DATA 2 | 605.25
TM-PZ.30DSBD03B | TM.PRIMO PPZ 30DS 180 M DATA 2 | 605.25
TM-PZ.30DSBD03M | TM.PRIMO PPZ 30DS 180 M DATA 2 | 594
TM-PZ.30DSCB01W | TM.PRIMO PPZ 30DS CB | 504
TM-PZ.30DSCB01B | TM.PRIMO PPZ 30DS CB | 504
TM-PZ.40DCAT03W | TM.PRIMO PPZ 40DC 180 M AT | 675
TM-PZ.40DCCB01W | TM.PRIMO PPZ 40DC CB | 612
TM-PZ.40DCAT03B | TM.PRIMO PPZ 40DC 180 M AT | 675
TM-PZ.40DCCB01B | TM.PRIMO PPZ 40DC CB | 612
TM-PZ.40DSAT03W | TM.PRIMO PPZ 40DS 180 M AT | 670.5
TM-PZ.40DSAT03B | TM.PRIMO PPZ 40DS 180 M AT | 668.25
TM-PZ.40DSBD03B | TM.PRIMO PPZ 40DS 180 M DATA 2 | 706.5
TM-PZ.40DSBD03M | TM.PRIMO PPZ 40DS 180 M DATA 2 | 693
TM-PZ.40DSBD03W | TM.PRIMO PPZ 40DS 180 M DATA 2 | 708.75
TM-PZ.40DSCB01W | TM.PRIMO PPZ 40DS CB | 607.5
TM-PZ.40DSCB01B | TM.PRIMO PPZ 40DS CB | 607.5
TM-PZ.30D.AT03W | TM.PRIMO PPZ 30D 180 M AT | 524.25
TM-PZ.30D.CB01W | TM.PRIMO PPZ 30D CB | 483.75
TM-PZ.30D.AT03B | TM.PRIMO PPZ 30D 180 M AT | 531
TM-PZ.30D.CB01B | TM.PRIMO PPZ 30D CB | 490.5
TM-PZ.30D.CBA1B | TM.PRIMO PPZ 30D CBA | 551.25
TM-PZ.30D.CBA1W | TM.PRIMO PPZ 30D CBA | 542.25
TM-PZ.30D.CBA1M | TM.PRIMO PPZ 30D CBA | 524.25
TM-PZ.40D.AT03W | TM.PRIMO PPZ 40D 180 M AT | 639
TM-PZ.40D.CB01W | TM.PRIMO PPZ 40D CB | 598.5
TM-PZ.40D.CBA1W | TM.PRIMO PPZ 40D CBA | 657
TM-PZ.40D.AT03B | TM.PRIMO PPZ 40D 180 M AT | 639
TM-PZ.40D.CB01B | TM.PRIMO PPZ 40D CB | 598.5
TM-PZ.40D.CBA1B | TM.PRIMO PPZ 40D CBA | 657
TM-PZ.40D.CBA1M | TM.PRIMO PPZ 40D CBA | 630
Primo Q
Artikelnummer | Beschrijving
TM-PQ.4EATM800W | TM.PRIMO Q 40E 180 M AT | 576
TM-PQ.4EBDM800W | TM.PRIMO Q 40E 180 M DATA 2 | 596.25
TM-PQ.4EDRM800W | TM.PRIMO Q 40E 180 M DATA 2 RADIO | 684
TM-PQ.4ECB0000W | TM.PRIMO Q 40E CB | 537.75
TM-PQ.4ECBA000W | TM.PRIMO Q 40E CBA | 589.5
TM-AKC.PQU03W1 | Ophangarm voor PRIMO Q | 315
TM-AKC.PQ402 | Pendelset ten behoeve van PRIMO Q 40 5 meter | 351.75
Primo E
Artikelnummer | Beschrijving
TM-PE.3ECB0000W | TM.PRIMO E 30E 01 CB | 198
TM-PE.3ECBA000W | TM.PRIMO E 30E 01 CBA | 252
TM-PE.3ECB0000B | TM.PRIMO E 30E 01 CB | 184.5
TM-PE.3ECBA000B | TM.PRIMO E 30E 01 CBA | 252
TM-PE.4ECB0000W | TM.PRIMO E 40E 01 CB | 231.75
TM-PE.4ECBA000W | TM.PRIMO E 40E 01 CBA | 303.75
TM-PE.4ECB0000B | TM.PRIMO E 40E 01 CB | 247.5
TM-PE.4ECBA000B | TM.PRIMO E 40E 01 CBA | 297
TM-PE.6ECB0000W | TM.PRIMO E 60E 02 CB | 355.5
TM-PE.6ECBA000W | TM.PRIMO E 60E 02 CBA | 384.75
TM-PE.6ECB0000B | TM.PRIMO E 60E 02 CB | 301.5
TM-PE.6ECBA000B | TM.PRIMO E 60E 02 CBA | 355.5
TM-PE.8ECBA000M | TM.PRIMO E 80E 02 CBA | 483.75
Primo C
Artikelnummer | Beschrijving
TM-PC.C1ATN600W | TM.PRIMO C C1 60 NM AT | 132.75
TM-PC.C1BDN600W | TM.PRIMO C C1 60 NM DATA 2 | 144
TM-PC.C1CB0000W | TM.PRIMO C C1 CB | 99
TM-PC.C1CBA000W | TM.PRIMO C C1 CBA | 146.25
TM-PC.C1ATN600B | TM.PRIMO C C1 60 NM AT | 132.75
TM-PC.C1BDN600B | TM.PRIMO C C1 60 NM DATA 2 | 144
TM-PC.C1CB0000B | TM.PRIMO C C1 CB | 99
TM-PC.C1CBA000B | TM.PRIMO C C1 CBA | 146.25
TM-PC.C1BDN600M | TM.PRIMO C C1 60 NM DATA 2 | 128.25
TM-PC.C1CBA000M | TM.PRIMO C C1 CBA | 139.5
TM-PC.M1ATN600W | TM.PRIMO C M1 60 NM AT | 130.5
TM-PC.M1BDN600W | TM.PRIMO C M1 60 NM DATA 2 | 139.5
TM-PC.M1CB0000W | TM.PRIMO C M1 CB | 103.5
TM-PC.M1CBA000W | TM.PRIMO C M1 CBA | 150.75
TM-PC.M1ATN600B | TM.PRIMO C M1 60 NM AT | 130.5
TM-PC.M1BDN600B | TM.PRIMO C M1 60 NM DATA 2 | 139.5
TM-PC.M1CB0000B | TM.PRIMO C M1 CB | 96.75
TM-PC.M1CBA000B | TM.PRIMO C M1 CBA | 144
TM-PC.M1BDN600M | TM.PRIMO C M1 60 NM DATA 2 | 126
TM-PC.M1CBA000M | TM.PRIMO C M1 CBA | 135
TM-PC.M2ATM300W | TM.PRIMO C M2 302 M AT | 148.5
TM-PC.M2BDM300W | TM.PRIMO C M2 302 M DATA 2 | 198
TM-PC.M2ATM300B | TM.PRIMO C M2 302 M AT | 150.75
TM-PC.M2BDM300B | TM.PRIMO C M2 302 M DATA 2 | 200.25
TM-PC.M2BDM300M | TM.PRIMO C M2 302 M DATA 2 | 184.5
TM-PC.MHCBA000W | TM.PRIMO C M2H 03 CBA | 148.5
TM-PC.MHCBA000B | TM.PRIMO C M2H 03 CBA | 148.5
Primo D
Artikelnummer | Beschrijving
TM-PD.C1ATN600W | TM.PRIMO D C1 60 NM AT | 130.5
TM-PD.C1BDN600W | TM.PRIMO D C1 60 NM DATA 2 | 144
TM-PD.C1CBA000W | TM.PRIMO D C1 CBA | 146.25
TM-PD.C1ATN600B | TM.PRIMO D C1 60 NM AT | 130.5
TM-PD.C1BDN600B | TM.PRIMO D C1 60 NM DATA 2 | 144
TM-PD.C1CBA000B | TM.PRIMO D C1 CBA | 146.25
TM-PD.C1BDN600M | TM.PRIMO D C1 60 NM DATA 2 | 128.25
TM-PD.C1CBA000M | TM.PRIMO D C1 CBA | 139.5
TM-PD.M1ATN600W | TM.PRIMO D M1 60 NM AT | 130.5
TM-PD.M1BDN600W | TM.PRIMO D M1 60 NM DATA 2 | 139.5
TM-PD.M1ATN600B | TM.PRIMO D M1 60 NM AT | 130.5
TM-PD.M1BDN600B | TM.PRIMO D M1 60 NM DATA 2 | 139.5
TM-PD.M1CBA000B | TM.PRIMO D M1 CBA | 144
TM-PD.M1BDN600M | TM.PRIMO D M1 60 NM DATA 2 | 126
TM-PD.M1CBA000M | TM.PRIMO D M1 CBA | 135
TM-PD.M2ATM300W | TM.PRIMO D M2 302 M AT | 150.75
TM-PD.M2BDM300W | TM.PRIMO D M2 302 M DATA 2 | 200.25
TM-PD.M2ATM300B | TM.PRIMO D M2 302 M AT | 150.75
TM-PD.M2BDM300B | TM.PRIMO D M2 302 M DATA 2 | 200.25
TM-PD.M2BDM300M | TM.PRIMO D M2 302 M DATA 2 | 184.5
Primo G
Artikelnummer | Beschrijving
TM-PG.3ECB0000B | TM.PRIMO G 30E 01 CB | 184.5
TM-PG.3ECBA000B | TM.PRIMO G 30E 01 CBA | 234
TM-PG.3EDAM300B | TM.PRIMO G 30E 301 M DALI | 267.75
TM-PG.3ESTM300W | TM.PRIMO G 30E 301 M ST | 207
TM-PG.3EATM300W | TM.PRIMO G 30E 301 M AT | 218.25
TM-PG.3EBDM300W | TM.PRIMO G 30E 301 M DATA 2 | 258.75
TM-PG.3ECB0000W | TM.PRIMO G 30E 01 CB | 177.75
TM-PG.3ECBA000W | TM.PRIMO G 30E 01 CBA | 231.75
TM-PG.3EDAM300W | TM.PRIMO G 30E 301 M DALI | 267.75
TM-PG.4ECBA000B | TM.PRIMO G 40E 01 CBA | 267.75
TM-PG.4ECB0000W | TM.PRIMO G 40E 01 CB | 213.75
TM-PG.4ECBA000W | TM.PRIMO G 40E 01 CBA | 267.75
Primo R
Artikelnummer | Beschrijving
TM-PR.C1ATN600W | TM.PRIMO R C1 60 NM AT | 157.5
TM-PR.C1BDN600W | TM.PRIMO R C1 60 NM DATA 2 | 175.5
TM-PR.C1CB0000W | TM.PRIMO R C1 CB | 135
TM-PR.C1CBA000W | TM.PRIMO R C1 CBA | 189
TM-PR.C1ATN600B | TM.PRIMO R C1 60 NM AT | 157.5
TM-PR.C1BDN600B | TM.PRIMO R C1 60 NM DATA 2 | 175.5
TM-PR.C1CB0000B | TM.PRIMO R C1 CB | 135
TM-PR.C1CBA000B | TM.PRIMO R C1 CBA | 189
TM-PR.C1BDN600M | TM.PRIMO R C1 60 NM DATA 2 | 171
TM-PR.C1CBA000M | TM.PRIMO R C1 CBA | 186.75
TM-PR.M1ATN600W | TM.PRIMO R M1 60 NM AT | 153
TM-PR.M1CB0000W | TM.PRIMO R M1 CB | 130.5
TM-PR.M1CBA000W | TM.PRIMO R M1 CBA | 186.75
TM-PR.M1ATN600B | TM.PRIMO R M1 60 NM AT | 153
TM-PR.M1BDN600B | TM.PRIMO R M1 60 NM DATA 2 | 171
TM-PR.M1CB0000B | TM.PRIMO R M1 CB | 130.5
TM-PR.M1CBA000B | TM.PRIMO R M1 CBA | 186.75
TM-PR.M1ATN800M | TM.PRIMO R M1 180 NM AT | 155.25
TM-PR.M1BDN600M | TM.PRIMO R M1 60 NM DATA 2 | 175.5
TM-PR.M1CBA000M | TM.PRIMO R M1 CBA | 189